## CostData
Common Parametric Data | [11 empty] | Combustion
[12 empty] | Efficiency |  | Fuel |  |  | Program Development Cost (one time capital cost)
|  |  | Fuel Prices | [7 empty] | Fireplace, No Insert | 7% |  | AP-42 Wood | 17.3 | mmBTU/ton | Effort | Cost | Criteria
|  |  | (November/December) | [7 empty] | Fireplace, With Insert - Non-EPA Certified | 40% |  | Fairbanks Wood - Oven Dry, 0% Moisture | 16.5275 | mmBTU/ton | Low | 50000 | Requires minor modification to existing program
Fuel Type |  |  | 2018 | Units | [6 empty] | Fireplace, With Insert - EPA Certified Non-Catalytic | 66% |  | Fairbanks Wood - Air Dry, 20% MC (Dry Basis) | 13.7729 | mmBTU/ton | Medium | 100000 | Requires significant modification to existing program
Electricity |  |  | 0.2005 | /kWh | [6 empty] | Fireplace, With Insert - EPA Certified Catalytic | 70% |  | Fairbanks Wood - Episode Avg Baseline, 36.5% MC (Dry) | 12.1069 | mmBTU/ton | High | 1000000 | Requires development of new and/or complex program elements
District Hot Water Heat |  |  | 24.41 | /mmBTU | EIA-Based Forecasted Heating Oil Prices | [5 empty] | Woodstove - Non-EPA Certified | 54% |  | Fairbanks Wood - Jan/Feb Baseline, 36.1% MC (Dry) | 12.1418 | mmBTU/ton
District Steam Heat |  |  | 19.59 | /1,000 lb | 2019 | 2020 | 2021 | 2022 | 2023 | 2024 | Woodstove - EPA Certified Non-Catalytic | 68% |  | Fairbanks Wood - Nov Baseline, 36.9% MC (Dry) | 12.0722 | mmBTU/ton | Life of program: | 20 | years | CRR= | 0.083679
Fuel Oil (#2/#1 blend) |  |  | 2.8962 | /gal | 2.8962 | 2.8104 | 2.8603 | 2.9248 | 2.9775 | 3.0601 | Woodstove - EPA Certified Catalytic | 72% |  | Wood Pellets | 16 | mmBTU/ton | [5 empty] | For List
Natural Gas |  |  | 20.81 | /mcf | [6 empty] | Pellet Stove (Exempt) | 56% |  | Fuel Oil #1 | 125000 | BTU/gal |  | Annualized Cost |  |  |  | None
Propane |  |  | 3.43 | /gal | [6 empty] | Pellet Stove (EPA Certified) | 78% |  | Fuel Oil #2 | 138500 | BTU/gal | Low | 4183.9665 | /year |  |  | Low
Wood, Pellet |  |  | 272 | /ton | [6 empty] | OWB (Hydronic Heater) - 80/20 Unqual/Phase 2 Wtd | 43% |  | Fuel Oil #1/#2 Weighted (76% #2 24% #1)* | 135000 | BTU/gal | Medium | 8367.933 | /year |  |  | Medium
Wood, Birch Cordwood |  |  | 285 | /cord | EIA-Based Forecasted Heating Oil Prices 2020: 20%; EIA-Based Forecasted Heating Oil Prices 2021: <<- % of ComWood Price | OWB (Hydronic Heater) - Unqualified | 43% |  | 57% Fuel Oil #2 / 43% Kerosene Weighted | 136995 | BTU/gal | High | 83679.33 | /year |  |  | High
Wood, Spruce Cordwood |  |  | 229.17 | /cord | EIA-Based Forecasted Heating Oil Prices 2021: Composite | OWB (Hydronic Heater) - Phase 1 | 43% |  | Kerosene | 135000 | BTU/gal
Wood, Aspen Cordwood |  |  | 229.17 | /cord | EIA-Based Forecasted Heating Oil Prices 2019: Tons/Cord; EIA-Based Forecasted Heating Oil Prices 2020: $/ton; EIA-Based Forecasted Heating Oil Prices 2021: Sold/Cut | OWB (Hydronic Heater) - Phase 2 | 43% |  | Propane | 91333 | BTU/gal | Labor Categories
Wood, Cordwood Wtd. Avg., 20% MC |  |  | 355.0584 | /cord | EIA-Based Forecasted Heating Oil Prices 2019: 1.4792; EIA-Based Forecasted Heating Oil Prices 2020: 240.0331 | Masonry Heater | 85% |  | Natural Gas | 1015 | BTU/ft3 | Effort | Effort (FTE) | Criteria
Wood, Cordwood Wtd. Avg., 36.5% MC |  |  | 317.8124 | /cord | 1.6826 | 188.8821 | 97.4937 | /ton | [5 empty] | Coal | 15.2 | mmBTU/ton | Low | 0.25 | Program only addresses new construction, new devices, or limited set of devices
Wood, Cordwood Wtd. Avg., 64.3% MC |  |  | 255.0584 | /cord | EIA-Based Forecasted Heating Oil Prices 2019: 2.0253; EIA-Based Forecasted Heating Oil Prices 2020: 125.9374 |  | Combustion |  | Electric | 3413 | BTU/KWH | Medium | 0.5 | Program addresses significant portion of device population
Coal, Stoker |  |  | 120 | /ton | [6 empty] | Other Heating Types | Efficiency |  | Waste Oil | 140000 | BTU/gal (JACPA, Vol. 33, No. 7, July 1983) | High | 1 | Program address entire population of devices
| MC | Cost |  | Cost | [6 empty] | Central Oil (Weighted # 1 & #2), Residential | 81%
| 20% | 355.0584 | /cord | 210.9982 | EIA-Based Forecasted Heating Oil Prices 2019: /ton | Central Oil (#1 distillate), Residential | 81% |  |  |  |  | Average cost of FTE
| 64.3% | 255.0584 | /cord | 151.5719 | EIA-Based Forecasted Heating Oil Prices 2019: /ton | Central Oil (#2 distillate), Residential | 81% |  | Compliance Fractions |  |  | 141629 | per FTE | Labor cost derived from FNSB 2019 budget breadout. Includes management, supervisory, and technical staff. Averaged for department. Costs include: salary, benefits, office supplies, computer supplies, operating supplies, equipent, contractor support, communications, travel, training, advertising, janitoral, and utilities.
|  |  | Installation Cost | [7 empty] | Central Oil (Weighted # 1 & #2), Commercial | 81% |  | 2019 Estimated Compliance with
Device Type |  |  | Device | Labor | [6 empty] | Portable: 43% Kerosene & 57% Fuel Oil | 81% |  | Curtailment Requirements (M1) | 20% | (B. Dulla email, 2/4/19)
Fireplace |  |  | 2333 | 9467 | EIA-Based Forecasted Heating Oil Prices 2019: R. Dulla email 11/14/18 | Direct Vent | 81% |  | Estimated Compliance with Enforcement Increase |  |  | Labor Cost
Fireplace insert, cordwood uncertified |  |  | 2467 | 1767 | EIA-Based Forecasted Heating Oil Prices 2019: R. Dulla email 11/14/18 | Natural Gas - Residential | 81% |  | Funded by Device Surcharge (M1) | 21.68% | (B. Dulla email, 2/4/19) | Effort | Cost
Fireplace insert, cordwood certified |  |  | 3393 | 2600 | EIA-Based Forecasted Heating Oil Prices 2019: R. Dulla email 11/14/18 | Natural Gas - Commercial, small uncontrolled | 81% |  | Estimated Compliance with No Visible Emission |  |  | Low | 35407.25 | /year
Fireplace insert, pellet exempt |  |  | 3200 | 2167 | EIA-Based Forecasted Heating Oil Prices 2019: R. Dulla email 11/14/18 | Coal Boiler (bituminous/subbituminous, hand-fed) | 43% |  | Limit during Curtailment Periods (M18) | 5% | (B. Dulla email, 2/4/19) | Medium | 70814.5 | /year
Fireplace insert, pellet certified |  |  | 3333 | 2333 | EIA-Based Forecasted Heating Oil Prices 2019: R. Dulla email 11/14/18 | Waste Oil Burning | - |  |  |  |  | High | 141629 | /year
Wood stove |  |  | 3000 | 2517 | EIA-Based Forecasted Heating Oil Prices 2019: R. Dulla email 9/12/18 | Muni Heat | -
Outdoor hydronic heater |  |  | 6250 | 9000 | EIA-Based Forecasted Heating Oil Prices 2019: R. Dulla email 11/14/18
Pellet stove |  |  | 3867 | 2233 | EIA-Based Forecasted Heating Oil Prices 2019: R. Dulla email 9/12/18 | Heating Efficiency Factors |  |  | Residential Episodic Day Heating Energy Use: | 948267.8164 | BTU/HH/day, from 2019 Baseline EI
Oil heater |  |  | 10000 | 2000 | EIA-Based Forecasted Heating Oil Prices 2019: R. Dulla email 8/17/20 | Oil/Uncert SFBA |  |  | Residential Winter (Oct-Mar) Day Heating Energy Use: | 746362.1104 | BTU/HH/day, from 2011-2015 HH Survey
Coal, Stoker |  |  | 4500 | 5000 | EIA-Based Forecasted Heating Oil Prices 2019: R. Dulla email 11/14/18 | Oil/Fireplace: | 11.5714 |  | Residential Annual Average Day Heating Energy Use: | 457622.6732 | BTU/HH/day, from 2011-2015 HH Survey
[11 empty] | Oil/Uncert Ins: | 2.025
Number of Winter Days = |  |  | 180 | winter days/yr | [6 empty] | Oil/Uncert WS: | 1.5 |  | Episodic to Annual Average Heating Factor: | 0.48259 | <-- This factor is used to adjust episodic average daily emission reductions to annual average daily emission reductions.
| Capital Recovery Rate (CRR): |  | 5.5% | Bank Prime Loan | EIA-Based Forecasted Heating Oil Prices 2020: It has not been updated to reflect short term COVID impacts. | Oil/Unq OHH: | 1.8837 |  | Winter to Annual Average Heating Factor: | 0.61314 | <-- This factor is used to adjust winter average daily emission reductions to annual average daily emission reductions.
| Useful Life (yrs) --> | 5 | 10 | 15 | EIA-Based Forecasted Heating Oil Prices 2019: 20; EIA-Based Forecasted Heating Oil Prices 2020: 30; EIA-Based Forecasted Heating Oil Prices 2021: 40 | Oil/Coal: | 1.8837 |  | Episodic to Winter Average Heating Factor: | 0.78708 | <-- This factor is used to adjust episodic average daily emission reductions to winter season average daily emission reductions.
| Capital Recovery Factor (CRR): | 0.23418 | 0.13267 | 0.099626 | EIA-Based Forecasted Heating Oil Prices 2019: 0.083679; EIA-Based Forecasted Heating Oil Prices 2020: 0.068805; EIA-Based Forecasted Heating Oil Prices 2021: 0.06232
Device Type |  |  | Annual Operation & Maintenance Cost | [7 empty] | Fraction of 2019 New Residences on Parcels > 0.5 acres = | 25% | Placeholder
Fireplace |  |  | 200 | R. Dulla email, 8/10/20 | [6 empty] | Fraction of 2019 New Residences on Parcels < 0.5 acres = | 75% | Placeholder
Fireplace insert, cordwood uncertified |  |  | 200 | R. Dulla email, 8/10/20 | EIA-Based Forecasted Heating Oil Prices 2020: 165
Fireplace insert, cordwood certified |  |  | 200 | R. Dulla email, 8/10/20 | EIA-Based Forecasted Heating Oil Prices 2020: 100 | Fraction of 2019 Residences that are Rentals = | 41.29% | <-- Estimated from 2016 ACS and 2010 Census by Block Group
Fireplace insert, pellet exempt |  |  | 200 | R. Dulla email, 8/10/20 | EIA-Based Forecasted Heating Oil Prices 2020: 75
Fireplace insert, pellet certified |  |  | 200 | R. Dulla email, 8/10/20 | EIA-Based Forecasted Heating Oil Prices 2020: 50
Wood stove |  |  | 200 | R. Dulla email, 8/10/20 | EIA-Based Forecasted Heating Oil Prices 2020: 50 | Measure 47 - Inspection Warrants
Outdoor hydronic heater |  |  | 200 | R. Dulla email, 8/10/20 | EIA-Based Forecasted Heating Oil Prices 2020: 75 | Enforecement Staff FTE Cost = | 100000 | (R. Dulla telecon, 10/29/2018)
Pellet stove |  |  | 200 | R. Dulla email, 8/10/20 | EIA-Based Forecasted Heating Oil Prices 2020: 50 | Enforcement Staff Employment Schedule = | 6 | months/yr (R. Dulla telecon, 10/29/2018)
Oil heater |  |  | 400 | R. Dulla email, 8/17/20 | EIA-Based Forecasted Heating Oil Prices 2020: 50 | Number of Part-Time Inspectors Needed = | 30 | (R. Dulla telecon, 10/29/2018)
Coal, Stoker |  |  | 200 | R. Dulla email, 8/10/20 | EIA-Based Forecasted Heating Oil Prices 2020: 75 | Inspection Vehicle Capital Cost Minus Salvage Earnings = | 18000 | per vehicle (estimated)
Pot Burner |  |  | 350 | R. Dulla email, 8/10/20 | EIA-Based Forecasted Heating Oil Prices 2020: 75 | Inspection Vehicle Useful Life = | 8 | yr (estimated)
[5 empty] | EIA-Based Forecasted Heating Oil Prices 2020: 300 | Inspection Vehicle Annual Capital Recovery Factor = | 0.15786
Device Type |  |  | Useful Life |  | EIA-Based Forecasted Heating Oil Prices 2020: Annual Remodel Rate | Inspection Vehicle Annual Capital Cost = | 2841.5522 | /yr
Fireplace |  |  | 40 | R. Dulla email, 8/10/20 | EIA-Based Forecasted Heating Oil Prices 2020: 40; EIA-Based Forecasted Heating Oil Prices 2021: 2.5% | Inspection Vehicle Annual O&M Cost = | 3000 | /yr
Fireplace insert, cordwood uncertified |  |  | 10 | R. Dulla email, 8/10/20 | EIA-Based Forecasted Heating Oil Prices 2020: 20; EIA-Based Forecasted Heating Oil Prices 2021: 10% | Inspection Vehicle Total Annual Cost = | 5841.5522 | /yr
Fireplace insert, cordwood certified |  |  | 10 | R. Dulla email, 8/10/20 | EIA-Based Forecasted Heating Oil Prices 2020: 20; EIA-Based Forecasted Heating Oil Prices 2021: 10% | Inspection Vehicle Total Winter Season Cost = | 2920.7761 | /winter season
Fireplace insert, pellet exempt |  |  | 10 | R. Dulla email, 8/10/20 | EIA-Based Forecasted Heating Oil Prices 2020: 20; EIA-Based Forecasted Heating Oil Prices 2021: 10% | Number of Inspection Vehicles = | 15
Fireplace insert, pellet certified |  |  | 10 | R. Dulla email, 8/10/20 | EIA-Based Forecasted Heating Oil Prices 2020: 20; EIA-Based Forecasted Heating Oil Prices 2021: 10% | Total Inspection Vehicle Cost = | 43811.6416 | /winter season
Wood stove |  |  | 10 | R. Dulla email, 8/10/20 | EIA-Based Forecasted Heating Oil Prices 2020: 20; EIA-Based Forecasted Heating Oil Prices 2021: 10%
Outdoor hydronic heater |  |  | 10 | R. Dulla email, 8/10/20 | EIA-Based Forecasted Heating Oil Prices 2020: 30; EIA-Based Forecasted Heating Oil Prices 2021: 10%
Pellet stove |  |  | 10 | R. Dulla email, 8/10/20 | EIA-Based Forecasted Heating Oil Prices 2020: 20; EIA-Based Forecasted Heating Oil Prices 2021: 10% | Measure 51ULSHO - Switch to Ultra Low Sulfur Heating Oil
Oil heater |  |  | 25 | R. Dulla email, 8/17/20 | EIA-Based Forecasted Heating Oil Prices 2020: 30; EIA-Based Forecasted Heating Oil Prices 2021: 4% | Ultra Low Sulfur Heating Oil Sulfur Content (ppm) = | 15 | ppm
Moisture Meter |  |  | 8 | yrs Placeholder | bar: EIA-Based Forecasted Heating Oil Prices 2019
ESP |  |  | 20 | yrs Placeholder
Measure 52 - Pot Burners
Non-heating Device Costs | [10 empty] | Number of Pot Burners in Nonattainment Area = | 20 | From "WasteOilUse" tab in Space Heating EI spreadsheet, based on local survey
Moisture meter |  |  | 34 | R. Dulla email 11/14/18 | [6 empty] | PM2.5 Emission Factor = | 5.2 | lb/1000 gal (OMNI Labs test)
Wet firewood testing labor |  |  | 30 | /hr Placeholder | EIA-Based Forecasted Heating Oil Prices 2020: New; EIA-Based Forecasted Heating Oil Prices 2021: Old | Waste Oil Heat Content = | 140000 | BTU/gal (JACPA, Vol. 33, No. 7, July 1983)
Fireplace capping cost |  |  | 170 | R. Dulla email, 8/10/20 | EIA-Based Forecasted Heating Oil Prices 2020: 170; EIA-Based Forecasted Heating Oil Prices 2021: 200 | = | 0.14 | mmBtu/gal
OHH and boiler removal and disposal |  |  | 945 | R. Dulla email 9/12/18 | [6 empty] | Pot Burner Combustion Efficiency = | 81% | (assumed)
Pellet stove and boiler removal |  |  | 600 | R. Dulla email, 8/10/20 | EIA-Based Forecasted Heating Oil Prices 2020: 600; EIA-Based Forecasted Heating Oil Prices 2021: 400
Coal stove removal |  |  | 600 | R. Dulla email, 8/10/20 | EIA-Based Forecasted Heating Oil Prices 2020: 600; EIA-Based Forecasted Heating Oil Prices 2021: 400
Borough Support Staff |  |  | 35 | /hr salary and benefits | [6 empty] | Measure 1 - Surcharge on Device Sales | bar: EIA-Based Forecasted Heating Oil Prices 2019
Borough Website Technician |  |  | 50 | /hr salary and benefits | [6 empty] | Revenue Expected from Surcharge = | 24000 | /yr (Preliminary Draft BACM Analysis for | bar: EIA-Based Forecasted Heating Oil Prices 2019
Fireplace remodel cost |  |  | 1700 | https://www.improvenet.com/r/costs-and-prices/fireplace-remodeling-cost | [8 empty] | Fairbanks PM2.5 Nonattainment Area, Trinity Consultants, 3/22/2018
Wood stove chimney remodel cost |  |  | 2500 | R. Dulla email, 8/10/20 | EIA-Based Forecasted Heating Oil Prices 2020: 2500; EIA-Based Forecasted Heating Oil Prices 2021: 1000
OHH chimney remodel cost |  |  | 2000 | R. Dulla email, 8/10/20 | EIA-Based Forecasted Heating Oil Prices 2020: 2000; EIA-Based Forecasted Heating Oil Prices 2021: 600 | Measure 29 - Allow Only NOASH Households to Burn During Curtailment Periods
[11 empty] | Number of NOASH Households in 2019 = | 1429 | Estimated from 2011-2015 Fairbanks Home Heating Survey data
[11 empty] | Percentage of Households that are NOASH in 2019 = | 4.041% | Estimated from 2011-2015 Fairbanks Home Heating Survey data
[11 empty] | Assumed Number of Curtailment Days per Year = | 35 | Estimated average for Fairbanks and North Pole
[11 empty] | Fraction of NA Area Households in AQCZs = | 87.65% | Estimated from GIS-based 2010 Census occupied household counts in AQCZs vs. entire NA area
Measure R29 - District Heat Expansion
[11 empty] | Steam Energy Transmission Efficiency from Aurora to customer = | 50% | Placeholder
[11 empty] | Aurora Coal Boiler PM2.5 Emission Factor (lb/mmBTU) = | 0.041579 | <-- from Serious SIP episodic emission inventory
[11 empty] | Aurora Coal Boiler SO2 Emission Factor (lb/mmBTU) = | 0.41447 | <-- from Serious SIP episodic emission inventory
Measure Stakeholder 3 - Require ESPs on NOASH Devices
[11 empty] | ESP Control Efficiency = | 72% | ClearStak LLC Test Report, 7/7/2020; Pellet Stove Retrofit Emission Control Device Emission Reduction Testing; Prepared for FNSB. Note: Filter results used. TEOM results not used.
[11 empty] | ESP Device Availability = | 85% | Brunner T., Wuercher G., Obernberger I., 2016: 2-Year Field Operation Monitoring of Electrostatic Precipitators for Residential Wood Heating Systems. 24th European Biomass Conference & Exhibition, June 2016, Amsterdam, Netherlands, ETA-Renewable Energies (Ed.), Italy.
Note: Device availability are averages of field tests for ESPs.
Measure EPA3a - Fuel Oil Boiler Upgrades - Repair
[11 empty] | Fraction of All Residential Oil Heaters That Are Boilers = | 80% | Anecdotal estimate from discussions with FNSB staff (3/25/2019)
[11 empty] | Existing Fraction of Boilers Using Flame Retention Burners = | 80% | Anecdotal estimate based on SIP EI emission factor from OMNI Labs test and introduction of flame retention boilers in 1960s-70s
[11 empty] | Relative Efficiency Improvement of Flame Retention Burners = | 10% | http://www.oilheatamerica.com/knowledge-base/equipment/burners/
Note on A13: Tom Carlson: From "Purchasing Firewood in Alaska" on air dry basis (20% MC).
Note on H13: Tom Carlson: This represents the assumed fraction of the cost of commercially-sold wood that applies to "cut-own" wood. It's a rough monetization of gasoline (driving + chainsaw) and "sweat equity" costs for people that cut their own wood.
Note on A14: Tom Carlson: From "Purchasing Firewood in Alaska" on air dry basis (20% MC).
Note on A15: Tom Carlson: From "Purchasing Firewood in Alaska" on air dry basis (20% MC).
Note on A16: Tom Carlson: From "Purchasing Firewood in Alaska" on air dry basis (20% MC).
Note on A17: Tom Carlson: From "Purchasing Firewood in Alaska" on air dry basis (20% MC).
Note on N24: Tom Carlson: Portable heater fuel split per 2007 Fairbanks HH survey.
Note on S36: Tom Carlson: This factor is used to adjust episodic average daily emission reductions to annual average daily emission reductions.
Note on F37: Tom Carlson: https://www.federalreserve.gov/releases/h15/ as of 3/5/2019. See screen snapshot below.
Note on S37: Tom Carlson: This factor is used to adjust winter average daily emission reductions to annual average daily emission reductions.
Note on S38: Tom Carlson: This factor is used to adjust winter average daily emission reductions to annual average daily emission reductions.
Note on N86: TCarlson: Reflects all losses from Aurora fuel combustion to District heat steam delivery to residences.
Note on N97: TCarlson: Splits boilers from oil furnaces.

## Measure51ULS
BACM Measure 51-ULS
Measure: | Replace Current Space Heating Oil with Ultra Low Sulfur (ULS) Heating Oil
Starting Calendar Year: | 2021
ULS Heating Oil Sulfur Level (ppm): | 15 | ppm
Fairbanks Space Heating Oil Characteristics - Baseline
Methodology Summary:
- Local heating oil used for space heating reflects a blend of #1 and #2 distillate.
- Residential #1 and #2 split based on responses from 2011-2015 Fairbanks Home Heating (HH) Survey.
- Commercial use assumed to be #1 distillate.
- Local #1 and #2 fuel sulfur content based on 2012 samples measured by SwRI.
- Winter heating fuel use fraction (relative to annual) calculated from 2011-2015 HH Survey.
| Distillate Blend (%) |  | Sulfur |  | Winter vs. Annual |  | Winter %
Sector | #1 | #2 | (ppm) |  | Heating Fuel Use |  | (Oct-Mar)
Residential | 31.77% | 68.23% | 2035.3929 |  |  | Heating Oil: | 78.39%
Commercial | 100% | 0% | 896 |  |  | Wood: | 89.75%
Fuel Sulfur (ppm) | 896 | 2566
2021 Baseline Space Heating Emission Factors (lb/mmBTU)
Fuel/Sector | VOC | NOX | SO2 | PM10-PRI | PM25-PRI | NH3 | CO
Baseline Resid. Oil Blend | 0.00532 | 0.083691 | 0.21566 | 0.0034041 | 0.0034041 | 0.00018278 | 0.0033416
Baseline Comm. Oil Blend | 0.005148 | 0.12996 | 0.091864 | 0.0032967 | 0.0032967 | 0.00017687 | 0.0032335
All Wood Devices | 2.5471 | 0.11969 | 0.024523 | 0.69285 | 0.69285 | 0.026065 | 7.3616
Calculation of Ultra Low Sulfur Heating Oil Emission Factors
Methodology Summary:
- SO2 emission factors scaled from baseline heating oil emission factors based on sulfur content.
- PM2.5 (and PM10) factors based on relative differences in emission factors from 2009 Brookhaven Lab study
(see figure below).
- NOx factors estimated as 25% reduction from average of NOx factors for baseline residential and
commercial heating oil based on 2002 V. Turk "Factors Affecting Oil Burner NOx Emissions" paper.
- Factors for all other pollutants assumed equal to those for baseline residential heating oil.
Tested Heating Oil Device PM2.5 Emission Factors (lb/mmBTU) vs. Fuel Sulfur (ppm)
Source: 2009 Brookhaven National Laboratory Report (BNL-91286-2009-IR)
Linear Eqn: PM2.5 (lb/mmBTU) vs. S (ppm)
| PM2.5 = | 1.9424e-06 | x S + | 0.00059763
Predicted
|  | Sulfur |  | PM2.5
Heating Oil Grade |  | (ppm) |  | lb/mmBTU
Baseline Residential Oil |  | 2035.3929 |  | 0.0045513
ULS Heating Oil |  | 15 |  | 0.00062677
|  |  | Relative Reduction, #2/#1 to ULS: | 86.23%
Energy Content Differences
Energy Content #2: | 130116.6012 | BTU/gal | Petro Star, 7/11/19 email, LHV
Energy Content #1: | 125684.6132 | BTU/gal | Petro Star, 7/11/19 email, LHV
% Difference (#1 vs. #2): | 3.406%
- Assume ULSHO energy content is same as #1 based on data reported from 2009 Brookhaven Labs study
ULS Heating Oil Emission Factors (lb/mmBTU)
Heating Oil Type | VOC | NOX | SO2 | PM10-PRI | PM25-PRI | NH3 | CO
ULS Heating Oil (15 ppm S) | 0.00532 | 0.080121 | 0.0015893 | 0.00046879 | 0.00046879 | 0.00018278 | 0.0033416
Without Implementation of this Measure
Methodology Summary:
- Set baseline nonattainment area heating energy use using average winter modeling episode day.
- Scaled average winter day to annual day heating energy use based on 2011-2015 HH Survey data.
- Calculate baseline annual emissions by affected fuel/sector using lb/mmBTU emission factors.
(Wood heating devices included to later account for price-based demand shift.)
2021 Nonattainment Area Heating Energy by
Affected Fuel/Sector (mmBTU/day)
|  |  | Wtr/Ann | Annual
Fuel/Sector |  | Episodic | Use (%) | (12 mths)
Residential Heating Oil |  | 31278.2812 | 78.39% | 19950.3522
Commercial Heating Oil |  | 10112.2062 |  | 6449.9093
All Wood Heating Devices |  | 6967.4375 | 89.75% | 3881.5041
TOTALS |  | 48357.9249 |  | 30281.7656
Space Heating Emission Factors (lb/mmBTU)
Fuel/Sector | VOC | NOX | SO2 | PM10-PRI | PM25-PRI | NH3 | CO
Residential Oil, Baseline | 0.00532 | 0.083691 | 0.21566 | 0.0034041 | 0.0034041 | 0.00018278 | 0.0033416
Commercial Oil, Baseline | 0.005148 | 0.12996 | 0.091864 | 0.0032967 | 0.0032967 | 0.00017687 | 0.0032335
All Wood Heating Devices | 2.5471 | 0.11969 | 0.024523 | 0.69285 | 0.69285 | 0.026065 | 7.3616
2021 Baseline Emissions by Affected Fuel Type (tons/year)
Fuel Type | VOC | NOX | SO2 | PM10-PRI | PM25-PRI | NH3 | CO
Residential Oil, Baseline | 19.3699 | 304.715 | 785.1879 | 12.3941 | 12.3941 | 0.66549 | 12.1665
Commercial Oil, Baseline | 6.0598 | 152.9816 | 108.1342 | 3.8806 | 3.8806 | 0.20819 | 3.8062
All Wood Heating Devices | 1804.2724 | 84.7825 | 17.3715 | 490.7956 | 490.7956 | 18.4639 | 5214.7599
TOTALS | 1829.702 | 542.4791 | 910.6935 | 507.0703 | 507.0703 | 19.3375 | 5230.7326
With Implementation of this Measure
Methodology Summary:
- Use ULS emission factors from 2009 Brookhaven report for PM2.5 (and scaled SO2).
- Adjust for decreased oil use from ULS due to eliminated boiler fouling/deposits.
- Account for reduced oil demand from increased ULS price (using demand elasticity).
- Assume energy from price-reduced oil demand replaced with "same-BTU" wood energy.
- Translate "same-BTU" energy to equivalent wood BTUs, accounting for wood/oil efficiency difference.
Heating Efficiency Improvement Using ULS Oil
|  | Baseline Oil Device Efficiency: | 81%
|  | Fuel Use Increase from Fouling: | 12% | per 2015 Brookhaven report (BNL-108353-2015-IR)
|  | Fouling Eliminated Fuel Use Decrease: | 10.71%
Heating Oil Price Elasticity Impacts on Wood Demand
|  | Estimated Oil Demand Price Elasticity: | -0.294 | (29.4% decrease in oil demand per 100% increase in oil price -- UAF estimate)
|  | Price Premium forULS Oil: | 0.4067 |  | Base Price: | 2.8603 | per gallon
|  | Relative Price Increase: | 14.22%
|  | Decrease in Oil Use: | 4.18%
|  | Wood-Oil Cross-Price Elasticity: | 0.318 | (31.8% wood use increase per 100% increase in oil price)
|  | Increase in Wood Use: | 4.522%
Relative Heating Efficiency Between Oil and All Wood Devices
(Wood efficiency is usage weighted composite)
|  |  | Efficiency (%) |  | Relative
|  |  | Oil | Wood | Wood/Oil
|  |  | Devices | Devices | Factor
|  |  | 81% | 60% | 0.74074
2021 Nonattainment Area Heating Energy by
Affected Fuel/Sector (mmBTU/avg annual day)
| Annual | ULS- | After | Price | Wood/Oil | Energy | Annual
| Daily | Reduced | Reduced | Demand | Efficiency | Content | Daily
Fuel/Sector | Baseline | Fouling | Fouling | Impact | Adj. | Adj. | After ULS | % Change
Residential Heating Oil | 19950.3522 | -2137.5377 | 17812.8145 | -744.6313 |  | 679.5422 | 17747.7253 | -11.04%
Commercial Heating Oil | 6449.9093 | -691.0617 | 5758.8476 | -240.7378 |  |  | 5518.1097 | -14.45%
All Wood Heating Devices | 3881.5041 |  | 3881.5041 | 175.5046 | 236.9313 |  | 4293.94 | 10.63%
TOTALS | 30281.7656 | -2828.5994 | 27453.1661 | -809.8645 | 236.9313 | 679.5422 | 27559.7751 | -8.989%
Space Heating Emission Factors (lb/mmBTU)
Fuel/Sector | VOC | NOX | SO2 | PM10-PRI | PM25-PRI | NH3 | CO
Residential Oil, ULS | 0.00532 | 0.080121 | 0.0015893 | 0.00046879 | 0.00046879 | 0.00018278 | 0.0033416
Commercial Oil, ULS | 0.00532 | 0.080121 | 0.0015893 | 0.00046879 | 0.00046879 | 0.00018278 | 0.0033416
All Wood Heating Devices | 2.5471 | 0.11969 | 0.024523 | 0.69285 | 0.69285 | 0.026065 | 7.3616
2019 After ULS Emissions by Affected Fuel Type (tons/year)
Fuel Type | VOC | NOX | SO2 | PM10-PRI | PM25-PRI | NH3 | CO
Residential Oil, ULS | 17.2313 | 259.5077 | 5.1476 | 1.5184 | 1.5184 | 0.59201 | 10.8232
Commercial Oil, ULS | 5.3576 | 80.686 | 1.6005 | 0.47209 | 0.47209 | 0.18407 | 3.3652
All Wood Heating Devices | 1995.9885 | 93.7913 | 19.2173 | 542.9459 | 542.9459 | 20.4258 | 5768.8632
TOTALS | 2018.5773 | 433.985 | 25.9655 | 544.9364 | 544.9364 | 21.2018 | 5783.0516
Emission Benefits by Calendar Year
| Net Emission Benefits (tons/year) | [6 empty] | Implmnt.
Calendar Year | VOC | NOX | SO2 | PM10-PRI | PM25-PRI | NH3 | CO | Year
2021 | -188.8753 | 108.4942 | 884.7281 | -37.8661 | -37.8661 | -1.8643 | -552.319 | 1 |  | One-time measure, so no accumulation of benefits over time
2022 | -188.8753 | 108.4942 | 884.7281 | -37.8661 | -37.8661 | -1.8643 | -552.319 | 2
2023 | -188.8753 | 108.4942 | 884.7281 | -37.8661 | -37.8661 | -1.8643 | -552.319 | 3
2024 | -188.8753 | 108.4942 | 884.7281 | -37.8661 | -37.8661 | -1.8643 | -552.319 | 4
2025 | -188.8753 | 108.4942 | 884.7281 | -37.8661 | -37.8661 | -1.8643 | -552.319 | 5
2026 | -188.8753 | 108.4942 | 884.7281 | -37.8661 | -37.8661 | -1.8643 | -552.319 | 6
2027 | -188.8753 | 108.4942 | 884.7281 | -37.8661 | -37.8661 | -1.8643 | -552.319 | 7
Cost Analysis:
Costs - Without Implementation of this Measure
- Assume that baseline costs are limited to fuel costs for oil and wood and maintenance costs for existing heating oil units used in residential and commercial space heating
- 2011-2015 Fairbanks Home Heating Survey data household percentages:
|  | Residential Oil: | 89.67%
|  | Residential Wood: | 38.84%
- Assume 98% of commercial buildings use heating oil (remaining 2% use natural gas) -- consistent with SIP EI assumption
|  |  |  | Annual Daily Energy | [5 empty] | Back-Calculated |  |  |  | Total Fuel Costs |  | Oil Device Repair/Maintenance Costs |  |  |  | Total Operating Cost
| Affected Devices |  |  | Use (mmBTU/day) |  | Annual Daily Fuel Use |  |  |  | Energy Content |  | Fuel Price |  | Per Year |  | Interval | Avg Cost/ | Annual Costs |  | Per Year
Device Type | Counts | Units |  | Total | Per Unit | Total | Per Unit | Units | Fuel Type | mmBTU | Units | Cost | Unit | Total | Per Unit | (years) | Service | Per Unit | Total | Per Unit | Total
Residential Oil Devices | 32408.8249 | res. units w/oil |  | 19950.3522 | 0.61558 | 112627.1115 | 3.4752 | gallons | Resid. Oil Blend | 0.17714 | /gallon | 2.8603 | /gal | 117584086.1748 | 3628.1503 | 1.5 | 100 | 66.6667 | 2160588.3268 | 3694.8169 | 119744674.5016
Commercial Oil Devices | 1612 | comm. units w/oil |  | 6449.9093 | 4.0012 | 36360.9671 | 22.5564 | gallons | Comm. Oil Blend | 0.17739 | /gallon | 2.9075 | /gal | 38587277.1451 | 23937.5168 | 1.5 | 100 | 66.6667 | 107466.6667 | 24004.1835 | 38694743.8118
All Wood Heating Devices | 14039.3672 | res. units w/wood |  | 3881.5041 | 0.27647 | 299.1681 | 0.021309 | tons | Wood | 12.9743 | /ton | 97.4937 | /ton | 10645959.0609 | 758.2934 |  |  |  |  | 758.2934 | 10645959.0609
TOTALS |  |  |  | 30281.7656 |  | 41108895.6875 | Residential heating oil, gallons/year | [6 empty] | 166817322.3807 |  |  |  |  | 2268054.9935 |  | 169085377.3742
[6 empty] | 13271753.0034 | Commercial heating oil, gallons/year
[6 empty] | 109196.3638 | Wood, tons/year
Costs - With Implementation of this Measure
- Assume that baseline costs are limited to fuel costs for oil and wood and maintenance costs for existing heating oil units used in residential and commercial space heating
- Adjust fuel usage to reflect decrease from elimination of fouling using ULSHO
- Also adjust oil usage to reflect own-price and cross-price elasticity assumptions above
- Account for price change of ULSHO
- Adjust maintenance/repair cost to reflect longer interval between services per Brookhaven/NYSERDA report
|  |  |  | Annual Daily Energy | [5 empty] | Unchanged |  |  |  | Total Fuel Costs |  | Oil Device Repair/Maintenance Costs |  |  |  | Total Operating Cost
| Affected Devices |  |  | Use (mmBTU/day) |  | Annual Daily Fuel Use |  |  |  | Energy Content |  | Fuel Price |  | Per Year |  | Interval | Avg Cost/ | Annual Costs |  | Per Year
Device Type | Counts | Units |  | Total | Per Unit | Total | Per Unit | Units | Fuel Type | mmBTU | Units | Cost | Unit | Total | Per Unit | (years) | Service | Per Unit | Total | Per Unit | Total
Residential Oil Devices | 32408.8249 | res. units w/oil |  | 17747.7253 | 0.54762 | 100192.4687 | 3.0915 | gallons | Resid. Oil Blend | 0.17714 | /gallon | 3.267 | /gal | 119475287.6739 | 3686.5048 | 1.5 | 100 | 66.6667 | 2160588.3268 | 3753.1714 | 121635876.0008
Commercial Oil Devices | 1612 | comm. units w/oil |  | 5518.1097 | 3.4231 | 31108.0045 | 19.2978 | gallons | Comm. Oil Blend | 0.17739 | /gallon | 3.267 | /gal | 37094981.618 | 23011.7752 | 1.5 | 100 | 66.6667 | 107466.6667 | 23078.4419 | 37202448.2847
All Wood Heating Devices | 14039.3672 | res. units w/wood |  | 4293.94 | 0.30585 | 330.9567 | 0.023573 | tons | Wood | 12.9743 | /ton | 97.4937 | /ton | 11777163.7808 | 838.8671 |  |  |  |  | 838.8671 | 11777163.7808
TOTALS |  |  |  | 27559.7751 |  | 36570251.0753 | Residential heating oil, gallons/year | [6 empty] | 168347433.0727 |  |  |  |  | 2268054.9935 |  | 170615488.0662
[6 empty] | 11354421.6366 | Commercial heating oil, gallons/year
[6 empty] | 120799.2116 | Wood, tons/year
| Annual | Annual
| Program | Labor
| Cost | Cost
| Effort: | Effort:
| Medium | Medium
| 8367.933 | 70814.5
Cost Effectiveness:
Cost Without Implementation = |  | 169085377.3742 | /year
Cost With Implementation = |  | 170694670.4992 | /year
Cost Increase = |  | 1609293.125 | /year
PM2.5 Emission Reduction = |  | -37.8661 | tons/year - 2021
SO2 Emission Reduction = |  | 884.7281 | tons/year - 2021
Implementation Cost-Effectiveness = |  | -42499.5626 | /ton PM2.5
|  | 1818.9692 | /ton SO2
Note on R190: Tom Carlson: From 2015 Brookhaven/NYSERDA report BNL-108353-2015-IR.
Note on S190: Tom Carlson: Estimated from HVAC.com.
Note on R191: Tom Carlson: From 2015 Brookhaven/NYSERDA report BNL-108353-2015-IR.
Note on S191: Tom Carlson: Estimated from HVAC.com.
Note on N192: Tom Carlson: Composite wood cost that accounts for the fact that 40% buy wood and 60% cut their own.
Note on R208: Tom Carlson: From 2015 Brookhaven/NYSERDA report BNL-108353-2015-IR.
Note on S208: Tom Carlson: Estimated from HVAC.com.
Note on R209: Tom Carlson: From 2015 Brookhaven/NYSERDA report BNL-108353-2015-IR.
Note on S209: Tom Carlson: Estimated from HVAC.com.
Note on N210: Tom Carlson: Composite wood cost that accounts for the fact that 40% buy wood and 60% cut their own.

## Measure52
BACM Measure 52
Measure: | Operation and Sale of Small "Pot Burners" Prohibited
Starting Calendar Year: | 2021
Key Data Sources, Assumptions, Methods:
- Assume the Pot Burners reflect the 'Waste Oil' category in the SIP inventory
- Assume Pot Burner heat output is replace by oil furnace heat
- Assume Pot Burner heating efficiency is 81%
Number of Affected Pot Burners = |  |  | 20 | From "WasteOilUse" tab in Space Heating EI spreadsheet, based on local survey
Without Implementation of this Measure
2021 Projected Device Counts in Fairbanks Nonattainment Area:
Energy Consumption
mmBtu/episodic day
Device Type | Devices | Per Device | All Devices
Pot Burners | 20 | 6.2954 | 125.9078
2021 Space Heating Emission Factors:
|  | SO2 | PM25-PRI
Pot Burners (burning waste oil) |  | 0.2669 | 0.037575 | lb/mmBtu
2021 Baseline Emissions in Affected Devices:
|  | SO2 | PM25-PRI
Pot Burners |  | 0.016802 | 0.0023655 | tons/episodic day
With Implementation of this Measure
|  | No. of | Total Energy Use |  | Oil Furnace Energy
Heating Efficiency Factors | Efficiency | New | mmBtu/Epsd Day |  | mmBTU/
Certified/Uncertified | Ratio | Devices | Pot Burners | Oil Furn. | Epsd Day
Oil Furnace/Pot Burner | 1 | 20 | 125.9078 | 125.9078 | 6.2954
2021 Space Heating Emission Factor:
|  | SO2 | PM25-PRI
Oil Furnaces |  | 0.21535 | 0.0034021 | lb/mmBtu
2021 Emissions in Affected Devices:
|  | SO2 | PM25-PRI
Oil Furnaces |  | 0.013557 | 0.00021417 | tons/episodic day
Emission Benefits by Calendar Year:
| Net Emission Benefits (tons/year) | [6 empty] | Implmnt.
Calendar Year |  |  | SO2 |  | PM25-PRI |  |  | Year
2021 |  |  | 0.57158 |  | 0.37895 |  |  | 1 |  |  |  | One-time measure, so no accumulation of benefits over time
2022 |  |  | 0.57158 |  | 0.37895 |  |  | 2
2023 |  |  | 0.57158 |  | 0.37895 |  |  | 3
2024 |  |  | 0.57158 |  | 0.37895 |  |  | 4
2025 |  |  | 0.57158 |  | 0.37895 |  |  | 5
2026 |  |  | 0.57158 |  | 0.37895 |  |  | 6
2027 |  |  | 0.57158 |  | 0.37895 |  |  | 7
Cost Analysis:
Without Implementation of this Measure
-Assume that baseline costs are limited to fuel and maintenance costs for existing Pot Burners
|  | Energy Input | [8 empty] | Total Fuel Costs |  | Annual Pot Burner |  | Annual Fuel &
|  | mmBTU/ |  | Fuel | Energy Content |  | Fuel Combusted |  | Unit Fuel Cost |  | Per Year |  | Maintenance Costs |  | Maintenance Costs
Device Type | Devices | epsd day | year | Type | mmBTU | Unit | All Devices/year |  | Cost | Units | All Devices | Per Device | Per Device | Total | All Devices | Per Device
Pot Burners | 20 | 125.9078 | 22177.9779 | Waste Oil | 0.1385 | /gal | 160129.8043 | gal | 0 | /gal | 0 | 0 | 350 | 7000 | 7000 | 350
With Implementation of this Measure
- Assume capital recovery rate = 5.50% | [6 empty] | Annual |  | Heating Energy Use | [8 empty] | Annual | Annual
|  |  |  | Cap. Rec. | Installation Costs |  | Capital | Annual | mmBTU/device |  |  | Energy Content |  |  |  | Unit Fuel Cost |  | Per Device | Device | No. of | Total Annual
Device Type |  |  | Useful Life, yrs | Factor | Materials | Labor | Cost | O&M Cost | Epsd Day | Annual | Fuel Type | mmBTU | Units | Fuel Combusted |  | Cost | Units | Fuel Cost | Cost | Devices | Cost
Oil Furnace |  |  | 25 | 0.074549 | 10000 | 2000 | 894.5922 | 400 | 6.2954 | 1108.8989 | Waste Oil | 0.135 | /gal | 8214.0659 | gal/yr-dv | 2.8603 | /gal | 23494.755 | 24789.3472 | 20 | 495786.9441
|  | Annual | Annual
|  | Program | Labor
|  | Cost | Cost
|  | Effort: | Effort:
|  | Low | Low
|  | 4183.9665 | 35407.25
Cost-Effectiveness Analysis:
Cost Without Implementation = |  | 7000 | /year
Cost With Implementation = |  | 535378.1606 | /year
Cost Increase = |  | 528378.1606 | /year
PM2.5 Emission Reduction = |  | 0.37895 | tons/year - 2021
|  | 0.57158 | tons/year - 2021
Implementation Cost-Effectiveness = |  | 1394334.0584 | /ton PM2.5
|  | 924420.0013 | /ton SO2

## Measure53
BACM Measure 53
Measure: | No Use, Sale, or Exchange of Used Oil for Fuel Unless It Meets Constituent Property Limits
Starting Calendar Year: | 2021
Key Data Sources, Assumptions, Methods:
- Assume only used oil mixed with halogenated solvents is prohibited from burning for space heating
- Assume that used oil prohibited from burning for space heating will be replaced by #1/#2 blend fuel oil
Without Implementation of this Measure
2021 Used Oil Combustion:
Annual quantity of used oil containing halogenated
solvents burned = |  |  | 1000 | gal/yr (assumed)
Used oil heat content = |  |  | 140000 | Btu/gal
Used oil heat input = |  |  | 140 | mmBtu/yr
= |  |  | 0.77778 | mmBtu/episodic day
2021 Space Heating Emission Factor:
|  | SO2 | PM25-PRI
Oil furnaces burning used oil |  | 0.2669 | 0.037575 | lb/mmBtu
2021 Baseline Emissions in Affected Devices:
|  | SO2 | PM25-PRI
Oil furnaces burning used oil |  | 0.018683 | 0.0026303 | tons/yr
|  | 0.00010379 | 1.4613e-05 | tons/episodic day
With Implementation of this Measure
Fuel Oil (#1/#2 blend) heat content = |  |  | 135000 | Btu/gal
Heating Efficiency Factors
Fuel Oil/Used Oil
|  | Oil Furnace/Oil Furnace | 0.96429
2021 Replacement Fuel Oil Conbustion:
Fuel oil heat input = |  |  | 145.1852 | mmBtu/yr
= |  |  | 0.80658 | mmBtu/episodic day
2021 Space Heating Emission Factor:
|  | SO2 | PM25-PRI
Oil furnaces burning fuel oil |  | 0.21535 | 0.0034021 | lb/mmBtu
2021 Baseline Emissions in Affected Devices:
|  | SO2 | PM25-PRI
Oil furnaces burning fuel oil |  | 0.015633 | 0.00024697 | tons/yr
|  | 8.685e-05 | 1.372e-06 | tons/episodic day
Emission Benefits by Calendar Year:
| Net Emission Benefits (tons/year) | [6 empty] | Implmnt.
Calendar Year |  |  | SO2 |  | PM25-PRI |  |  | Year
2021 |  |  | 0.0029845 |  | 0.0023323 |  |  | 1 |  |  |  | One-time measure, so no accumulation of benefits over time
2022 |  |  | 0.0029845 |  | 0.0023323 |  |  | 2
2023 |  |  | 0.0029845 |  | 0.0023323 |  |  | 3
2024 |  |  | 0.0029845 |  | 0.0023323 |  |  | 4
2025 |  |  | 0.0029845 |  | 0.0023323 |  |  | 5
2026 |  |  | 0.0029845 |  | 0.0023323 |  |  | 6
2027 |  |  | 0.0029845 |  | 0.0023323 |  |  | 7
Cost Analysis:
- Assume that differential costs are limited to fuel costs
- Assume that used oil cost is zero (i.e., used oil is combusted within generating facilities)
Without Implementation of this Measure
Used fuel oil cost = |  |  | 0
With Implementation of this Measure
| Energy Input | [5 empty] | Fuel Combusted, gal |  |  |  | Total Fuel Costs
| mmBTU |  |  |  | Energy Content |  | All Devices |  | Unit Fuel Cost |  | All Devices
Device Type | Annual | Epsd Day | Fuel Type |  | mmBTU | Unit | Annual | Epsd Day | Cost | Units | Annual | Epsd Day
Oil furnaces burning fuel oil | 145.1852 | 0.80658 | Fuel Oil (#1/#2 blend) |  | 0.135 | /gal | 1075.4458 | 5.9747 | 2.8603 | /gal | 3076.1058 | 17.0895
| Annual | Annual
| Program | Labor
| Cost | Cost
| Effort: | Effort:
| Low | Low
| 4183.9665 | 35407.25
Cost-Effectiveness Analysis:
Cost Without Implementation = |  | 0 | /year
Cost With Implementation = |  | 42667.3223 | /year
Cost Increase = |  | 42667.3223 | /episodic day
PM2.5 Emission Reduction = |  | 0.0023323 | tons/year - 2021
SO2 Emission Reduction = |  | 0.0029845 | tons/year - 2021
Implementation Cost-Effectiveness = |  | 18294421.5894 | /ton PM2.5
|  | 14296394.0611 | /ton SO2

## MeasureR15
BACM Measure R15
Measure: | Ban New Installations - Wood Stoves
Starting Calendar Year: | 2021
Assumed Compliance Rate: | 100%
Annual Replacement Rate, Fireplace: | 2.5% | <-- equal to reciprocal of assumed useful life (years)
Annual Replacement Rate, Cordwood Stove/Insert: | 10% | <-- equal to reciprocal of assumed useful life (years)
Annual Replacement Rate, Pellet Stove: | 10% | <-- equal to reciprocal of assumed useful life (years)
Annual Replacement Rate, Outdoor Hydronic Heater: | 10% | <-- equal to reciprocal of assumed useful life (years)
Key Data Sources, Assumptions, Methods:
- Assume it applies to all wood-burning devices
- High-side estimate of annual new home sales in Borough to account for Eielson-related growth
- Also include new installations when devices are "normally" replaced after average useful life
- Assume no overlap with Borough Wood Stove Change Out (WSCO) Program on replacement
- Assume measure allows only oil furnaces in new construction, device replacements
- Total and wood device-specific average household energy use estimated from 2011-2015 Home Heating Survey
- Baseline emissions (from both wood and other fuels) first calculated for affected households with solid fuel devices
- "With Measure" emissions then calculated using oil furnace emission factors
- Heating efficiency differences also accounted for between solid fuel devices and oil furnaces
Annual number of new residences constructed within nonattainment area:
|  |  |  | Uncert | Cert | Cordwood | Pellet
Total = |  |  | 984 | 18.12% | 81.88% | 88.77% | 11.23% |  |  | Fairbanks Community Research Quarterly, 2016 Vol. 4 -- highest value in last 15 years (2007), to reflect projected new housing growth from Eielson F-35s: 243 in City of Fairbanks, 37 in City of North Pole, 704 in remainder of Borough, all assumed within nonattainment area
With fireplaces = |  |  | 21 | 21 | 0 |  |  |  | 2.118% | Fairbanks Home Heating 2011-2015 Survey data -- product of wood device and fireplace (of wood device) household fractions (38.5% x 5.5%) -- FNSB_2011-2015_HHSurvey_Unified_Tabulations_GIS_FPCorrections.xlsx, TabsAll
With fireplaces + inserts, cordwood = |  |  | 18 | 3 | 15 |  |  |  | 2.012% | Fairbanks Home Heating 2011-2015 Survey data -- product of wood device and fireplace insert household fractions [38.5% x 5.2%] -- FNSB_2011-2015_HHSurvey_Unified_Tabulations_GIS_FPCorrections.xlsx, TabsAll
With stoves, cordwood = |  |  | 290 | 53 | 237 |  |  |  | 33.22% | Fairbanks Home Heating 2011-2015 Survey data -- product of wood device and woodstove household fractions [38.5% x 86.2%] -- FNSB_2011-2015_HHSurvey_Unified_Tabulations_GIS_FPCorrections.xlsx, TabsAll
With exempt pellet stoves = |  |  | 2 | 2
With certified pellet stoves = |  |  | 37 |  | 37
With outdoor hydronic heaters = |  |  | 12 | 10 | 2 |  |  |  | 1.191% | Fairbanks Home Heating 2011-2015 Survey data -- product of wood device and outdoor wood boiler household fractions (38.5% x 5.4%); we use all OWB fractions here since the Borough already has an ordinance (21.28.020) that required new wood devices, including OWBs to be EPA-Certified -- FNSB_2011-2015_HHSurvey_Unified_Tabulations_GIS_FPCorrections.xlsx, TabsAll
|  | Total Affected New Construction Devices: | 380
2021 Projected Device Counts in Fairbanks Nonattainment Area:
|  | Energy Consumption |  |  |  | New | Total
| Baseline | mmBtu/episodic day |  | Annual Replacement |  | Construct. | Affected
Device Type | Devices | All Devices | Per Device | Rate (%) | Devices | Devices | Devices
Fireplaces | 825 | 604.8724 | 0.73318 | 2.5% | 21 | 21 | 42
Uncertified Inserts | 131 | 53.3696 | 0.4074 | 10% | 13 | 3 | 16
Certified Inserts | 594 | 180.0172 | 0.30306 | 10% | 59 | 15 | 74
Uncertified Stoves | 1933 | 1083.0936 | 0.56032 | 10% | 193 | 53 | 246
Certified Stoves | 8736 | 3653.3083 | 0.41819 | 10% | 874 | 237 | 1111
Exempt Pellet Devices (Inserts/Stoves) | 194 | 143.7812 | 0.74114 | 10% | 19 | 2 | 21
Certified Pellet Devices (Inserts/Stoves) | 879 | 484.9783 | 0.55174 | 10% | 88 | 37 | 125
Unqualified OHHs | 389 | 604.8976 | 1.555 | 10% | 39 | 10 | 49
Phase 2 (Certified) OHHs | 97 | 151.2244 | 1.559 | 10% | 10 | 2 | 12
Total Wood-Burning Devices | 13778 | 6959.5424 | 0.50512 |  | 1316 | 380 | 1696
Without Implementation of this Measure
2021 Space Heating Emission Factors (lb/mmBTU)
Heating Device/Fuel | VOC | NOX | SO2 | PM10-PRI | PM25-PRI | NH3 | CO
Fireplaces | 14.2608 | 0.16191 | 0.02491 | 2.1547 | 2.1547 | 0.11209 | 15.7305
Uncertified Inserts | 3.3011 | 0.1744 | 0.024914 | 1.9059 | 1.9059 | 0.10589 | 14.3755
Certified Inserts | 0.81765 | 0.10135 | 0.024914 | 0.52601 | 0.52601 | 0.017457 | 7.7141
Uncertified Stoves | 3.3011 | 0.090447 | 0.024914 | 0.75627 | 0.75627 | 0.024729 | 7.5472
Certified Stoves | 0.81765 | 0.10135 | 0.024914 | 0.52601 | 0.52601 | 0.017457 | 7.7141
Exempt Pellet Devices (Inserts/Stoves) | 0.14948 | 0.26105 | 0.020863 | 0.19298 | 0.19298 | 0.0046863 | 0.64753
Certified Pellet Devices (Inserts/Stoves) | 0.14948 | 0.26105 | 0.020863 | 0.19298 | 0.19298 | 0.0046863 | 0.64753
Unqualified OHHs | 4.1812 | 0.11643 | 0.031556 | 0.87142 | 0.87142 | 0.021561 | 4.3625
Phase 2 (Certified) OHHs | 1.1833 | 0.17041 | 0.031556 | 0.40761 | 0.40761 | 0.0099068 | 6.4418
Oil Furnaces | 0.0053125 | 0.083238 | 0.21535 | 0.0034021 | 0.0034021 | 0.00018252 | 0.0033369
2021 Baseline Emissions in Affected Residences (tons/episodic day)
New Residence Type | VOC | NOX | SO2 | PM10-PRI | PM25-PRI | NH3 | CO
Fireplaces | 0.21957 | 0.0024929 | 0.00038353 | 0.033175 | 0.033175 | 0.0017259 | 0.2422
Uncertified Inserts | 0.010759 | 0.0005684 | 8.12e-05 | 0.0062118 | 0.0062118 | 0.0003451 | 0.046853
Certified Inserts | 0.0091684 | 0.0011365 | 0.00027937 | 0.0058983 | 0.0058983 | 0.00019575 | 0.086499
Uncertified Stoves | 0.22751 | 0.0062335 | 0.0017171 | 0.052121 | 0.052121 | 0.0017043 | 0.52014
Certified Stoves | 0.18994 | 0.023544 | 0.0057877 | 0.1222 | 0.1222 | 0.0040554 | 1.792
Exempt Pellet Devices (Inserts/Stoves) | 0.0011633 | 0.0020315 | 0.00016235 | 0.0015018 | 0.0015018 | 3.6469e-05 | 0.0050391
Certified Pellet Devices (Inserts/Stoves) | 0.0051548 | 0.0090019 | 0.00071943 | 0.0066547 | 0.0066547 | 0.0001616 | 0.022329
Unqualified OHHs | 0.15929 | 0.0044359 | 0.0012022 | 0.033199 | 0.033199 | 0.00082142 | 0.1662
Phase 2 (Certified) OHHs | 0.011069 | 0.001594 | 0.00029518 | 0.0038128 | 0.0038128 | 9.2669e-05 | 0.060258
TOTALS | 0.83363 | 0.051039 | 0.010628 | 0.26477 | 0.26477 | 0.0091386 | 2.9415
With Implementation of this Measure
|  | No. of | Total Energy Use |  | Oil Furnace
Heating Efficiency Factors | Efficiency | Affected | mmBtu/Epsd Day |  | mmBtu/EpsdDay-
Oil/Uncert SFBA | Ratio | Devices | SFBDs | Oil Furn. | device
Oil/Fireplace: | 11.5714 | 42 | 30.7935 | 2.6612 | 0.063361
Oil/Uncert Ins: | 2.025 | 16 | 6.5184 | 3.219 | 0.20119
Oil/Cert Ins: | 1.1912 | 74 | 22.4264 | 18.8271 | 0.25442
Oil/Uncert WS: | 1.5 | 246 | 137.8381 | 91.8921 | 0.37354
Oil/Cert WS: | 1.1571 | 1111 | 464.6091 | 401.5141 | 0.3614
Oil/Exempt PS: | 1.4464 | 21 | 15.5639 | 10.7603 | 0.51239
Oil/Certified PS: | 1.0385 | 125 | 68.9673 | 66.413 | 0.5313
Oil/Unq OHH: | 1.8837 | 49 | 76.1953 | 40.4494 | 0.8255
Oil/P2 OHH: | 1.8837 | 12 | 18.7082 | 9.9315 | 0.82762
| Total | 1696 | 841.6203 | 645.6675 | 0.3807 | mmBtu/EpsdDay-device
2021 With Control Emissions in Affected Residences (tons/episodic day)
New Residence Type | VOC | NOX | SO2 | PM10-PRI | PM25-PRI | NH3 | CO
Fireplaces --> Oil | 7.0688e-06 | 0.00011075 | 0.00028654 | 4.5268e-06 | 4.5268e-06 | 2.4286e-07 | 4.44e-06
Uncert Inserts --> Oil | 8.5505e-06 | 0.00013397 | 0.00034661 | 5.4756e-06 | 5.4756e-06 | 2.9377e-07 | 5.3707e-06
Certified Inserts --> Oil | 5.001e-05 | 0.00078356 | 0.0020272 | 3.2026e-05 | 3.2026e-05 | 1.7182e-06 | 3.1412e-05
Uncert WS --> Oil | 0.00024409 | 0.0038244 | 0.0098946 | 0.00015631 | 0.00015631 | 8.3862e-06 | 0.00015332
Certified WS --> Oil | 0.0010665 | 0.016711 | 0.043233 | 0.00068299 | 0.00068299 | 3.6643e-05 | 0.0006699
Exempt Pellet Stoves --> Oil | 2.8582e-05 | 0.00044783 | 0.0011586 | 1.8304e-05 | 1.8304e-05 | 9.8199e-07 | 1.7953e-05
Certified Pellet Stoves --> Oil | 0.00017641 | 0.002764 | 0.0071511 | 0.00011297 | 0.00011297 | 6.0609e-06 | 0.00011081
Unqualified OHH --> Oil | 0.00010744 | 0.0016835 | 0.0043554 | 6.8806e-05 | 6.8806e-05 | 3.6915e-06 | 6.7487e-05
Phase 2 OHH --> Oil | 2.6381e-05 | 0.00041334 | 0.0010694 | 1.6894e-05 | 1.6894e-05 | 9.0636e-07 | 1.657e-05
TOTALS | 0.0017151 | 0.026872 | 0.069523 | 0.0010983 | 0.0010983 | 5.8924e-05 | 0.0010773
Emission Benefits by Calendar Year:
| Net Emission Benefits (tons/year) | [6 empty] | Implmnt.
Calendar Year | VOC | NOX | SO2 | PM10-PRI | PM25-PRI | NH3 | CO | Year |  |  |  | Measure benefits accumulate over time.
2021 | 146.5374 | 4.2569 | -10.374 | 46.4444 | 46.4444 | 1.5993 | 517.9455 | 1 |  |  |  | [Compute first year emission reduction as the first year increase without
2022 | 293.0749 | 8.5137 | -20.7481 | 92.8887 | 92.8887 | 3.1987 | 1035.891 | 2 |  |  |  | implementation minus the first year increase with implementation of this
2023 | 439.6123 | 12.7706 | -31.1221 | 139.3331 | 139.3331 | 4.798 | 1553.8365 | 3 |  |  |  | measure. In each succeeding year, the emission reduction equals the first year
2024 | 586.1498 | 17.0275 | -41.4962 | 185.7775 | 185.7775 | 6.3973 | 2071.782 | 4 |  |  |  | reduction x number of years since first year of implementation.]
2025 | 732.6872 | 21.2844 | -51.8702 | 232.2218 | 232.2218 | 7.9967 | 2589.7274 | 5
2026 | 879.2247 | 25.5412 | -62.2442 | 278.6662 | 278.6662 | 9.596 | 3107.6729 | 6
2027 | 1025.7621 | 29.7981 | -72.6183 | 325.1106 | 325.1106 | 11.1953 | 3625.6184 | 7
Cost Analysis:
Without Implementation of this Measure
Annual Cost:
- Assume capital recovery rate = 5.50% | [8 empty] | Energy Use | [9 empty] | Annual
|  |  |  | Cap. Rec. | Installation Costs |  | Annual | Annual | mmBtu/device |  |  | Energy Content |  |  |  | Unit Fuel Cost |  | Annual | Device | No. of | Total Cost
Device Type |  |  | Useful Life, yrs | Factor | Materials | Labor | Cost | O&M Cost | EpsdDay | Annual | Fuel Type | mmBTU | Units | Fuel Combusted |  | Cost | Units | Fuel Cost | Cost | Devices | Annual | Wtr Day
Fireplace |  |  | 40 | 0.06232 | 2333 | 9467 | 735.3801 | 200 | 0.73318 | 129.1455 | Wood@36.5%MC | 12.1069 | /ton | 10.6671 | ton/yr-dv | 97.4937 | /ton | 1039.9735 | 1975.3536 | 42 | 82964.8502 | 460.9158
Fireplace with uncertified insert |  |  | 10 | 0.13267 | 4800 | 11234 | 2127.195 | 200 | 0.4074 | 71.7615 | Wood@36.5%MC | 12.1069 | /ton | 5.9273 | ton/yr-dv | 97.4937 | /ton | 577.8762 | 2905.0712 | 16 | 46481.1386 | 258.2285
Fireplace with certified insert |  |  | 10 | 0.13267 | 5726 | 12067 | 2360.5576 | 200 | 0.30306 | 53.3823 | Wood@36.5%MC | 12.1069 | /ton | 4.4092 | ton/yr-dv | 97.4937 | /ton | 429.8728 | 2990.4304 | 74 | 221291.8506 | 1229.3992
Uncertified wood stove |  |  | 10 | 0.13267 | 3000 | 2517 | 731.9281 | 200 | 0.56032 | 98.6969 | Wood@36.5%MC | 12.1069 | /ton | 8.1521 | ton/yr-dv | 97.4937 | /ton | 794.7794 | 1726.7075 | 246 | 424770.0383 | 2359.8335
Certified wood stove |  |  | 10 | 0.13267 | 3000 | 2517 | 731.9281 | 200 | 0.41819 | 73.6619 | Wood@36.5%MC | 12.1069 | /ton | 6.0843 | ton/yr-dv | 97.4937 | /ton | 593.1795 | 1525.1076 | 1111 | 1694394.5758 | 9413.3032
Exempt pellet stove |  |  | 10 | 0.13267 | 3867 | 2233 | 809.2734 | 200 | 0.74114 | 130.5478 | Pellets | 16 | /ton | 8.1592 | ton/yr-dv | 272 | /ton | 2219.3129 | 3228.5863 | 21 | 67800.3115 | 376.6684
Certified pellet stove |  |  | 10 | 0.13267 | 3867 | 2233 | 809.2734 | 200 | 0.55174 | 97.1858 | Pellets | 16 | /ton | 6.0741 | ton/yr-dv | 272 | /ton | 1652.1586 | 2661.432 | 125 | 332678.9959 | 1848.2166
Uncertified OHH |  |  | 10 | 0.13267 | 6250 | 9000 | 2023.1835 | 200 | 1.555 | 273.9061 | Wood@36.5%MC | 12.1069 | /ton | 22.6239 | ton/yr-dv | 97.4937 | /ton | 2205.6914 | 4428.8749 | 49 | 217014.8699 | 1205.6382
Phase 2 certified OHH |  |  | 10 | 0.13267 | 6250 | 9000 | 2023.1835 | 200 | 1.559 | 274.612 | Wood@36.5%MC | 12.1069 | /ton | 22.6822 | ton/yr-dv | 97.4937 | /ton | 2211.3762 | 4434.5597 | 12 | 53214.716 | 295.6373
Total | [19 empty] | 1696 | 3087396.6308 | 17152.2035
With Implementation of this Measure
- Assume capital recovery rate = 5.50% | [8 empty] | Energy Use | [9 empty] | Annual
|  |  |  | Cap. Rec. | Installation Costs |  | Annual | Annual | mmBtu/device |  |  | Energy Content |  |  |  | Unit Fuel Cost |  | Annual | Device | No. of | Total Cost
Device Type |  |  | Useful Life, yrs | Factor | Materials | Labor | Cost | O&M Cost | EpsdDay | Annual | Fuel Type | mmBTU | Units | Fuel Combusted |  | Cost | Units | Fuel Cost | Cost | Devices | Annual | Wtr Day
Oil Furnace |  |  | 25 | 0.074549 | 10000 | 2000 | 894.5922 | 400 | 0.3807 | 68.526 | Fuel Oil (#1/#2 blend) | 0.135 | /gal | 507.6002 | gal/yr-dv | 2.8603 | /gal | 1451.8927 | 2746.485 | 1696 | 4658038.5274 | 25877.9918
| Annual | Annual
| Program | Labor
| Cost | Cost
| Effort: | Effort:
| Low | Low
| 4183.9665 | 35407.25
Cost-Effectiveness Analysis:
Cost Without Implementation = |  | 3087396.6308 | /year
= |  | 17152.2035 | /episodic day
Cost With Implementation = |  | 4697629.7439 | /year
|  | 26097.943 | /episodic day
Cost Increase = |  | 1610233.1131 | /year
PM2.5 Emission Reduction = |  | 46.4444 | tons/year - 2021
SO2 Emission Reduction = |  | -10.374 | tons/year - 2021
Implementation Cost-Effectiveness = |  | 34670.1497 | /ton PM2.5
|  | -155217.5808 | /ton SO2
Note on R130: Tom Carlson: Composite wood cost that accounts for the fact that 40% buy wood and 60% cut their own.
Note on R131: Tom Carlson: Composite wood cost that accounts for the fact that 40% buy wood and 60% cut their own.
Note on R132: Tom Carlson: Composite wood cost that accounts for the fact that 40% buy wood and 60% cut their own.
Note on R133: Tom Carlson: Composite wood cost that accounts for the fact that 40% buy wood and 60% cut their own.
Note on R134: Tom Carlson: Composite wood cost that accounts for the fact that 40% buy wood and 60% cut their own.
Note on R137: Tom Carlson: Composite wood cost that accounts for the fact that 40% buy wood and 60% cut their own.
Note on R138: Tom Carlson: Composite wood cost that accounts for the fact that 40% buy wood and 60% cut their own.

## MeasureR29
BACM Measure R29: District Heat Expansion
Measure: | Replace Onsite Residential Heating Systems with District Heating
Starting Calendar Year: | 2021
NA Area Occupied Households: | 32514.0333 | excludes residences currently served by District heating
Aurora Combustion to Steam Efficiency: | 50%
Key Data Sources, Assumptions, Methods:
- Baseline emissions (from both wood and other fuels) first calculated for affected households
- "With Measure" emissions calculated assuming residential heating systems are replaced by district heat
- Number of non-District heat residences in nonattainment area = 32,514
Without Implementation of this Measure
Energy
Use
| 2021 Baseline Wood Device Emissions (tons/episodic day) | [6 empty] | Number | % of | mmBtu/
Wood Device/Technology | VOC | NOX | SO2 | PM10-PRI | PM25-PRI | NH3 | CO | of Units | Total | Epsd Day
Fireplaces | 4.313 | 0.048968 | 0.0075336 | 0.65166 | 0.65166 | 0.033901 | 4.7575 | 824.8651 | 1.534% | 604.8724
Insert, Uncertified | 0.08809 | 0.0046538 | 0.00066483 | 0.050859 | 0.050859 | 0.0028255 | 0.38361 | 131.3909 | 0.2443% | 53.3696
Insert, Non-Catalytic Certified | 0.041992 | 0.0069987 | 0.0013997 | 0.041992 | 0.041992 | 0.0031494 | 0.49271 | 370.6681 | 0.6892% | 112.3651
Insert, Catalytic Certified | 0.031603 | 0.0042137 | 0.00084275 | 0.027389 | 0.027389 | 0.0018962 | 0.22543 | 223.1693 | 0.415% | 67.652
Woodstove, Uncertified | 1.7877 | 0.048981 | 0.013492 | 0.40956 | 0.40956 | 0.013392 | 4.0871 | 1932.8287 | 3.594% | 1083.0936
Woodstove, Non-Catalytic Certified | 0.8522 | 0.11425 | 0.028407 | 0.56282 | 0.56282 | 0.017736 | 8.7806 | 5452.7224 | 10.14% | 2280.3629
Woodstove, Catalytic Certified | 0.64136 | 0.068789 | 0.017103 | 0.37599 | 0.37599 | 0.010678 | 5.2865 | 3282.9382 | 6.104% | 1372.9454
Pellet Stove, Exempt | 0.010747 | 0.018767 | 0.0014998 | 0.013874 | 0.013874 | 0.0003369 | 0.046551 | 194.4392 | 0.3615% | 143.7812
Pellet Stove, EPA-Certified | 0.036248 | 0.063301 | 0.005059 | 0.046796 | 0.046796 | 0.0011364 | 0.15702 | 878.7922 | 1.634% | 484.9783
OWB (80% Unq/20% Phase 2) | 1.0694 | 0.037989 | 0.0094223 | 0.2325 | 0.2325 | 0.0057419 | 1.4268 | 490.7425 | 0.9125% | 756.122
Central Oil Furnace | 0.080782 | 1.2657 | 3.2746 | 0.051732 | 0.051732 | 0.0027754 | 0.05074 | 28851.7597 | 53.65% | 30411.822
Portable Heater | 0.00054923 | 0.013866 | 0.022264 | 0.00030812 | 0.00030812 | 1.887e-05 | 0.00034498 | 1039.6103 | 1.933% | 211.0566
Direct Vent Heater | 0.0018692 | 0.029287 | 0.075771 | 0.001197 | 0.001197 | 6.422e-05 | 0.0011741 | 4703.9794 | 8.746% | 655.4027
Natural Gas Heating | 0.00064991 | 0.011107 | 7.0899e-05 | 5.8529e-06 | 5.8529e-06 | 0.0023633 | 0.0047266 | 1132.2489 | 2.105% | 291.7388
Coal Heat | 0.11507 | 0.054315 | 0.10702 | 0.091945 | 0.091945 | 0.014568 | 1.5026 | 494.0722 | 0.9187% | 349.8271
District Heat
Electric | [7 empty] | 1770.4255 | 3.292%
Other | [7 empty] | 2007.1684 | 3.732%
Total | 9.0713 | 1.7912 | 3.5652 | 2.5586 | 2.5586 | 0.11058 | 27.2034 | 53781.8211 | 100% | 38879.3896
Per Residence Weighted Average | 0.000279 | 5.509e-05 | 0.00010965 | 7.8693e-05 | 7.8693e-05 | 3.4011e-06 | 0.00083667 |  |  | 1.1958
Per 2000 residences | 0.55799 | 0.11018 | 0.2193 | 0.15739 | 0.15739 | 0.0068022 | 1.6733 |  |  | 2391.5452
With Implementation of this Measure
Current Heating Energy per 2000 Residences = |  |  | 2391.5452 | mmBTU/episodic day
Aurora Combustion Energy to Steam Efficiency = |  |  | 50%
Aurora Combustion Energy Needed per 2000 Residences = |  |  | 4783.0903 | mmBTU/episodic day
Aurora Combustion Emission Calculations:
|  | SO2 | PM2.5/PM10
| Emission Factor (lb/mmBTU): | 0.41447 | 0.041579
| Emissions (tons/episodic day per 2000 residences): | 0.99123 | 0.099438
Emission Benefits by Calendar Year:
| Net Emission Benefits (tons/year-2000 residences) | [6 empty] | Implmnt.
Calendar Year |  |  | SO2 | PM10-PRI | PM25-PRI |  |  | Year
2021 |  |  | -135.9716 | 10.2071 | 10.2071 |  |  | 1 |  |  | One-time measure, so no accumulation of benefits over time
2022 |  |  | -135.9716 | 10.2071 | 10.2071 |  |  | 2
2023 |  |  | -135.9716 | 10.2071 | 10.2071 |  |  | 3
2024 |  |  | -135.9716 | 10.2071 | 10.2071 |  |  | 4
2025 |  |  | -135.9716 | 10.2071 | 10.2071 |  |  | 5
2026 |  |  | -135.9716 | 10.2071 | 10.2071 |  |  | 6
2027 |  |  | -135.9716 | 10.2071 | 10.2071 |  |  | 7
Cost Analysis:
Key Data Sources, Assumptions, Methods:
- Cost of implementation is limited to the connection of district heat lines to existing residential heat circulation systems
Without Implementation of this Measure
|  | Episodic Day |  | Annual |  | Fuel Use | Fuel Cost |  | Annual Fuel Costs
Device Type | Devices | mmBTU | Fuel Use | mmBTU | Fuel Use | Units | $ | Units | Per Device | Total
Fireplaces | 824.8651 | 604.8724 | 53.8119 | 106545.0175 | 9478.6703 | tons | 97.4937 | /ton | 1120.3174 | 924110.7756
Insert, Uncertified | 131.3909 | 53.3696 | 4.7488 | 9400.7605 | 836.4782 | tons | 97.4937 | /ton | 620.6776 | 81551.3692
Insert, Non-Catalytic Certified | 370.6681 | 112.3651 | 9.9982 | 19792.5144 | 1761.1349 | tons | 97.4937 | /ton | 463.2165 | 171699.5826
Insert, Catalytic Certified | 223.1693 | 67.652 | 6.0197 | 11916.5428 | 1060.3322 | tons | 97.4937 | /ton | 463.2165 | 103375.7203
Woodstove, Uncertified | 1932.8287 | 1083.0936 | 96.3735 | 190781.1073 | 16975.6738 | tons | 97.4937 | /ton | 856.2691 | 1655021.4833
Woodstove, Non-Catalytic Certified | 5452.7224 | 1083.0936 | 96.3735 | 190781.1073 | 16975.6738 | tons | 97.4937 | /ton | 303.522 | 1655021.4833
Woodstove, Catalytic Certified | 3282.9382 | 1372.9454 | 122.1645 | 241836.9497 | 21518.6148 | tons | 97.4937 | /ton | 639.0403 | 2097929.6792
Pellet Stove, Exempt | 194.4392 | 143.7812 | 12.7936 | 25326.2763 | 2253.5282 | tons | 272 | /ton | 3152.4491 | 612959.6692
Pellet Stove, EPA-Certified | 878.7922 | 484.9783 | 43.1533 | 85426.3171 | 7601.2206 | tons | 272 | /ton | 2352.6972 | 2067532.0143
OWB (80% Unq/20% Phase 2) | 490.7425 | 756.122 | 67.3027 | 133186.8299 | 11855.0132 | tons | 97.4937 | /ton | 2355.1846 | 1155789.269
Central Oil Furnace | 28851.7597 | 30411.822 | 226.5977 | 5356878.8723 | 39913.9594 | 1000 gal | 2.8603 | /gal | 3956.9926 | 114166200.8326
Portable Heater | 1039.6103 | 211.0566 | 1.5406 | 37176.4765 | 271.371 | 1000 gal | 2.8603 | /gal | 746.6304 | 776204.6631
Direct Vent Heater | 4703.9794 | 655.4027 | 5.2432 | 115445.6558 | 923.5652 | 1000 gal | 2.8603 | /gal | 561.5842 | 2641680.679
Natural Gas Heating | 1132.2489 | 291.7388 | 287.4274 | 51388.2254 | 50628.7935 | mcf | 20.81 | /mcf | 930.5244 | 1053585.1918
Coal Heat | 494.0722 | 349.8271 | 23.0149 | 61620.1642 | 4053.9582 | tons | 120 | /ton | 984.6232 | 486474.9802
Electric | 1770.4255 |  |  | 0 | 0 |  | 0.2005 | /kWh | 0 | 0
Other | 2007.1684 |  |  | 0 | 0 |  |  |  | 0 | 0
| 53781.8211 | [5 empty] | Total |  | 2410.6498 | 129649137.3928
Total Cost Without Implementation = |  |  | 129649137.3928 | /year-all residences
= |  |  | 3987.4825 | /year-residence
= |  |  | 7974964.926 | /year-2000 residences
With Implementation of this Measure
Service Connection Trench Length = |  |  | 100 | ft (R. Dulla email, 9/12/18)
Service Connection Cost = |  |  | 250 | /trench ft (R. Dulla email, 9/12/18)
= |  |  | 25000 | /service connection
Residence Interior Installation Cost = |  |  | 10000 | /residence (R. Dulla email, 9/12/18)
Total Residence Installation Cost = |  |  | 35000 | /residence
Installation Useful Life = |  |  | 30 | years (Placeholder value)
Capital Recovery Factor = |  |  | 5.5%
Annualized Capital Cost Factor = |  |  | 0.068805 | /yr
Residence Installation Annualized Capital Cost = |  |  | 2408.1886 | /yr-residence
| = |  | 13.3788 | /episodic day-residence
District Heating Energy Cost = |  |  | 24.41 | /mmBtu
Residential Heating Demand = |  |  | 30000 | BTU/hr (Aurora Energy Phase Study, May 2008)
District Heating Energy Cost = |  |  | 0.7323 | /winter hour-residence
= |  |  | 17.5752 | /winter day-residence
|  |  | 3933.2458 | /year-residence
Total Cost per Residence = |  |  | 6341.4345 | /year-residence
Total Cost per 2000 Residences = |  |  | 12682868.9214 | /year-2000 residences
| Annual | Annual
| Program | Labor
| Cost | Cost
| Effort: | Effort:
| High | High
| 83679.33 | 141629
Cost-Effectiveness Analysis:
Cost Without Implementation = |  | 7974964.926 | /year-2000 residences
Cost With Implementation = |  | 12908177.2515 | /year-2000 residences
Cost Increase = |  | 4933212.3255 | /year-2000 residences
PM2.5 Emission Reduction = |  | 10.2071 | tons/year-2000 residences
SO2 Emission Reduction = |  | -135.9716 | tons/year-2000 residences
Implementation Cost-Effectiveness = |  | 483310.581 | /ton PM2.5
|  | -36281.193 | /ton SO2
Note on H78: Tom Carlson: Composite wood cost that accounts for the fact that 40% buy wood and 60% cut their own.
Note on H79: Tom Carlson: Composite wood cost that accounts for the fact that 40% buy wood and 60% cut their own.
Note on H80: Tom Carlson: Composite wood cost that accounts for the fact that 40% buy wood and 60% cut their own.
Note on H81: Tom Carlson: Composite wood cost that accounts for the fact that 40% buy wood and 60% cut their own.
Note on H82: Tom Carlson: Composite wood cost that accounts for the fact that 40% buy wood and 60% cut their own.
Note on H83: Tom Carlson: Composite wood cost that accounts for the fact that 40% buy wood and 60% cut their own.
Note on H84: Tom Carlson: Composite wood cost that accounts for the fact that 40% buy wood and 60% cut their own.
Note on H87: Tom Carlson: Composite wood cost that accounts for the fact that 40% buy wood and 60% cut their own.

## Measure63
BACM Measure 63
Measure: | Require Electrostatic Precipitators (ESPs) on NOASH Pellet Stoves
Starting Calendar Year: | 2021
Baseline Curtailment Compliance Rate: | 20%
ESP Control Efficiency (Certified): | 72% | ClearStak LLC Test Report, 7/7/2020; Pellet Stove Retrofit Emission Control Device Emission Reduction Testing; Prepared for FNSB. Note: Filter results used. TEOM results not used.
ESP Availability/Operating Pct: | 85% | Brunner T., Wuercher G., Obernberger I., 2016: 2-Year Field Operation Monitoring of Electrostatic Precipitators for Residential Wood Heating Systems. 24th European Biomass Conference & Exhibition, June 2016, Amsterdam, Netherlands, ETA-Renewable Energies (Ed.), Italy.
Assumed Stage 2 Curtailment Days per Year: | 35 | Note: Device availability are averages of field tests for ESPs.
Fraction of NA Area Emissions in AQCZs: | 87.65%
% of Certified Stoves/Inserts > 2.5 g/hr: | 30.77%
Derived EFs for Devices Above/Below 2.5 g/hr: | Yes
Key Data Sources, Assumptions, Methods:
- Assume Stage 2 Alert conditions under which only NOASH devices burn solid fuel in Without Implementation scenario
- Assume Stage 2 Alert conditions under which only NOASH devices and EPA-certified stoves/inserts with ESPs burn solid fuel in With Implementation scenario
- Assume Stage 2 compliant devices switch to oil
- Assume Stage 2 non-compliant devices install and use an ESP (for eligible devices under With Implementation scenario)
- The 2019 number of NOASH households is 1429.
- Assume ESP control efficiency of 72% for PM only (zero control for gaseous pollutants)
- Assume ESP availability/operating percentage of 85%
2021 Projected Device Counts/Operation in Fairbanks Nonattainment Area:
|  |  |  | Baseline Curtailment at 20% Compliance Rate | [8 empty] | Curtailment With ESPs on Eligible Devices
|  | Energy Consumption |  | Number of Devices |  |  |  |  | Heating Energy Use |  | Non-NOASH Households |  | Number of Devices |  |  | Heating Energy Use
|  | mmBtu/episodic day |  | Outside |  | Non- | Total | Total | mmBtu/epsd day |  | Operating Under Stage 2 |  | Burning | Burning |  | mmBtu/epsd day
Device Type | Devices | All Devices | Per Device | AQCZs | NOASH | Compliant | Burning | Curtailed | Burning | Curtailed | Baseline | With ESP? | Without ESP | With ESP | Curtailed | Burn-NoESP | Burn-w/ESP
Fireplaces | 825 | 604.8724 | 0.73318 | 102 | 0 | 578 | 680 | 145 | 498.5615 | 106.3109 | No | No | 680 | 0 | 145 | 498.5615 | 0
Uncertified Inserts | 131 | 53.3696 | 0.4074 | 16 | 0 | 92 | 108 | 23 | 43.9993 | 9.3702 | No | No | 108 | 0 | 23 | 43.9993 | 0
Certified Inserts > 2.5 g/hr | 183 | 55.3899 | 0.30268 | 23 | 0 | 128 | 151 | 32 | 45.7042 | 9.6857 | No | No | 151 | 0 | 32 | 45.7042 | 0
Certified Inserts < 2.5 g/hr | 411 | 124.6273 | 0.30323 | 51 | 80.038 | 224 | 355.038 | 55.962 | 107.658 | 16.9693 | No | No | 355.038 | 0 | 55.962 | 107.658 | 0
Uncertified Stoves | 1933 | 1083.0936 | 0.56032 | 239 | 0 | 1355 | 1594 | 339 | 893.146 | 189.9476 | No | No | 1594 | 0 | 339 | 893.146 | 0
Certified Stoves > 2.5 g/hr | 2688 | 1124.0949 | 0.41819 | 332 | 0 | 1885 | 2217 | 471 | 927.1273 | 196.9675 | No | No | 2217 | 0 | 471 | 927.1273 | 0
Certified Stoves < 2.5 g/hr | 6048 | 2529.2134 | 0.41819 | 747 | 1177.7858 | 3299 | 5223.7858 | 824.2142 | 2184.5352 | 344.6782 | No | No | 5223.7858 | 0 | 824.2142 | 2184.5352 | 0
Exempt Pellet Devices (Inserts/Stoves) | 194 | 143.7812 | 0.74114 | 24 | 0 | 136 | 160 | 34 | 118.5824 | 25.1988 | No | No | 160 | 0 | 34 | 118.5824 | 0
Certified Pellet Devices (Inserts/Stoves) | 879 | 484.9783 | 0.55174 | 109 | 171.1762 | 479 | 759.1762 | 119.8238 | 418.8669 | 66.1114 | No | Yes | 280.1762 | 479 | 119.8238 | 0 | 418.8669
Unqualified OHHs | 389 | 604.8976 | 1.555 | 48 | 0 | 273 | 321 | 68 | 499.1572 | 105.7405 | No | No | 321 | 0 | 68 | 499.1572 | 0
Phase 2 (Certified) OHHs | 97 | 151.2244 | 1.559 | 12 | 0 | 68 | 80 | 17 | 124.7212 | 26.5032 | No | No | 80 | 0 | 17 | 124.7212 | 0
Coal Heaters | 494 | 349.8271 | 0.70815 | 61 | 0 | 346 | 407 | 87 | 288.2179 | 61.6092 | No | No | 407 | 0 | 87 | 288.2179 | 0
Total Curtailment-Affected Devices | 14272 | 7309.3695 | 0.51215 | 1764 | 1429 | 8863 | 12056 | 2216 | 6150.277 | 1159.0925 |  |  | 11577 | 479 | 2216 | 5731.4101 | 418.8669
Residential Oil Devices | 34595.3494 | 31278.2812 | 0.90412
Compliance-Affected Fuel Switch Energy
(mmBTU/episodic day)
| Heating Efficiency Factors | Baseline | Base>Oil | Ctrl | Ctrl>Oil
Oil/Fireplace: | 11.5714 | 106.3109 | 9.1874 | 106.3109 | 9.1874
Oil/Uncert Ins: | 2.025 | 9.3702 | 4.6273 | 9.3702 | 4.6273
Oil/Cert Ins: | 1.1912 | 9.6857 | 8.1312 | 9.6857 | 8.1312
Oil/Cert Ins: | 1.1912 | 16.9693 | 14.2458 | 16.9693 | 14.2458
Oil/Uncert WS: | 1.5 | 189.9476 | 126.6317 | 189.9476 | 126.6317
Oil/Cert WS: | 1.1571 | 196.9675 | 170.2188 | 196.9675 | 170.2188
Oil/Cert WS: | 1.1571 | 344.6782 | 297.87 | 344.6782 | 297.87
Oil/Exempt Pellet Device: | 1.4464 | 25.1988 | 17.4214 | 25.1988 | 17.4214
Oil/Certified Pellet Device: | 1.0385 | 66.1114 | 63.6628 | 0 | 0
Oil/OHH: | 1.8837 | 105.7405 | 56.1338 | 105.7405 | 56.1338
Oil/OHH: | 1.8837 | 26.5032 | 14.0696 | 26.5032 | 14.0696
Oil/Coal: | 1.8837 | 61.6092 | 32.7061 | 61.6092 | 32.7061
Total Affected Devices: |  | 1159.0925 | 814.9061 | 1092.9811 | 751.2432
Without Implementation of this Measure
Stage 2 Curtailment, Baseline
| 2021 Space Heating Emission Factors (lb/mmBTU) | [9 empty] | Operating Percentages
Heating Device/Fuel | VOC | NOX | SO2 | PM10-PRI | PM25-PRI | NH3 | CO |  |  |  | Burning |  | Curtailed
Fireplaces | 14.2608 | 0.16191 | 0.02491 | 2.1547 | 2.1547 | 0.11209 | 15.7305 |  |  |  | 82.42% |  | 17.58%
Uncertified Inserts | 3.3011 | 0.1744 | 0.024914 | 1.9059 | 1.9059 | 0.10589 | 14.3755 |  |  |  | 82.44% |  | 17.56%
Certified Inserts > 2.5 g/hr | 1.1395 | 0.14125 | 0.034721 | 0.73306 | 0.73306 | 0.024329 | 10.7505 |  |  |  | 82.51% |  | 17.49%
Certified Inserts < 2.5 g/hr | 0.62933 | 0.078008 | 0.019176 | 0.40486 | 0.40486 | 0.013437 | 5.9374 |  |  |  | 86.38% |  | 13.62%
Uncertified Stoves | 3.3011 | 0.090447 | 0.024914 | 0.75627 | 0.75627 | 0.024729 | 7.5472 |  |  |  | 82.46% |  | 17.54%
Certified Stoves > 2.5 g/hr | 1.1395 | 0.14125 | 0.034721 | 0.73306 | 0.73306 | 0.024329 | 10.7505 |  |  |  | 82.48% |  | 17.52%
Certified Stoves < 2.5 g/hr | 0.62933 | 0.078008 | 0.019176 | 0.40486 | 0.40486 | 0.013437 | 5.9374 |  |  |  | 86.37% |  | 13.63%
Exempt Pellet Devices (Inserts/Stoves) | 0.14948 | 0.26105 | 0.020863 | 0.19298 | 0.19298 | 0.0046863 | 0.64753 |  |  |  | 82.47% |  | 17.53%
Certified Pellet Devices (Inserts/Stoves) | 0.14948 | 0.26105 | 0.020863 | 0.19298 | 0.19298 | 0.0046863 | 0.64753 |  |  |  | 86.37% |  | 13.63%
OWB, Unqualified | 4.1812 | 0.11643 | 0.031556 | 0.87142 | 0.87142 | 0.021561 | 4.3625 |  |  |  | 82.52% |  | 17.48%
OWB, Phase 2 Qualified | 1.1833 | 0.17041 | 0.031556 | 0.40761 | 0.40761 | 0.0099068 | 6.4418 |  |  |  | 82.47% |  | 17.53%
Coal Heaters | 0.65789 | 0.31053 | 0.61184 | 0.52566 | 0.52566 | 0.083286 | 8.5905 |  |  |  | 82.39% |  | 17.61%
Oil Heaters | 0.00532 | 0.083691 | 0.21566 | 0.0034041 | 0.0034041 | 0.00018278 | 0.0033416
| Episodic/Curtailment Daily Emissions | [6 empty] | No-Curtailment Daily Emissions
| 2021 Baseline Stage 2 Alert Emissions (tons/episodic day) | [6 empty] | 2021 Baseline Stage 2 Alert Emissions (tons/non-curtailment day) | [6 empty] | Heating Energy Use (mmBTU)
Device/Technology | VOC | NOX | SO2 | PM10-PRI | PM25-PRI | NH3 | CO | VOC | NOX | SO2 | PM10-PRI | PM25-PRI | NH3 | CO | /epsd day | /other day | /year
Fireplaces | 3.5549 | 0.040362 | 0.0062095 | 0.53712 | 0.53712 | 0.027943 | 3.9213 | 2.0814 | 0.023632 | 0.0036356 | 0.31448 | 0.31448 | 0.01636 | 2.2959 | 498.5615 | 291.9042 | 113778.0239
Uncertified Inserts | 0.072624 | 0.0038367 | 0.0005481 | 0.04193 | 0.04193 | 0.0023294 | 0.31626 | 0.042511 | 0.0022459 | 0.00032084 | 0.024544 | 0.024544 | 0.0013636 | 0.18512 | 43.9993 | 25.7555 | 10039.2942
Certified Inserts > 2.5 g/hr | 0.02604 | 0.0032278 | 0.00079345 | 0.016752 | 0.016752 | 0.00055597 | 0.24567 | 0.01523 | 0.0018878 | 0.00046405 | 0.0097976 | 0.0097976 | 0.00032516 | 0.14368 | 45.7042 | 26.7305 | 10420.7136
Certified Inserts < 2.5 g/hr | 0.033876 | 0.0041991 | 0.0010322 | 0.021793 | 0.021793 | 0.00072327 | 0.3196 | 0.018925 | 0.0023458 | 0.00057666 | 0.012175 | 0.012175 | 0.00040406 | 0.17855 | 107.658 | 60.1436 | 23615.4258
Uncertified Stoves | 1.4742 | 0.040391 | 0.011126 | 0.33773 | 0.33773 | 0.011043 | 3.3704 | 0.86273 | 0.023638 | 0.0065112 | 0.19765 | 0.19765 | 0.0064628 | 1.9724 | 893.146 | 522.688 | 203747.1373
Certified Stoves > 2.5 g/hr | 0.52823 | 0.065476 | 0.016095 | 0.33982 | 0.33982 | 0.011278 | 4.9835 | 0.30907 | 0.038311 | 0.0094176 | 0.19883 | 0.19883 | 0.0065989 | 2.9159 | 927.1273 | 542.4747 | 211466.1055
Certified Stoves < 2.5 g/hr | 0.68739 | 0.085206 | 0.020945 | 0.44222 | 0.44222 | 0.014676 | 6.4852 | 0.38407 | 0.047607 | 0.011703 | 0.24708 | 0.24708 | 0.0082001 | 3.6235 | 2184.5352 | 1220.5681 | 479246.1923
Exempt Pellet Devices (Inserts/Stoves) | 0.0088631 | 0.015478 | 0.001237 | 0.011442 | 0.011442 | 0.00027786 | 0.038393 | 0.0051862 | 0.0090566 | 0.00072381 | 0.0066952 | 0.0066952 | 0.00016259 | 0.022465 | 118.5824 | 69.3871 | 27048.113
Certified Pellet Devices (Inserts/Stoves) | 0.031307 | 0.054672 | 0.0043694 | 0.040417 | 0.040417 | 0.00098147 | 0.13561 | 0.017493 | 0.030548 | 0.0024414 | 0.022583 | 0.022583 | 0.00054841 | 0.075776 | 418.8669 | 234.0447 | 91895.0928
OWB, Unqualified | 1.0435 | 0.029059 | 0.0078757 | 0.21749 | 0.21749 | 0.0053811 | 1.0888 | 0.61027 | 0.016994 | 0.0046058 | 0.12719 | 0.12719 | 0.003147 | 0.63675 | 499.1572 | 291.9163 | 113802.8929
OWB, Phase 2 Qualified | 0.073794 | 0.010627 | 0.0019678 | 0.025419 | 0.025419 | 0.00061779 | 0.40172 | 0.04318 | 0.006218 | 0.0011515 | 0.014873 | 0.014873 | 0.00036149 | 0.23506 | 124.7212 | 72.9791 | 28448.3386
Coal Heaters | 0.094809 | 0.04475 | 0.088172 | 0.075752 | 0.075752 | 0.012002 | 1.238 | 0.055534 | 0.026212 | 0.051646 | 0.044371 | 0.044371 | 0.0070303 | 0.72513 | 288.2179 | 168.8224 | 65799.0072
Oil Heaters - Baseline | 0.083201 | 1.3089 | 3.3727 | 0.053237 | 0.053237 | 0.0028585 | 0.052259 | 0.040152 | 0.63164 | 1.6276 | 0.025692 | 0.025692 | 0.0013795 | 0.02522 | 31278.2812 | 15094.5233 | 6075932.5305
Oil Heaters - Compliance Increment | 0.0021677 | 0.0341 | 0.087869 | 0.001387 | 0.001387 | 7.4474e-05 | 0.0013615 | [7 empty] | 814.9061 |  | 28521.7124
TOTALS | 7.715 | 1.7402 | 3.6209 | 2.1625 | 2.1625 | 0.090743 | 22.598 | 4.4857 | 0.86034 | 1.7208 | 1.246 | 1.246 | 0.052344 | 13.0355 | 38243.4643 | 18621.9374 | 7483760.5799
| 2021 Annual Emissions (tons/year) | [9 empty] | Heating Energy Use
| VOC | NOX | SO2 | PM10-PRI | PM25-PRI | NH3 | CO |  |  |  | mmBTU/year | mmBTU/day
Total Annual Emissions, No Implementation | 1750.3209 | 344.8197 | 694.5972 | 486.8561 | 486.8561 | 20.4495 | 5092.635 |  |  |  | 7483760.5799 | 20503.4536
With Implementation of this Measure
[10 empty] | Available | Stage 2 Curtailment, With Control
| 2021 Space Heating Emission Factors (lb/mmBTU) | [6 empty] | ESP PM Controls |  | PM Only | Operating Percentages
Heating Device/Fuel | VOC | NOX | SO2 | PM10-PRI | PM25-PRI | NH3 | CO | Applied? | Ctl Red'n | Ctl Red'n | Burn-NoESP | Burn-w/ESP | Curtailed
Fireplaces | 14.2608 | 0.16191 | 0.02491 | 2.1547 | 2.1547 | 0.11209 | 15.7305 | No | 0% | 0% | 82.42% | 0% | 17.58%
Uncertified Inserts | 3.3011 | 0.1744 | 0.024914 | 1.9059 | 1.9059 | 0.10589 | 14.3755 | No | 0% | 0% | 82.44% | 0% | 17.56%
Certified Inserts > 2.5 g/hr | 1.1395 | 0.14125 | 0.034721 | 0.73306 | 0.73306 | 0.024329 | 10.7505 | No | 0% | 0% | 82.51% | 0% | 17.49%
Certified Inserts < 2.5 g/hr | 0.62933 | 0.078008 | 0.019176 | 0.40486 | 0.40486 | 0.013437 | 5.9374 | No | 0% | 0% | 86.38% | 0% | 13.62%
Uncertified Stoves | 3.3011 | 0.090447 | 0.024914 | 0.75627 | 0.75627 | 0.024729 | 7.5472 | No | 0% | 0% | 82.46% | 0% | 17.54%
Certified Stoves > 2.5 g/hr | 1.1395 | 0.14125 | 0.034721 | 0.73306 | 0.73306 | 0.024329 | 10.7505 | No | 0% | 0% | 82.48% | 0% | 17.52%
Certified Stoves < 2.5 g/hr | 0.62933 | 0.078008 | 0.019176 | 0.40486 | 0.40486 | 0.013437 | 5.9374 | No | 0% | 0% | 86.37% | 0% | 13.63%
Exempt Pellet Devices (Inserts/Stoves) | 0.14948 | 0.26105 | 0.020863 | 0.19298 | 0.19298 | 0.0046863 | 0.64753 | No | 0% | 0% | 82.47% | 0% | 17.53%
Certified Pellet Devices (Inserts/Stoves) | 0.14948 | 0.26105 | 0.020863 | 0.19298 | 0.19298 | 0.0046863 | 0.64753 | Yes | 72% | 61.2% | 0% | 86.37% | 13.63%
OWB, Unqualified | 4.1812 | 0.11643 | 0.031556 | 0.87142 | 0.87142 | 0.021561 | 4.3625 | No | 0% | 0% | 82.52% | 0% | 17.48%
OWB, Phase 2 Qualified | 1.1833 | 0.17041 | 0.031556 | 0.40761 | 0.40761 | 0.0099068 | 6.4418 | No | 0% | 0% | 82.47% | 0% | 17.53%
Coal Heaters | 0.65789 | 0.31053 | 0.61184 | 0.52566 | 0.52566 | 0.083286 | 8.5905 | No | 0% | 0% | 82.39% | 0% | 17.61%
Oil Heaters | 0.00532 | 0.083691 | 0.21566 | 0.0034041 | 0.0034041 | 0.00018278 | 0.0033416
| Episodic/Curtailment Daily Emissions | [6 empty] | No-Curtailment Daily Emissions
| 2021 With Control Stage 2 Alert Emissions (tons/episodic day) | [6 empty] | 2021 With Control Stage 2 Alert Emissions (tons/non-curtailment day) | [6 empty] | Heating Energy Use (mmBTU)
Device/Technology | VOC | NOX | SO2 | PM10-PRI | PM25-PRI | NH3 | CO | VOC | NOX | SO2 | PM10-PRI | PM25-PRI | NH3 | CO | /epsd day | /other day | /year
Fireplaces | 3.5549 | 0.040362 | 0.0062095 | 0.53712 | 0.53712 | 0.027943 | 3.9213 | 2.0814 | 0.023632 | 0.0036356 | 0.31448 | 0.31448 | 0.01636 | 2.2959 | 498.5615 | 291.9042 | 113778.0239
Uncertified Inserts | 0.072624 | 0.0038367 | 0.0005481 | 0.04193 | 0.04193 | 0.0023294 | 0.31626 | 0.042511 | 0.0022459 | 0.00032084 | 0.024544 | 0.024544 | 0.0013636 | 0.18512 | 43.9993 | 25.7555 | 10039.2942
Certified Inserts > 2.5 g/hr | 0.02604 | 0.0032278 | 0.00079345 | 0.016752 | 0.016752 | 0.00055597 | 0.24567 | 0.01523 | 0.0018878 | 0.00046405 | 0.0097976 | 0.0097976 | 0.00032516 | 0.14368 | 45.7042 | 26.7305 | 10420.7136
Certified Inserts < 2.5 g/hr | 0.033876 | 0.0041991 | 0.0010322 | 0.021793 | 0.021793 | 0.00072327 | 0.3196 | 0.018925 | 0.0023458 | 0.00057666 | 0.012175 | 0.012175 | 0.00040406 | 0.17855 | 107.658 | 60.1436 | 23615.4258
Uncertified Stoves | 1.4742 | 0.040391 | 0.011126 | 0.33773 | 0.33773 | 0.011043 | 3.3704 | 0.86273 | 0.023638 | 0.0065112 | 0.19765 | 0.19765 | 0.0064628 | 1.9724 | 893.146 | 522.688 | 203747.1373
Certified Stoves > 2.5 g/hr | 0.52823 | 0.065476 | 0.016095 | 0.33982 | 0.33982 | 0.011278 | 4.9835 | 0.30907 | 0.038311 | 0.0094176 | 0.19883 | 0.19883 | 0.0065989 | 2.9159 | 927.1273 | 542.4747 | 211466.1055
Certified Stoves < 2.5 g/hr | 0.68739 | 0.085206 | 0.020945 | 0.44222 | 0.44222 | 0.014676 | 6.4852 | 0.38407 | 0.047607 | 0.011703 | 0.24708 | 0.24708 | 0.0082001 | 3.6235 | 2184.5352 | 1220.5681 | 479246.1923
Exempt Pellet Devices (Inserts/Stoves) | 0.0088631 | 0.015478 | 0.001237 | 0.011442 | 0.011442 | 0.00027786 | 0.038393 | 0.0051862 | 0.0090566 | 0.00072381 | 0.0066952 | 0.0066952 | 0.00016259 | 0.022465 | 118.5824 | 69.3871 | 27048.113
Certified Pellet Devices (Inserts/Stoves) | 0.031307 | 0.054672 | 0.0043694 | 0.015682 | 0.015682 | 0.00098147 | 0.13561 | 0.017493 | 0.030548 | 0.0024414 | 0.0087623 | 0.0087623 | 0.00054841 | 0.075776 | 418.8669 | 234.0447 | 91895.0928
OWB, Unqualified | 1.0435 | 0.029059 | 0.0078757 | 0.21749 | 0.21749 | 0.0053811 | 1.0888 | 0.61027 | 0.016994 | 0.0046058 | 0.12719 | 0.12719 | 0.003147 | 0.63675 | 499.1572 | 291.9163 | 113802.8929
OWB, Phase 2 Qualified | 0.073794 | 0.010627 | 0.0019678 | 0.025419 | 0.025419 | 0.00061779 | 0.40172 | 0.04318 | 0.006218 | 0.0011515 | 0.014873 | 0.014873 | 0.00036149 | 0.23506 | 124.7212 | 72.9791 | 28448.3386
Coal Heaters | 0.094809 | 0.04475 | 0.088172 | 0.075752 | 0.075752 | 0.012002 | 1.238 | 0.055534 | 0.026212 | 0.051646 | 0.044371 | 0.044371 | 0.0070303 | 0.72513 | 288.2179 | 168.8224 | 65799.0072
Oil Heaters - Baseline | 0.083201 | 1.3089 | 3.3727 | 0.053237 | 0.053237 | 0.0028585 | 0.052259 | 0.040152 | 0.63164 | 1.6276 | 0.025692 | 0.025692 | 0.0013795 | 0.02522 | 31278.2812 | 15094.5233 | 6075932.5305
Oil Heaters - Compliance Increment | 0.0019983 | 0.031436 | 0.081005 | 0.0012787 | 0.0012787 | 6.8656e-05 | 0.0012552 | [7 empty] | 751.2432 |  | 26293.5126
TOTALS | 7.7148 | 1.7376 | 3.614 | 2.1377 | 2.1377 | 0.090737 | 22.5979 | 4.4857 | 0.86034 | 1.7208 | 1.2321 | 1.2321 | 0.052344 | 13.0355 | 38179.8014 | 18621.9374 | 7481532.3802
| 2021 Annual Emissions (tons/year) | [9 empty] | Heating Energy Use
| VOC | NOX | SO2 | PM10-PRI | PM25-PRI | NH3 | CO |  |  |  | mmBTU/year | mmBTU/day
Total Annual Emissions, With Implementation | 1750.3149 | 344.7264 | 694.3569 | 481.4256 | 481.4256 | 20.4493 | 5092.6313 |  |  |  | 7481532.3802 | 20497.349
Emission Benefits by Calendar Year:
| Net Emission Benefits (tons/year) | [6 empty] | Implmnt.
Calendar Year | VOC | NOX | SO2 | PM10-PRI | PM25-PRI | NH3 | CO | Year
2021 | 0.005927 | 0.09324 | 0.24026 | 5.4304 | 5.4304 | 0.00020363 | 0.0037229 | 1 |  |  |  | One-time measure, so no accumulation of benefits over time
2022 | 0.005927 | 0.09324 | 0.24026 | 5.4304 | 5.4304 | 0.00020363 | 0.0037229 | 2
2023 | 0.005927 | 0.09324 | 0.24026 | 5.4304 | 5.4304 | 0.00020363 | 0.0037229 | 3
2024 | 0.005927 | 0.09324 | 0.24026 | 5.4304 | 5.4304 | 0.00020363 | 0.0037229 | 4
2025 | 0.005927 | 0.09324 | 0.24026 | 5.4304 | 5.4304 | 0.00020363 | 0.0037229 | 5
2026 | 0.005927 | 0.09324 | 0.24026 | 5.4304 | 5.4304 | 0.00020363 | 0.0037229 | 6
2027 | 0.005927 | 0.09324 | 0.24026 | 5.4304 | 5.4304 | 0.00020363 | 0.0037229 | 7
Cost Analysis:
Without Implementation of this Measure
- Assume Without-Implementation costs are limited to fuel costs in the Stage 2 Baseline scenario, plus annual maintenance costs
Total Fuel and
|  | Energy Input | [8 empty] | Total Fuel Costs |  | Annual Device |  | Maintenance Cost
|  | mmBTU/ |  |  | Energy Content |  | Fuel Use Per Year |  | Unit Fuel Cost |  | Per Year |  | Maintenance Costs |  | Per Year
Device Type | Devices | year | Fuel Type |  | mmBTU | Unit | Amount | Units | Cost | Units | All Devices | Per Device | Per Device | Total | All Devices | Per Device
Fireplaces | 825 | 113778.0239 | Wood@36.5%MC |  | 12.1069 | /ton | 9397.771 | tons | 97.4937 | /ton | 916223.599 | 1110.5741 | 200 | 165000 | 1081223.599 | 1310.5741
Uncertified Inserts | 131 | 10039.2942 | Wood@36.5%MC |  | 12.1069 | /ton | 829.2198 | tons | 97.4937 | /ton | 80843.7162 | 617.1276 | 200 | 26200 | 107043.7162 | 817.1276
Certified Inserts > 2.5 g/hr | 183 | 10420.7136 | Wood@36.5%MC |  | 12.1069 | /ton | 860.724 | tons | 97.4937 | /ton | 83915.1835 | 458.5529 | 200 | 36600 | 120515.1835 | 658.5529
Certified Inserts < 2.5 g/hr | 411 | 23615.4258 | Wood@36.5%MC |  | 12.1069 | /ton | 1950.5732 | tons | 97.4937 | /ton | 190168.6255 | 462.6974 | 200 | 82200 | 272368.6255 | 662.6974
Uncertified Stoves | 1933 | 203747.1373 | Wood@36.5%MC |  | 12.1069 | /ton | 16828.9875 | tons | 97.4937 | /ton | 1640720.493 | 848.7949 | 200 | 386600 | 2027320.493 | 1048.7949
Certified Stoves > 2.5 g/hr | 2688 | 211466.1055 | Wood@36.5%MC |  | 12.1069 | /ton | 17466.5543 | tons | 97.4937 | /ton | 1702879.2522 | 633.5116 | 200 | 537600 | 2240479.2522 | 833.5116
Certified Stoves < 2.5 g/hr | 6048 | 479246.1923 | Wood@36.5%MC |  | 12.1069 | /ton | 39584.4981 | tons | 97.4937 | /ton | 3859239.7392 | 638.1018 | 200 | 1209600 | 5068839.7392 | 838.1018
Exempt Pellet Devices (Inserts/Stoves) | 194 | 27048.113 | Pellets |  | 16 | /ton | 1690.5071 | tons | 272 | /ton | 459817.9206 | 2370.1955 | 200 | 38800 | 498617.9206 | 2570.1955
Certified Pellet Devices (Inserts/Stoves) | 879 | 91895.0928 | Pellets |  | 16 | /ton | 5743.4433 | tons | 272 | /ton | 1562216.5774 | 1777.2657 | 200 | 175800 | 1738016.5774 | 1977.2657
Unqualified OHHs | 389 | 113802.8929 | Wood@36.5%MC |  | 12.1069 | /ton | 9399.8251 | tons | 97.4937 | /ton | 916423.8627 | 2355.8454 | 200 | 77800 | 994223.8627 | 2555.8454
Phase 2 (Certified) OHHs | 97 | 28448.3386 | Wood@36.5%MC |  | 12.1069 | /ton | 2349.7593 | tons | 97.4937 | /ton | 229086.7631 | 2361.7192 | 200 | 19400 | 248486.7631 | 2561.7192
Coal Heaters | 494 | 65799.0072 | Coal |  | 15.2 | /ton | 4328.8821 | tons | 120 | /ton | 519465.8463 | 1051.5503 | 200 | 98800 | 618265.8463 | 1251.5503
Residential Oil Devices - Baseline | 34595.3494 | 6075932.5305 | Fuel Oil (#2/#1 mix) |  | 0.135 | /gallon | 45006907.6332 | gallons | 2.8603 | /gal | 128733599.3121 | 3721.1244 | 400 | 13838139.7659 | 142571739.078 | 4121.1244
Residential Oil Devices - Curtailment Increment | 2216 | 28521.7124 | Fuel Oil (#2/#1 mix) |  | 0.135 | /gallon | 211271.9433 | gallons | 2.8603 | /gal | 604302.7422 | 272.6998 |  | 0 | 604302.7422 | 272.6998
| 51083.3494 | 7483760.5799 | [12 empty] | 158191443.399
With Implementation of this Measure
- Assume With-Implementation costs include fuel costs, baseline device maintainance costs and ESP maintenance and annualized capital costs
Total Fuel and
|  | Energy Input | [8 empty] | Total Fuel Costs |  | Annual Device |  | Maintenance Cost
|  | mmBTU/ |  |  | Energy Content |  | Fuel Use Per Year |  | Unit Fuel Cost |  | Per Year |  | Maintenance Costs |  | Per Year
Device Type | Devices | year | Fuel Type |  | mmBTU | Unit | Amount | Units | Cost | Units | All Devices | Per Device | Per Device | Total | All Devices | Per Device
Fireplaces | 825 | 113778.0239 | Wood@36.5%MC |  | 12.1069 | /ton | 9397.771 | tons | 97.4937 | /ton | 916223.599 | 1110.5741 | 200 | 165000 | 1081223.599 | 1310.5741
Uncertified Inserts | 131 | 10039.2942 | Wood@36.5%MC |  | 12.1069 | /ton | 829.2198 | tons | 97.4937 | /ton | 80843.7162 | 617.1276 | 200 | 26200 | 107043.7162 | 817.1276
Certified Inserts > 2.5 g/hr | 183 | 10420.7136 | Wood@36.5%MC |  | 12.1069 | /ton | 860.724 | tons | 97.4937 | /ton | 83915.1835 | 458.5529 | 200 | 36600 | 120515.1835 | 658.5529
Certified Inserts < 2.5 g/hr | 411 | 23615.4258 | Wood@36.5%MC |  | 12.1069 | /ton | 1950.5732 | tons | 97.4937 | /ton | 190168.6255 | 462.6974 | 200 | 82200 | 272368.6255 | 662.6974
Uncertified Stoves | 1933 | 203747.1373 | Wood@36.5%MC |  | 12.1069 | /ton | 16828.9875 | tons | 97.4937 | /ton | 1640720.493 | 848.7949 | 200 | 386600 | 2027320.493 | 1048.7949
Certified Stoves > 2.5 g/hr | 2688 | 211466.1055 | Wood@36.5%MC |  | 12.1069 | /ton | 17466.5543 | tons | 97.4937 | /ton | 1702879.2522 | 633.5116 | 200 | 537600 | 2240479.2522 | 833.5116
Certified Stoves < 2.5 g/hr | 6048 | 479246.1923 | Wood@36.5%MC |  | 12.1069 | /ton | 39584.4981 | tons | 97.4937 | /ton | 3859239.7392 | 638.1018 | 200 | 1209600 | 5068839.7392 | 838.1018
Exempt Pellet Devices (Inserts/Stoves) | 194 | 27048.113 | Pellets |  | 16 | /ton | 1690.5071 | tons | 272 | /ton | 459817.9206 | 2370.1955 | 200 | 38800 | 498617.9206 | 2570.1955
Certified Pellet Devices (Inserts/Stoves) | 879 | 91895.0928 | Pellets |  | 16 | /ton | 5743.4433 | tons | 272 | /ton | 1562216.5774 | 1777.2657 | 200 | 175800 | 1738016.5774 | 1977.2657
Unqualified OHHs | 389 | 113802.8929 | Wood@36.5%MC |  | 12.1069 | /ton | 9399.8251 | tons | 97.4937 | /ton | 916423.8627 | 2355.8454 | 200 | 77800 | 994223.8627 | 2555.8454
Phase 2 (Certified) OHHs | 97 | 28448.3386 | Wood@36.5%MC |  | 12.1069 | /ton | 2349.7593 | tons | 97.4937 | /ton | 229086.7631 | 2361.7192 | 200 | 19400 | 248486.7631 | 2561.7192
Coal Heaters | 494 | 65799.0072 | Coal |  | 15.2 | /ton | 4328.8821 | tons | 120 | /ton | 519465.8463 | 1051.5503 | 200 | 98800 | 618265.8463 | 1251.5503
Residential Oil Devices - Baseline | 34595.3494 | 6075932.5305 | Fuel Oil (#2/#1 mix) |  | 0.135 | /gallon | 45006907.6332 | gallons | 2.8603 | /gal | 128733599.3121 | 3721.1244 | 400 | 13838139.7659 | 142571739.078 | 4121.1244
Residential Oil Devices - Curtailment Increment | 2096.1762 | 26293.5126 | Fuel Oil (#2/#1 mix) |  | 0.135 | /gallon | 194766.7602 | gallons | 2.8603 | /gal | 557092.8417 | 265.7662 |  | 0 | 557092.8417 | 265.7662
| 50963.5256 | 7481532.3802 | [12 empty] | 158144233.4985
ESP-Equipped Devices:
- Assume capital recovery rate = 5.50% | [5 empty] | Annual | Annual | Annual | Total
|  |  | Useful | Cap. Rec. | Installed | Capital | Electrical | Maint. | Annual | No. of | Total Annual
Device Type | Devices |  | Life, yrs | Factor | Cost/Unit1 | Cost/Unit | Cost/Unit | Cost/Unit | Cost/Unit | Devices | Cost
ESP | 479 |  | 20 | 0.083679 | 2800 | 234.3021 | 50 | 200 | 484.3021 | 479 | 231980.7174
| Annual | Annual |  |  | 1. Installed Cost/Unit based on FNSB unit cost for testing = $2,500 per unit. Installation cost $300 per unit based on 12/12/2019 meeting during GVEA ESP pilot project.
| Program | Labor
| Cost | Cost
| Effort: | Effort:
| Medium | Medium
| 8367.933 | 70814.5
Cost-Effectiveness Analysis:
Cost Without Implementation = |  |  | 158191443.399 | /year
Cost With Implementation = |  |  | 158455396.6489 | /year
Cost Increase = |  |  | 263953.2499 | /year
PM2.5 Emission Reduction = |  |  | 5.4304 | tons/year - in 2021
SO2 Emission Reduction = |  |  | 0.24026 | tons/year - in 2021
Implementation Cost-Effectiveness = |  |  | 48606.3656 | /ton PM2.5
|  |  | 1098607.9953 | /ton SO2
Note on J169: Tom Carlson: Composite wood cost that accounts for the fact that 40% buy wood and 60% cut their own.
Note on J170: Tom Carlson: Composite wood cost that accounts for the fact that 40% buy wood and 60% cut their own.
Note on J171: Tom Carlson: Composite wood cost that accounts for the fact that 40% buy wood and 60% cut their own.
Note on J172: Tom Carlson: Composite wood cost that accounts for the fact that 40% buy wood and 60% cut their own.
Note on J173: Tom Carlson: Composite wood cost that accounts for the fact that 40% buy wood and 60% cut their own.
Note on J174: Tom Carlson: Composite wood cost that accounts for the fact that 40% buy wood and 60% cut their own.
Note on J175: Tom Carlson: Composite wood cost that accounts for the fact that 40% buy wood and 60% cut their own.
Note on J178: Tom Carlson: Composite wood cost that accounts for the fact that 40% buy wood and 60% cut their own.
Note on J179: Tom Carlson: Composite wood cost that accounts for the fact that 40% buy wood and 60% cut their own.
Note on J193: Tom Carlson: Composite wood cost that accounts for the fact that 40% buy wood and 60% cut their own.
Note on J194: Tom Carlson: Composite wood cost that accounts for the fact that 40% buy wood and 60% cut their own.
Note on J195: Tom Carlson: Composite wood cost that accounts for the fact that 40% buy wood and 60% cut their own.
Note on J196: Tom Carlson: Composite wood cost that accounts for the fact that 40% buy wood and 60% cut their own.
Note on J197: Tom Carlson: Composite wood cost that accounts for the fact that 40% buy wood and 60% cut their own.
Note on J198: Tom Carlson: Composite wood cost that accounts for the fact that 40% buy wood and 60% cut their own.
Note on J199: Tom Carlson: Composite wood cost that accounts for the fact that 40% buy wood and 60% cut their own.
Note on J202: Tom Carlson: Composite wood cost that accounts for the fact that 40% buy wood and 60% cut their own.
Note on J203: Tom Carlson: Composite wood cost that accounts for the fact that 40% buy wood and 60% cut their own.

## Measure61
BACM Measure 61
Measure: | Fuel Oil Boiler Upgrades - Repair
Starting Calendar Year: | 2021
Yearly Penetration Rate: | 4% | <-- reciprocal of assumed residential oil heater useful life
Boiler Fraction of All Oil Heaters: | 80% | <-- estimated of fraction of Fairbanks residential oil devices that are boilers, not furnaces
Existing Fraction of Flame Retention Burners: | 80% | <-- estimated fraction of existing oil boilers with flame retention burners
Efficiency Improvement of Flame Retention Burner: | 10% | <-- relative to conventional/older oil burners
Fairbanks Space Heating Oil Characteristics - Baseline
Methodology Summary:
- Local heating oil used for space heating reflects a blend of #1 and #2 distillate.
- Residential #1 and #2 split based on responses from 2011-2015 Fairbanks Home Heating (HH) Survey.
- Commercial use assumed to be #1 distillate.
- Local #1 and #2 fuel sulfur content based on 2012 samples measured by SwRI.
- Winter heating fuel use fraction (relative to annual) calculated from 2011-2015 HH Survey.
| Distillate Blend (%) |  | Sulfur
Sector | #1 | #2 | (ppm)
Residential | 31.77% | 68.23% | 2035.3929
Commercial | 100% | 0% | 896
Fuel Sulfur (ppm) | 896 | 2566
2021 Baseline Space Heating Emission Factors (lb/mmBTU)
Fuel/Sector | VOC | NOX | SO2 | PM10-PRI | PM25-PRI | NH3 | CO
Baseline Resid. Oil Blend | 0.00532 | 0.083691 | 0.21566 | 0.0034041 | 0.0034041 | 0.00018278 | 0.0033416
Baseline Comm. Oil Blend | 0.005148 | 0.12996 | 0.091864 | 0.0032967 | 0.0032967 | 0.00017687 | 0.0032335
All Wood Devices | 2.5471 | 0.11969 | 0.024523 | 0.69285 | 0.69285 | 0.026065 | 7.3616
Calculation of Oil Boiler/Furnace Replacement Impacts
Methodology Summary:
- Oil industry websites cite 5-15% reduction on fuel use using flame retention burner technology:
http://www.oilheatamerica.com/knowledge-base/equipment/burners/
- Flame retention burner technology introduced in 1960s-70s, so assume it exists on most currently installed boilers
- Apply only to Residential heating oil sector
[6 empty] | Flame Retention vs. Conventional Oil Burner Efficiency improvement: | 10%
Without Implementation of this Measure
Methodology Summary:
- Set baseline nonattainment area heating energy use using average winter modeling episode day.
- Scaled average winter day to annual day heating energy use based on 2011-2015 HH Survey data.
- Calculate baseline annual emissions by affected fuel/sector using lb/mmBTU emission factors.
(Wood heating devices included to later account for price-based demand shift.)
2021 Nonattainment Area Heating Energy by
Affected Fuel/Sector (mmBTU/day)
Fuel/Sector |  | Episodic |  | Annual
Residential Heating Oil |  | 31278.2812 |  | 15094.5233
Commercial Heating Oil |  | 10112.2062 |  | 4880.0294
All Wood Heating Devices |  | 6967.4375 |  | 3362.4017
TOTALS |  | 48357.9249 |  | 23336.9545
Space Heating Emission Factors (lb/mmBTU)
Fuel/Sector | VOC | NOX | SO2 | PM10-PRI | PM25-PRI | NH3 | CO
Residential Oil, Baseline | 0.00532 | 0.083691 | 0.21566 | 0.0034041 | 0.0034041 | 0.00018278 | 0.0033416
Commercial Oil, Baseline | 0.005148 | 0.12996 | 0.091864 | 0.0032967 | 0.0032967 | 0.00017687 | 0.0032335
2021 Baseline Emissions by Affected Fuel Type (tons/episodic day)
Fuel Type | VOC | NOX | SO2 | PM10-PRI | PM25-PRI | NH3 | CO
Residential Oil, Baseline | 0.083201 | 1.3089 | 3.3727 | 0.053237 | 0.053237 | 0.0028585 | 0.052259
Commercial Oil, Baseline | 0.026029 | 0.65711 | 0.46448 | 0.016669 | 0.016669 | 0.00089427 | 0.016349
TOTALS | 0.10923 | 1.966 | 3.8371 | 0.069906 | 0.069906 | 0.0037528 | 0.068609
With Implementation of this Measure
Methodology Summary:
- Adjust Residential sector based on efficiency improvement, affected oil device fraction and assumed annual penetration rate
Resulting Annual Adjustment Factor: | 0.99936 | <-- includes annual penetration/application rate
| 0.984 | <-- excludes annual penetration/application rate
Adjusted 2021 Nonattainment Area Heating Energy by
Affected Fuel/Sector (mmBTU/day)
Fuel/Sector |  | Episodic |  | Annual
Residential Heating Oil |  | 31258.2631 |  | 15084.8628 | <-- Adjusted for Flame Retention Burner Penetration
Commercial Heating Oil |  | 10112.2062 |  | 4880.0294
All Wood Heating Devices |  | 6967.4375 |  | 3362.4017
TOTALS |  | 48337.9068 |  | 23327.294
2021 After Oil Device Repair (tons/episodic day)
Fuel Type | VOC | NOX | SO2 | PM10-PRI | PM25-PRI | NH3 | CO
Residential Oil, 4% Annual Penetration | 0.083166 | 1.3083 | 3.3713 | 0.053215 | 0.053215 | 0.0028573 | 0.052238
Commercial Oil, Baseline | 0.026029 | 0.65711 | 0.46448 | 0.016669 | 0.016669 | 0.00089427 | 0.016349
TOTALS | 0.10919 | 1.9654 | 3.8357 | 0.069884 | 0.069884 | 0.0037516 | 0.068587
Emission Benefits by Calendar Year
| Net Emission Benefits (tons/year) -- Residential Only | [6 empty] | Implmnt.
Calendar Year | VOC | NOX | SO2 | PM10-PRI | PM25-PRI | NH3 | CO | Year
2021 | 0.0060667 | 0.095437 | 0.24592 | 0.0038818 | 0.0038818 | 0.00020843 | 0.0038106 | 1 |  |  |  | Measure benefits accumulate over time based on simple annual penetration rate
2022 | 0.012133 | 0.19087 | 0.49184 | 0.0077637 | 0.0077637 | 0.00041686 | 0.0076211 | 2
2023 | 0.0182 | 0.28631 | 0.73777 | 0.011646 | 0.011646 | 0.0006253 | 0.011432 | 3
2024 | 0.024267 | 0.38175 | 0.98369 | 0.015527 | 0.015527 | 0.00083373 | 0.015242 | 4
2025 | 0.030333 | 0.47719 | 1.2296 | 0.019409 | 0.019409 | 0.0010422 | 0.019053 | 5
2026 | 0.0364 | 0.57262 | 1.4755 | 0.023291 | 0.023291 | 0.0012506 | 0.022863 | 6
2027 | 0.042467 | 0.66806 | 1.7215 | 0.027173 | 0.027173 | 0.001459 | 0.026674 | 7
Cost Analysis:
- Assume cost differences are limited to costs of upgrades and costs of fuel use
Without Implementation of this Measure
Average Daily Residential Oil Energy Use = |  | 15094.5233 | mmBtu/annual average day - all residential oil devices
Number of Residential Oil Devices = |  | 34595.3494 | central oil furnaces, portable heater, and direct vent heaters
Average Daily Per Device Fuel Use = |  | 0.43632 | mmBtu/annual average day-device
|  | Energy Input |  |  | Energy |  |  |  |  | Total Annual Fuel Cost
|  | mmBTU/day- |  |  | Content |  |  | Unit Fuel Cost |  | Per | All
Device Type | Devices | device | Fuel Type |  | mmBTU/gal | Annual Fuel Use |  | Cost | Units | Device | Devices
Residential Oil Device | 22 | 0.43632 | #1/#2 Fuel Oil Blend |  | 0.135 | 1179.6707 | gallons | 2.8603 | /gal | 3374.2209 | 74232.8604
With Implementation of this Measure
Number of Devices Upgraded = |  | 22 | oil devices/yr
Fuel & Energy Use Reduction from Upgrade = |  | 10% | (2015 Ultra Low Sulfur Report, prepared by Brookhaven
Average Daily Per Device Energy Use = |  | 0.39268 | mmBtu/annual average day-device
|  | Energy Input |  |  | Energy |  |  |  |  | Total Annual Fuel Cost
|  | mmBTU/day- |  |  | Content |  |  | Unit Fuel Cost |  | Per | All
Device Type | Devices | device | Fuel Type |  | mmBTU/gal | Annual Fuel Use |  | Cost | Units | Device | Devices
Residential Oil Device | 22 | 0.39268 | #1/#2 Fuel Oil Blend |  | 0.135 | 1061.7036 | gallons | 2.8603 | Cost | 3036.7988 | 66809.5744
Oil Device Burner Replacement Costs:
Burner Replacement Cost = |  | 1300 | (Stews Heating Invoice, 7/31/18)
Controller Replacement Cost = |  | 555 | (Stews Heating Invoice, 7/31/18)
Labor Cost = |  | 600 | (Stews Heating Invoice, 7/31/18)
| Total | 2455 | per device
Annual
[6 empty] | Cost | Capital
|  | Upgrade Cost |  |  |  | Recovery | Cost
Heating Device/Fuel | Number | Per Device | All Devices | Useful Life |  | Factor | All Devices
Fuel Oil Device Upgrade | 22 | 2455 | 54010 | 30 | years | 0.068805 | 3716.1791
| Annual | Annual
| Program | Labor
| Cost | Cost
| Effort: | Effort:
| High | High
| 83679.33 | 141629
Cost-Effectiveness Analysis:
Cost Without Implementation = |  | 74232.8604 | /year
Cost With Implementation = |  | 295834.0835 | /year
Cost Increase = |  | 221601.2231 | /year
PM2.5 Emission Reduction = |  | 0.0038818 | tons/year - 2021
SO2 Emission Reduction = |  | 0.24592 | tons/year - 2021
Implementation Cost-Effectiveness = |  | 57086511.153 | /ton PM2.5
|  | 901103.2308 | /ton SO2

## Measure 62
BACM Measure 62
Measure: | Fuel Oil Boiler Upgrades - Replacement with Newer Condensing Boiler Technology
Starting Calendar Year: | 2021
Yearly Penetration Rate: | 4% | <-- reciprocal of assumed residential oil heater useful life
Fairbanks Space Heating Oil Characteristics - Baseline
Methodology Summary:
- Local heating oil used for space heating reflects a blend of #1 and #2 distillate.
- Residential #1 and #2 split based on responses from 2011-2015 Fairbanks Home Heating (HH) Survey.
- Commercial use assumed to be #1 distillate.
- Local #1 and #2 fuel sulfur content based on 2012 samples measured by SwRI.
- Winter heating fuel use fraction (relative to annual) calculated from 2011-2015 HH Survey.
| Distillate Blend (%) |  | Sulfur
Sector | #1 | #2 | (ppm)
Residential | 31.77% | 68.23% | 2035.3929
Commercial | 100% | 0% | 896
Fuel Sulfur (ppm) | 896 | 2566
2021 Baseline Space Heating Emission Factors (lb/mmBTU)
Fuel/Sector | VOC | NOX | SO2 | PM10-PRI | PM25-PRI | NH3 | CO
Baseline Resid. Oil Blend | 0.00532 | 0.083691 | 0.21566 | 0.0034041 | 0.0034041 | 0.00018278 | 0.0033416
Baseline Comm. Oil Blend | 0.005148 | 0.12996 | 0.091864 | 0.0032967 | 0.0032967 | 0.00017687 | 0.0032335
All Wood Devices | 2.5471 | 0.11969 | 0.024523 | 0.69285 | 0.69285 | 0.026065 | 7.3616
Calculation of Oil Boiler/Furnace Replacement Impacts
Methodology Summary:
- PM2.5 (and PM10) factors based on relative differences in emission factors from 2009 Brookhaven Lab study
(BNL-91286-2009-IR) for condensing vs. conventional warm air furnaces, with an efficiency improvement.
- Factors for all other pollutants assumed equal to baseline residential heating oil with only efficiency adjustment.
- Apply only to Residential heating oil sector
[6 empty] | PM Emission Reduction Condensing vs. Conventional Oil Furnace (with efficiency improvement): | 22.48%
[6 empty] | Condensing vs. Conventional Oil Furnace Efficiency improvement: | 1.0469
Without Implementation of this Measure
Methodology Summary:
- Set baseline nonattainment area heating energy use using average winter modeling episode day.
- Scaled average winter day to annual day heating energy use based on 2011-2015 HH Survey data.
- Calculate baseline annual emissions by affected fuel/sector using lb/mmBTU emission factors.
(Wood heating devices included to later account for price-based demand shift.)
2021 Nonattainment Area Heating Energy by
Affected Fuel/Sector (mmBTU/day)
Fuel/Sector |  | Episodic |  | Annual
Residential Heating Oil |  | 31278.2812 |  | 15094.5233
Commercial Heating Oil |  | 10112.2062 |  | 4880.0294
All Wood Heating Devices |  | 6967.4375 |  | 3362.4017
TOTALS |  | 48357.9249 |  | 23336.9545
Space Heating Emission Factors (lb/mmBTU)
Fuel/Sector | VOC | NOX | SO2 | PM10-PRI | PM25-PRI | NH3 | CO
Residential Oil, Baseline | 0.00532 | 0.083691 | 0.21566 | 0.0034041 | 0.0034041 | 0.00018278 | 0.0033416
Commercial Oil, Baseline | 0.005148 | 0.12996 | 0.091864 | 0.0032967 | 0.0032967 | 0.00017687 | 0.0032335
2021 Baseline Emissions by Affected Fuel Type (tons/episodic day)
Fuel Type | VOC | NOX | SO2 | PM10-PRI | PM25-PRI | NH3 | CO
Residential Oil, Baseline | 0.083201 | 1.3089 | 3.3727 | 0.053237 | 0.053237 | 0.0028585 | 0.052259
Commercial Oil, Baseline | 0.026029 | 0.65711 | 0.46448 | 0.016669 | 0.016669 | 0.00089427 | 0.016349
TOTALS | 0.10923 | 1.966 | 3.8371 | 0.069906 | 0.069906 | 0.0037528 | 0.068609
With Implementation of this Measure
Methodology Summary:
- Adjust Residential sector based on emission differences and assumed annual penetration rate
2021 After Oil Device Upgrades (tons/episodic day)
Fuel Type | VOC | NOX | SO2 | PM10-PRI | PM25-PRI | NH3 | CO
Residential Oil, 4% Annual Penetration | 0.083051 | 1.3065 | 3.3666 | 0.052758 | 0.052758 | 0.0028534 | 0.052166
Commercial Oil, Baseline | 0.026029 | 0.65711 | 0.46448 | 0.016669 | 0.016669 | 0.00089427 | 0.016349
TOTALS | 0.10908 | 1.9636 | 3.8311 | 0.069427 | 0.069427 | 0.0037477 | 0.068515
Emission Benefits by Calendar Year
| Net Emission Benefits (tons/year) -- Residential Only | [6 empty] | Implmnt.
Calendar Year | VOC | NOX | SO2 | PM10-PRI | PM25-PRI | NH3 | CO | Year
2021 | 0.026276 | 0.41336 | 1.0652 | 0.084316 | 0.084316 | 0.00090277 | 0.016505 | 1 |  |  |  | Measure benefits accumulate over time based on simple annual penetration rate
2022 | 0.052553 | 0.82673 | 2.1303 | 0.16863 | 0.16863 | 0.0018055 | 0.033009 | 2
2023 | 0.078829 | 1.2401 | 3.1955 | 0.25295 | 0.25295 | 0.0027083 | 0.049514 | 3
2024 | 0.10511 | 1.6535 | 4.2606 | 0.33726 | 0.33726 | 0.0036111 | 0.066018 | 4
2025 | 0.13138 | 2.0668 | 5.3258 | 0.42158 | 0.42158 | 0.0045139 | 0.082523 | 5
2026 | 0.15766 | 2.4802 | 6.3909 | 0.5059 | 0.5059 | 0.0054166 | 0.099027 | 6
2027 | 0.18393 | 2.8935 | 7.4561 | 0.59021 | 0.59021 | 0.0063194 | 0.11553 | 7
Cost Analysis:
- Assume cost differences are limited to costs of upgrades and costs of fuel use
Without Implementation of this Measure
Average Daily Fuel Use = |  | 15094.5233 | mmBtu/annual average day - all residential oil devices
Number of Residential Oil Devices = |  | 34595.3494 | central oil furnaces, portable heater, and direct vent heaters
Average Daily Per Device Fuel Use = |  | 0.43632 | mmBtu/annual average day-device
Number of Devices Upgraded = |  | 1384 | oil devices/yr
|  | Energy Input |  |  | Energy |  |  |  |  | Total Annual Fuel Cost
|  | mmBTU/day- |  |  | Content |  |  | Unit Fuel Cost |  | Per | All
Device Type | Devices | device | Fuel Type |  | mmBTU/gal | Annual Fuel Use |  | Cost | Units | Device | Devices
Residential Oil Device | 1384 | 0.43632 | #1/#2 Fuel Oil Blend |  | 0.135 | 1179.6707 | gallons | 2.8603 | /gal | 3374.2209 | 4669921.7631
With Implementation of this Measure
Fuel Use Reduction from Upgrade = |  | 4.482% | 2009 Brookhaven Study (BNL-91286-2009-IR)
Laboratories for NYSERDA)
Average Daily Per Device Fuel Use = |  | 0.41676 | mmBtu/annual average day-device
|  | Energy Input |  |  | Energy |  |  |  |  | Total Annual Fuel Cost
|  | mmBTU/day- |  |  | Content |  |  | Unit Fuel Cost |  | Per | All
Device Type | Devices | device | Fuel Type |  | mmBTU/gal | Annual Fuel Use |  | Cost | Units | Device | Devices
Residential Oil Device | 1384 | 0.41676 | #1/#2 Fuel Oil Blend |  | 0.135 | 1126.7932 | gallons | 2.8603 | Cost | 3222.9752 | 4460597.6286
Oil Device Upgrade Cost:
Burner Replacement Cost = |  | 1300 | (Stews Heating Invoice, 7/31/18)
Controller Replacement Cost = |  | 555 | (Stews Heating Invoice, 7/31/18)
Labor Cost = |  | 600 | (Stews Heating Invoice, 7/31/18)
| Total | 2455
Complete Device Replacement Cost = |  | 12000 | (Stews Heating Invoice, 7/31/18)
Geometric Mean of Cost Range = |  | 5427.7067 | per device upgrade
Annual
[6 empty] | Cost | Capital
|  | Upgrade Cost |  |  |  | Recovery | Cost
Heating Device/Fuel | Number | Per Device | All Devices | Useful Life |  | Factor | All Devices
Fuel Oil Device Upgrade | 1384 | 5427.7067 | 7511946.0701 | 30 | years | 0.068805 | 516862.3766
| Annual | Annual
| Program | Labor
| Cost | Cost
| Effort: | Effort:
| High | High
| 83679.33 | 141629
Cost-Effectiveness Analysis:
Cost Without Implementation = |  | 4669921.7631 | /year
Cost With Implementation = |  | 5202768.3352 | /year
Cost Increase = |  | 532846.5721 | /year
PM2.5 Emission Reduction = |  | 0.084316 | tons/year - 2021
SO2 Emission Reduction = |  | 1.0652 | tons/year - 2021
Implementation Cost-Effectiveness = |  | 6319637.0841 | /ton PM2.5
|  | 500253.4313 | /ton SO2

## EFs-BTU
Energy Content Assumptions
Fuel |  | EC | Units | Notes | [11 empty] | Energy Loads for Space Heating from CCHRC
AP-42 Wood |  | 17.3 | mmBTU/ton | AP-42 residential wood document, c01s10.pdf | [12 empty] | Residential: | 5.63 | BTU/DD-ft2-yr
Fairbanks Wood - Oven Dry, 0% Moisture |  | 16.5275 | mmBTU/ton | see Moisture sheet | [12 empty] | Commercial: | 6.3535 | BTU/DD-ft2-yr |  |  | Monthly
Fairbanks Wood - Air Dry, 20% MC (Dry Basis) |  | 13.7729 | mmBTU/ton | see Moisture sheet | [15 empty] | Month | Avg HDD | HDD Ratio
Fairbanks Wood - Episode Avg Baseline, 36.5% MC (Dry) |  | 12.1099 | mmBTU/ton | see Moisture sheet | [12 empty] | Fairbanks HDD: | 14274 | HDD/yr (base 65F) | 1 | 73.9462 | 1.9238
Fairbanks Wood - Jan/Feb Baseline, 36.1% MC (Dry) |  | 12.1418 | mmBTU/ton | see Moisture sheet | [12 empty] | Daily Winter HDD: | 63.0841 |  | 2 | 69.4706 | 1.8073
Fairbanks Wood - Nov Baseline, 36.9% MC (Dry) |  | 12.0722 | mmBTU/ton | see Moisture sheet | [12 empty] | Daily Summer HDD: | 13.882 |  | 3 | 59.828 | 1.5565
Fuel Oil #1 |  | 125000 | BTU/gal | CCHRC | [12 empty] | Reference Average Daily HDD: | 38.4381 |  | 4 | 32.0689 | 0.8343
Fuel Oil #2 |  | 138500 | BTU/gal | North American Combustion Handbook (as referenced in http://en.wikipedia.org/wiki/Heating_oil#cite_note-1) | [15 empty] | 5 | 14.5204 | 0.37776
Fuel Oil #1/#2 Weighted (76% #2 24% #1)* |  | 135000 | BTU/gal | Fairbanks Community Research Quarterly | [12 empty] | Reference Daily Energy Loads (BTU/ft2-day) |  |  | 6 | 6.0478 | 0.15734
57% Fuel Oil #2 / 43% Kerosene Weighted |  | 136995 | BTU/gal | assumed for portable heaters | [13 empty] | Winter | Summer | 7 | 4.2473 | 0.1105
Kerosene |  | 135000 | BTU/gal | http://www.generatorjoe.net/html/energy.html | [12 empty] | Residential: | 355.1635 | 78.1555 | 8 | 9.1344 | 0.23764
Propane |  | 91333 | BTU/gal | Fairbanks Community Research Quarterly | [12 empty] | Commercial: | 400.8054 | 88.1992 | 9 | 17.7311 | 0.46129
Natural Gas |  | 1015 | BTU/ft3 | http://www.fngas.com/calculate.html | [15 empty] | 10 | 42.0645 | 1.0943
Coal |  | 15.2 | mmBTU/ton | Fairbanks Community Research Quarterly | [12 empty] | Days/Season: | 182 | 183 | 11 | 64.6778 | 1.6826
Electric |  | 3413 | BTU/KWH | Fairbanks Community Research Quarterly | [15 empty] | 12 | 69.1183 | 1.7982
* The EC number is based on a blend of #1 and #2 used under Fairbanks cold temps per this source | [16 empty] | Number of FNSB Households: | 33441 | (updated from 2010 Census) |  | 462.8553 | 12.0416
Wood Density: |  | 1.6828 | tons/cord, from Cord_Wood_Weight.xlsx | [13 empty] | Number of PM Area Households: | 25130 | (estimated from Jan-2012 parcel centroid data)
Cost Assumptions
Fuel |  | Rate | Units | Source | [14 empty] | Commercial Building Heating Splits by Fuel Type
Fairbanks Wood - Oven Dry, 0% Moisture |  | 200 | cord | http://www.fngas.com/calculate.html | [13 empty] | Fuel Oil: | 98%
Fuel Oil #1/#2 Weighted (76% #2 24% #1)* |  | 2.7 | gal | http://www.fngas.com/calculate.html | [13 empty] | Natural Gas: | 2%
Kerosene |  | 2.7 | gal | assumed same as fuel oil
Propane |  | 2.74 | gal | http://www.fngas.com/calculate.html
Natural Gas |  | 2.335 | 10^2 ft3 | http://www.fngas.com/calculate.html
Coal
Electric |  | 0.18026 | KwH
Emission Factors -- OMNI Results Where Available (green shaded), OMNI factors based on oven dry (OD) weight, assume AP-42 factors are as well
|  |  | Combustion |  | PM2.5 | Sulfur |  | Emission Factors (lb/mmBTU), EPA Method 5H Except Where Noted
Wood-Burning Type | Device Name | SCC | Efficiency | Efficiency Source | mg/MJ | Content ppm) |  | VOC | NOX | SO2 | PM10-PRI | PM25-PRI | NH3 | CO | Emission Factor Source
Fireplace, No Insert | FP | 2104008100 | 7% | AP-42, www.epa.gov/ttnchie1/ap42/ch01/related/woodstove.pdf, Table 2.2-1 | 859.8597 | <500 |  | 13.237 | 0.15029 | 0.023121 | 2 | 2 | 0.10405 | 14.6012 | AP-42, Table 1.9-1; for SO2, OMNI fuel S for spruce gave EF identical to AP42
Fireplace, With Insert - Non-EPA Certified | Ins-Conv | 2104008210 | 40% | AP-42, www.epa.gov/ttnchie1/ap42/ch01/related/woodstove.pdf, Table 2.2-1 | 760.4539 | <500 |  | 3.0636 | 0.16185 | 0.023121 | 1.7688 | 1.7688 | 0.098266 | 13.341 | Assumed equal to uncertified woodstove EFs
Fireplace, With Insert - EPA Certified Non-Catalytic | Ins-NonCat | 2104008220 | 66% | AP-42, www.epa.gov/ttnchie1/ap42/ch01/related/woodstove.pdf, Table 2.2-1 | 298.2172 | <500 |  | 0.69364 | 0.11561 | 0.023121 | 0.69364 | 0.69364 | 0.052023 | 8.1387 | AP-42, www.epa.gov/ttnchie1/ap42/ch01/related/woodstoveapp.pdf, Table 3 for PM Efs,
Fireplace, With Insert - EPA Certified Catalytic | Ins-Cat | 2104008230 | 70% | AP-42, www.epa.gov/ttnchie1/ap42/ch01/related/woodstove.pdf, Table 2.2-1 | 323.0687 | <500 |  | 0.86705 | 0.11561 | 0.023121 | 0.75145 | 0.75145 | 0.052023 | 6.185 | AP-42, www.epa.gov/ttnchie1/ap42/ch01/related/woodstoveapp.pdf, Table 3 for PM Efs
Woodstove - Non-EPA Certified | WS-Conv | 2104008310 | 54% | AP-42, www.epa.gov/ttnchie1/ap42/ch01/related/woodstove.pdf, Table 2.1-2 | 301.7469 | <500 |  | 3.0636 | 0.083939 | 0.023121 | 0.70185 | 0.70185 | 0.02295 | 7.0041 | AP-42, Table 1.10-1 for VOC&SO2; all others use avg of OMNI runs 14 and 15, conventional wood stove, spruce and birch, low firing rate
Woodstove - EPA Certified Non-Catalytic | WS-NonCat | 2104008320 | 68% | AP-42, www.epa.gov/ttnchie1/ap42/ch01/related/woodstove.pdf, Table 2.1-2 | 196.9507 | <500 |  | 0.69364 | 0.092997 | 0.023121 | 0.4581 | 0.4581 | 0.014436 | 7.1469 | AP-42, Table 1.10-1, assumed Phase II (1990 stds) for VOC&SO2; all others use avg of OMNI runs 5&6 for birch&spruce EPA (noncat) woodstove at low firing rate
Woodstove - EPA Certified Catalytic | WS-Cat | 2104008330 | 72% | AP-42, www.epa.gov/ttnchie1/ap42/ch01/related/woodstove.pdf, Table 2.1-2 | 218.5344 | <500 |  | 0.86705 | 0.092997 | 0.023121 | 0.5083 | 0.5083 | 0.014436 | 7.1469 | same as immediately above, except that the OMNI avgs for PM10 and PM2.5 are scaled by the same ratio of cat to noncat (16.2/14.6) as used by TRC
Pellet Stove (Exempt) | PS-Exempt | 2104008410 | 56% | AP-42, Table 1.10-5 | 76.9985 | <500 |  | 0.13873 | 0.24226 | 0.019362 | 0.1791 | 0.1791 | 0.0043491 | 0.60094 | AP-42, Table 1.10-1for VOC; all others OMNI run #1, pellet stove, except SO2 which is based on dry pellet S content from OMNI
Pellet Stove (EPA Certified) | PS-EPACert | 2104008420 | 78% | AP-42, www.epa.gov/ttnchie1/ap42/ch01/related/woodstove.pdf, Table 2 | 76.9985 | <500 |  | 0.13873 | 0.24226 | 0.019362 | 0.1791 | 0.1791 | 0.0043491 | 0.60094 | AP-42, Table 1.10-1for VOC; all others OMNI run #1, pellet stove, except SO2 which is based on dry pellet S content from OMNI
OWB (Hydronic Heater) - 80/20 Unqual/Phase 2 Wtd | OWBWtd | 2104008610 | 43% | EPA/NY per wood_stoves.xls | 245.2874 | <500 |  | 2.6243 | 0.093222 | 0.023121 | 0.57053 | 0.57053 | 0.01409 | 3.5012 | 80% / 20% weighting of OWB and OWB-Ph2
OWB (Hydronic Heater) - Unqualified | OWB | 2104008610 | 43% | EPA/NY per wood_stoves.xls | 274.5087 | <500 |  | 3.0636 | 0.085312 | 0.023121 | 0.6385 | 0.6385 | 0.015798 | 3.1965 | EPA/NY per wood_stoves.xls for VOC&SO2; others from avg of OMNI runs 30&32, OWHH, birch&spruce, low firing rate (note - CO is a lower limit, instrument pegged), OMNI's dry S content for spruce gave EF identical to AP42
OWB (Hydronic Heater) - Phase 1 | OWB-Ph1 | 2104008610 | 43% | EPA/NY per wood_stoves.xls | 241.8742 | <500 |  | 0.69364 | 0.12486 | 0.023121 | 0.56259 | 0.56259 | 0.0072588 | 6.211 | set rates for VOC to those for woodstoves; others from avg of OMNI runs 9 and 11, spruce&birch, EPA qualified OWHH, low firing rate, but for PM and CO scaled by TRC's ratio for phase 1 and 2; SO2 based on OMNI's S content of dry spruce
OWB (Hydronic Heater) - Phase 2 | OWB-Ph2 | 2104008640 | 43% | EPA/NY per wood_stoves.xls | 128.4023 | <500 |  | 0.86705 | 0.12486 | 0.023121 | 0.29866 | 0.29866 | 0.0072588 | 4.72 | set rates for VOC to those for woodstoves; others from avg of OMNI runs 9 and 11, spruce&birch, EPA qualified OWHH, low firing rate, but for PM and CO scaled by TRC's ratio for phase 1 and 2; SO2 based on OMNI's S content of dry spruce
Masonry Heater |  |  | 85% | CCHRC, http://www.cchrc.org/sites/default/files/docs/masonry_heater.pdf | [5 empty] | 0.023121 | 0.3237 | 0.3237 |  | 8.6127 | AP-42, Table 1.10-1, Barnett, 1992, "Summary report of the In-Home Emissions and Efficiency Performance of Five Commercially Available Masonry Heaters"
0.87142
|  |  | Combustion | Efficiency |  | Sulfur | EF | Emission Factors (lb/mmBTU)
Other Heating Types | Device Name | SCC | Efficiency | Source | Fuel | Content ppm) | Units | VOC | NOX | SO2 | PM10-PRI | PM25-PRI | NH3 | CO | Emission Factor Source
Central Oil (Weighted # 1 & #2), Residential | COil-Res | 2104004000 | 81% | EIA | Fuel Oil #1&2 | 2035 | lb/1000 gal | 0.0053125 | 0.083238 | 0.21535 | 0.0034021 | 0.0034021 | 0.00018252 | 0.0033369 | EPA, AP-42 Table 1.3-1 for VOC and (with OMNI fuel S content) for SO2; all others OMNI run#17, SWRI for fuel (lower) heating value, AP-42 for fuel oil density
Central Oil (#1 distillate), Residential | COil-Res1 | 2104004000 | 81% | EIA | Fuel Oil #1 | 896 | lb/1000 gal | 0.005704 | 0.089371 | 0.10179 | 0.0036528 | 0.0036528 | 0.00019597 | 0.0035828 | EPA, AP-42 Table 1.3-1 for VOC and (with OMNI fuel S content) for SO2; all others OMNI run#17, SWRI for fuel (lower) heating value, AP-42 for fuel oil density
Central Oil (#2 distillate), Residential | COil-Res2 | 2104004000 | 81% | EIA | Fuel Oil #2 | 2566 | lb/1000 gal | 0.005148 | 0.08066 | 0.26308 | 0.0032967 | 0.0032967 | 0.00017687 | 0.0032335 | EPA, AP-42 Table 1.3-1 for VOC and (with OMNI fuel S content) for SO2; all others OMNI run#17, SWRI for fuel (lower) heating value, AP-42 for fuel oil density
Central Oil (Weighted # 1 & #2), Commercial | COil-Com | 2103004001 | 81% | EIA | Fuel Oil #2 | 896 | lb/1000 gal | 0.005148 | 0.12996 | 0.091864 | 0.0032967 | 0.0032967 | 0.00017687 | 0.0032335 | EPA, AP-42 Table 1.3-1 for Nox; for all others, assume same as above
Portable: 43% Kerosene & 57% Fuel Oil | Prtbl | 2104004000 | 81% |  | Kero/FO |  | lb/1000 gal | 0.0052046 | 0.13139 | 0.21098 | 0.0029198 | 0.0029198 | 0.00017881 | 0.0032691 | Emission rates for portable heating devices using kerosene/fuel oil #2 blend assumed equal to central oil (on #2) in absence of actual data; except SO2, NH3 and CO, assumed same as above
Direct Vent | DVOil | 2104007000 | 81% |  | Fuel Oil #1 | 896 | lb/1000 gal | 0.005704 | 0.089371 | 0.23122 | 0.0036528 | 0.0036528 | 0.00019597 | 0.0035828 | Emission rates for DV devices using Heating Oil #1 assumed equal to central oil (on #2) in absence of actual data; except SO2, NH3 and CO assumed same as above
Natural Gas - Residential | NtGas-Res | 2104006010 | 81% |  | Natural Gas | <16 | lb/10^6 ft3 | 0.0054187 | 0.092611 | 0.00059113 | 4.88e-05 | 4.88e-05 | 0.019704 | 0.039409 | EPA, AP-42 Tables 1.4-1 & 1.4-2 for all but PM and NH3 - BNL Report BNL-91286-2009-IR NG mean for PM, EPA/Pechan for NH3
Natural Gas - Commercial, small uncontrolled | NtGas-Com | 2103006000 | 81% |  | Natural Gas | <16 | lb/10^6 ft3 | 0.0054187 | 0.098522 | 0.00059113 | 0.0074877 | 0.0074877 | 0.019704 | 0.039409 | EPA, AP-42 Tables 1.4-1 & 1.4-2 for all but NH3, EPA/Pechan for NH3
Coal Boiler (bituminous/subbituminous, hand-fed) | CoalHt | 2104002000 | 43% | NY per wood_stoves.xls | Coal | 2000 | lb/ton | 0.65789 | 0.31053 | 0.61184 | 0.52566 | 0.52566 | 0.083286 | 8.5905 | EPA, AP-42: Table 1.1-19 for VOC and (w. Usibelli S content) SO2; OMNI runs 21, 23, 37&38 for all other, coal stove, wet&dry stoker and lump coal, low firing rate
Waste Oil Burning | WasteOil | 2102012000 | - |  | Fuel Oil #2 |  | lb/1000 gal | 0.0072202 | 0.37693 | 0.2669 | 0.037575 | 0.037575 | 0.00026269 | 0.089732 | EPA, AP-42 Table 1.11-1 for VOC; all others OMNI run#18, SWRI for heating value, AP-42 for No. 2 fuel oil density
Muni Heat | - | - | -
Comparison of Space Heating Fuel/Device Emission Rates on an Equivalent Net Energy Basis -- OMNI Rates Where Available
Wood on Oven Dry Basis (0% MC)
[5 empty] | Net |  |  | Emission Factors (lb/net mmBTU)
|  |  | Fuel | Device | Efficiency |  |  | VOC | NOX | SO2 | PM10-PRI | PM25-PRI | NH3 | CO
|  |  | Wood | Fireplace, No Insert | 7% |  |  | 189.0999 | 2.147 | 0.33031 | 28.5714 | 28.5714 | 1.4864 | 208.5879
|  |  | Wood | Fireplace, With Insert - Non-EPA Certified | 40% |  |  | 7.659 | 0.40462 | 0.057803 | 4.422 | 4.422 | 0.24566 | 33.3526
|  |  | Wood | Fireplace, With Insert - EPA Certified Non-Catalytic | 66% |  |  | 1.051 | 0.17516 | 0.035032 | 1.051 | 1.051 | 0.078823 | 12.3314
|  |  | Wood | Fireplace, With Insert - EPA Certified Catalytic | 70% |  |  | 1.2386 | 0.16515 | 0.033031 | 1.0735 | 1.0735 | 0.074319 | 8.8357
|  |  | Wood | Woodstove - Non-EPA Certified | 54% |  |  | 5.6733 | 0.15544 | 0.042817 | 1.2997 | 1.2997 | 0.042499 | 12.9705
|  |  | Wood | Woodstove - EPA Certified Non-Catalytic | 68% |  |  | 1.0201 | 0.13676 | 0.034002 | 0.67368 | 0.67368 | 0.021229 | 10.5101
|  |  | Wood | Woodstove - EPA Certified Catalytic | 72% |  |  | 1.2042 | 0.12916 | 0.032113 | 0.70598 | 0.70598 | 0.02005 | 9.9262
|  |  | Wood | Pellet Stove (Exempt) | 56% |  |  | 0.24773 | 0.43261 | 0.034574 | 0.31981 | 0.31981 | 0.0077663 | 1.0731
|  |  | Wood | Pellet Stove (EPA Certified) | 78% |  |  | 0.17786 | 0.31059 | 0.024823 | 0.22961 | 0.22961 | 0.0055758 | 0.77043
|  |  | Wood | OWB (Hydronic Heater) - 80/20 Unqual/Phase 2 Wtd | 43% |  |  | 6.103 | 0.21679 | 0.053771 | 1.3268 | 1.3268 | 0.032768 | 8.1423
|  |  | Wood | OWB (Hydronic Heater) - Unqualified | 43% |  |  | 7.1246 | 0.1984 | 0.053771 | 1.4849 | 1.4849 | 0.036739 | 7.4337
|  |  | Wood | OWB (Hydronic Heater) - Phase 1 | 43% |  |  | 1.6131 | 0.29037 | 0.053771 | 1.3083 | 1.3083 | 0.016881 | 14.4442
|  |  | Wood | OWB (Hydronic Heater) - Phase 2 | 43% |  |  | 2.0164 | 0.29037 | 0.053771 | 0.69456 | 0.69456 | 0.016881 | 10.9768
|  |  | Coal | Coal Boiler (bituminous/subbituminous, hand-fed) | 43% |  |  | 1.53 | 0.72215 | 1.4229 | 1.2225 | 1.2225 | 0.19369 | 19.9778
|  |  | Oil | Central Oil (Weighted # 1 & #2), Residential | 81% |  |  | 0.0065587 | 0.10276 | 0.26587 | 0.0042001 | 0.0042001 | 0.00022534 | 0.0041196
|  |  | Oil | Central Oil (#1 distillate), Residential | 81% |  |  | 0.007042 | 0.11033 | 0.12566 | 0.0045096 | 0.0045096 | 0.00024194 | 0.0044232
|  |  | Oil | Central Oil (#2 distillate), Residential | 81% |  |  | 0.0063556 | 0.09958 | 0.3248 | 0.00407 | 0.00407 | 0.00021836 | 0.003992
|  |  | Oil | Portable: 43% Kerosene & 57% Fuel Oil | 81% |  |  | 0.0064254 | 0.16221 | 0.26046 | 0.0036047 | 0.0036047 | 0.00022076 | 0.0040359
|  |  | Oil | Direct Vent | 81% |  |  | 0.007042 | 0.11033 | 0.28546 | 0.0045096 | 0.0045096 | 0.00024194 | 0.0044232
|  |  | Gas | Natural Gas - Residential | 81% |  |  | 0.0066898 | 0.11433 | 0.00072979 | 6.0247e-05 | 6.0247e-05 | 0.024326 | 0.048653
|  |  | Gas | Natural Gas - Commercial, small uncontrolled | 81% |  |  | 0.0066898 | 0.12163 | 0.00072979 | 0.0092441 | 0.0092441 | 0.024326 | 0.048653
Comparison of Space Heating Fuel/Device Emission Rates on an Equivalent Net Energy Basis -- OMNI Rates Where Available
Wood on "Dry"Basis (20% MC)
[5 empty] | Net |  |  | Emission Factors (lb/net mmBTU)
|  |  | Fuel | Device | Efficiency |  |  | VOC | NOX | SO2 | PM10-PRI | PM25-PRI | NH3 | CO
|  |  | Wood | Fireplace, No Insert | 7% |  |  | 226.9199 | 2.5764 | 0.39637 | 34.2857 | 34.2857 | 1.7836 | 250.3055
|  |  | Wood | Fireplace, With Insert - Non-EPA Certified | 40% |  |  | 9.1908 | 0.48555 | 0.069364 | 5.3064 | 5.3064 | 0.2948 | 40.0231
|  |  | Wood | Fireplace, With Insert - EPA Certified Non-Catalytic | 66% |  |  | 1.2612 | 0.21019 | 0.042039 | 1.2612 | 1.2612 | 0.094587 | 14.7977
|  |  | Wood | Fireplace, With Insert - EPA Certified Catalytic | 70% |  |  | 1.4864 | 0.19818 | 0.039637 | 1.2882 | 1.2882 | 0.089182 | 10.6028
|  |  | Wood | Woodstove - Non-EPA Certified | 54% |  |  | 6.808 | 0.18653 | 0.051381 | 1.5597 | 1.5597 | 0.050999 | 15.5646
|  |  | Wood | Woodstove - EPA Certified Non-Catalytic | 68% |  |  | 1.2241 | 0.16411 | 0.040802 | 0.80841 | 0.80841 | 0.025475 | 12.6121
|  |  | Wood | Woodstove - EPA Certified Catalytic | 72% |  |  | 1.4451 | 0.15499 | 0.038536 | 0.84717 | 0.84717 | 0.02406 | 11.9115
|  |  | Wood | Pellet Stove (Exempt) | 56% |  |  | 0.29727 | 0.51913 | 0.041489 | 0.38378 | 0.38378 | 0.0093195 | 1.2877
|  |  | Wood | Pellet Stove (EPA Certified) | 78% |  |  | 0.21343 | 0.37271 | 0.029787 | 0.27553 | 0.27553 | 0.0066909 | 0.92452
|  |  | Wood | OWB (Hydronic Heater) - 80/20 Unqual/Phase 2 Wtd | 43% |  |  | 7.3236 | 0.26015 | 0.064525 | 1.5922 | 1.5922 | 0.039321 | 9.7708
|  |  | Wood | OWB (Hydronic Heater) - Unqualified | 43% |  |  | 8.5495 | 0.23808 | 0.064525 | 1.7819 | 1.7819 | 0.044087 | 8.9204
|  |  | Wood | OWB (Hydronic Heater) - Phase 1 | 43% |  |  | 1.9357 | 0.34844 | 0.064525 | 1.57 | 1.57 | 0.020257 | 17.333
|  |  | Wood | OWB (Hydronic Heater) - Phase 2 | 43% |  |  | 2.4197 | 0.34844 | 0.064525 | 0.83347 | 0.83347 | 0.020257 | 13.1721
|  |  | Coal | Coal Boiler (bituminous/subbituminous, hand-fed) | 43% |  |  | 1.53 | 0.72215 | 1.4229 | 1.2225 | 1.2225 | 0.19369 | 19.9778
|  |  | Oil | Central Oil (Weighted # 1 & #2), Residential | 81% |  |  | 0.0065587 | 0.10276 | 0.26587 | 0.0042001 | 0.0042001 | 0.00022534 | 0.0041196
|  |  | Oil | Central Oil (#1 distillate), Residential | 81% |  |  | 0.007042 | 0.11033 | 0.12566 | 0.0045096 | 0.0045096 | 0.00024194 | 0.0044232
|  |  | Oil | Central Oil (#2 distillate), Residential | 81% |  |  | 0.0063556 | 0.09958 | 0.3248 | 0.00407 | 0.00407 | 0.00021836 | 0.003992
|  |  | Oil | Portable: 43% Kerosene & 57% Fuel Oil | 81% |  |  | 0.0064254 | 0.16221 | 0.26046 | 0.0036047 | 0.0036047 | 0.00022076 | 0.0040359
|  |  | Oil | Direct Vent | 81% |  |  | 0.007042 | 0.11033 | 0.28546 | 0.0045096 | 0.0045096 | 0.00024194 | 0.0044232
|  |  | Gas | Natural Gas - Residential | 81% |  |  | 0.0066898 | 0.11433 | 0.00072979 | 6.0247e-05 | 6.0247e-05 | 0.024326 | 0.048653
|  |  | Gas | Natural Gas - Commercial, small uncontrolled | 81% |  |  | 0.0066898 | 0.12163 | 0.00072979 | 0.0092441 | 0.0092441 | 0.024326 | 0.048653
Comparison of Space Heating Fuel/Device Emission Rates on an Equivalent Net Energy Basis
Baseline Wood Moisture Basis (36.5% MC)
[5 empty] | Net |  |  | Emission Factors (lb/net mmBTU)
|  |  | Fuel | Device | Efficiency |  |  | VOC | NOX | SO2 | PM10-PRI | PM25-PRI | NH3 | CO
|  |  | Wood | Fireplace, No Insert | 7% |  |  | 258.08 | 2.9302 | 0.45079 | 38.9938 | 38.9938 | 2.0286 | 284.6769
|  |  | Wood | Fireplace, With Insert - Non-EPA Certified | 40% |  |  | 10.4528 | 0.55222 | 0.078889 | 6.035 | 6.035 | 0.33528 | 45.519
|  |  | Wood | Fireplace, With Insert - EPA Certified Non-Catalytic | 66% |  |  | 1.4343 | 0.23906 | 0.047812 | 1.4343 | 1.4343 | 0.10758 | 16.8297
|  |  | Wood | Fireplace, With Insert - EPA Certified Catalytic | 70% |  |  | 1.6905 | 0.2254 | 0.045079 | 1.4651 | 1.4651 | 0.10143 | 12.0588
|  |  | Wood | Woodstove - Non-EPA Certified | 54% |  |  | 7.7428 | 0.21214 | 0.058436 | 1.7738 | 1.7738 | 0.058002 | 17.7019
|  |  | Wood | Woodstove - EPA Certified Non-Catalytic | 68% |  |  | 1.3922 | 0.18665 | 0.046405 | 0.91942 | 0.91942 | 0.028973 | 14.344
|  |  | Wood | Woodstove - EPA Certified Catalytic | 72% |  |  | 1.6435 | 0.17628 | 0.043827 | 0.9635 | 0.9635 | 0.027364 | 13.5471
|  |  | Wood | Pellet Stove (Exempt) | 56% |  |  | 0.3381 | 0.59042 | 0.047187 | 0.43648 | 0.43648 | 0.010599 | 1.4646
|  |  | Wood | Pellet Stove (EPA Certified) | 78% |  |  | 0.24274 | 0.42389 | 0.033877 | 0.31337 | 0.31337 | 0.0076097 | 1.0515
|  |  | Wood | OWB (Hydronic Heater) - 80/20 Unqual/Phase 2 Wtd | 43% |  |  | 8.3292 | 0.29588 | 0.073385 | 1.8108 | 1.8108 | 0.044721 | 11.1125
|  |  | Wood | OWB (Hydronic Heater) - Unqualified | 43% |  |  | 9.7235 | 0.27077 | 0.073385 | 2.0265 | 2.0265 | 0.050141 | 10.1454
|  |  | Wood | OWB (Hydronic Heater) - Phase 1 | 43% |  |  | 2.2016 | 0.39629 | 0.073385 | 1.7856 | 1.7856 | 0.023039 | 19.7132
|  |  | Wood | OWB (Hydronic Heater) - Phase 2 | 43% |  |  | 2.7519 | 0.39629 | 0.073385 | 0.94792 | 0.94792 | 0.023039 | 14.9809
|  |  | Coal | Coal Boiler (bituminous/subbituminous, hand-fed) | 43% |  |  | 1.53 | 0.72215 | 1.4229 | 1.2225 | 1.2225 | 0.19369 | 19.9778
|  |  | Oil | Central Oil (Weighted # 1 & #2), Residential | 81% |  |  | 0.0065587 | 0.10276 | 0.26587 | 0.0042001 | 0.0042001 | 0.00022534 | 0.0041196
|  |  | Oil | Central Oil (#1 distillate), Residential | 81% |  |  | 0.007042 | 0.11033 | 0.12566 | 0.0045096 | 0.0045096 | 0.00024194 | 0.0044232
|  |  | Oil | Central Oil (#2 distillate), Residential | 81% |  |  | 0.0063556 | 0.09958 | 0.3248 | 0.00407 | 0.00407 | 0.00021836 | 0.003992
|  |  | Oil | Portable: 43% Kerosene & 57% Fuel Oil | 81% |  |  | 0.0064254 | 0.16221 | 0.26046 | 0.0036047 | 0.0036047 | 0.00022076 | 0.0040359
|  |  | Oil | Direct Vent | 81% |  |  | 0.007042 | 0.11033 | 0.28546 | 0.0045096 | 0.0045096 | 0.00024194 | 0.0044232
|  |  | Gas | Natural Gas - Residential | 81% |  |  | 0.0066898 | 0.11433 | 0.00072979 | 6.0247e-05 | 6.0247e-05 | 0.024326 | 0.048653
|  |  | Gas | Natural Gas - Commercial, small uncontrolled | 81% |  |  | 0.0066898 | 0.12163 | 0.00072979 | 0.0092441 | 0.0092441 | 0.024326 | 0.048653
Note on H37: Tom Carlson: http://www.woodenergy.ie/woodasafuel/listandvaluesofwoodfuelparameters-part1/
Note on O37: Tom Carlson: NH3 EF from Pechan "Estimating Ammonia Emissions from Anthropogenic Non-Agricultural Sources" Draft Final Report, April 2004.
Note on H38: Tom Carlson: http://www.woodenergy.ie/woodasafuel/listandvaluesofwoodfuelparameters-part1/
Note on H39: Tom Carlson: http://www.woodenergy.ie/woodasafuel/listandvaluesofwoodfuelparameters-part1/
Note on J39: Tom Carlson: No separate EF data for this pollutant for certified inserts. Assumed equal to certified non-catalytic woodstove EF.
Note on K39: Tom Carlson: No separate EF data for this pollutant for certified inserts. Assumed equal to certified non-catalytic woodstove EF.
Note on L39: Tom Carlson: No separate EF data for this pollutant for certified inserts. Assumed equal to certified non-catalytic woodstove EF.
Note on O39: Tom Carlson: No separate EF data for this pollutant for certified inserts. Assumed equal to certified non-catalytic woodstove EF.
Note on P39: Tom Carlson: No separate EF data for this pollutant for certified inserts. Assumed equal to certified non-catalytic woodstove EF.
Note on H40: Tom Carlson: http://www.woodenergy.ie/woodasafuel/listandvaluesofwoodfuelparameters-part1/
Note on J40: Tom Carlson: No separate EF data for this pollutant for certified inserts. Assumed equal to certified catalytic woodstove EF.
Note on K40: Tom Carlson: No separate EF data for this pollutant for certified inserts. Assumed equal to certified catalytic woodstove EF.
Note on L40: Tom Carlson: No separate EF data for this pollutant for certified inserts. Assumed equal to certified catalytic woodstove EF.
Note on O40: Tom Carlson: No separate EF data for this pollutant for certified inserts. Assumed equal to certified catalytic woodstove EF.
Note on P40: Tom Carlson: No separate EF data for this pollutant for certified inserts. Assumed equal to certified catalytic woodstove EF.
Note on H41: Tom Carlson: http://www.woodenergy.ie/woodasafuel/listandvaluesofwoodfuelparameters-part1/
Note on M41: Tom Carlson: Reflects weighting of spruce and birch EFs from wood-specific OMNI tests based on spruce vs. birch split from Forest Service timber sales data.
Note on N41: Tom Carlson: Reflects weighting of spruce and birch EFs from wood-specific OMNI tests based on spruce vs. birch split from Forest Service timber sales data.
Note on H42: Tom Carlson: http://www.woodenergy.ie/woodasafuel/listandvaluesofwoodfuelparameters-part1/
Note on M42: Tom Carlson: Reflects weighting of spruce and birch EFs from wood-specific OMNI tests based on spruce vs. birch split from Forest Service timber sales data.
Note on N42: Tom Carlson: Reflects weighting of spruce and birch EFs from wood-specific OMNI tests based on spruce vs. birch split from Forest Service timber sales data.
Note on H43: Tom Carlson: http://www.woodenergy.ie/woodasafuel/listandvaluesofwoodfuelparameters-part1/
Note on M43: Tom Carlson: Reflects weighting of spruce and birch EFs from wood-specific OMNI tests based on spruce vs. birch split from Forest Service timber sales data.
Note on N43: Tom Carlson: Reflects weighting of spruce and birch EFs from wood-specific OMNI tests based on spruce vs. birch split from Forest Service timber sales data.
Note on O43: Tom Carlson: Reflects weighting of spruce and birch EFs from wood-specific OMNI tests based on spruce vs. birch split from Forest Service timber sales data.
Note on P43: Tom Carlson: Reflects weighting of spruce and birch EFs from wood-specific OMNI tests based on spruce vs. birch split from Forest Service timber sales data.
Note on H44: Tom Carlson: http://www.woodenergy.ie/woodasafuel/listandvaluesofwoodfuelparameters-part1/
Note on J44: Tom Carlson: From http://www.epa.gov/burnwise/pdfs/EPA_stove_emis_reduct.pdf, converted from kg/tonne to lb/ton.
Note on H45: Tom Carlson: http://www.woodenergy.ie/woodasafuel/listandvaluesofwoodfuelparameters-part1/
Note on J45: Tom Carlson: From http://www.epa.gov/burnwise/pdfs/EPA_stove_emis_reduct.pdf, converted from kg/tonne to lb/ton.
Note on H46: Tom Carlson: http://www.woodenergy.ie/woodasafuel/listandvaluesofwoodfuelparameters-part1/
Note on H47: Tom Carlson: http://www.woodenergy.ie/woodasafuel/listandvaluesofwoodfuelparameters-part1/
Note on M47: Tom Carlson: Reflects weighting of spruce and birch EFs from wood-specific OMNI tests based on spruce vs. birch split from Forest Service timber sales data.
Note on N47: Tom Carlson: Reflects weighting of spruce and birch EFs from wood-specific OMNI tests based on spruce vs. birch split from Forest Service timber sales data.
Note on H48: Tom Carlson: http://www.woodenergy.ie/woodasafuel/listandvaluesofwoodfuelparameters-part1/
Note on M48: Tom Carlson: Reflects weighting of spruce and birch EFs from wood-specific OMNI tests based on spruce vs. birch split from Forest Service timber sales data.
Note on N48: Tom Carlson: Reflects weighting of spruce and birch EFs from wood-specific OMNI tests based on spruce vs. birch split from Forest Service timber sales data.
Note on H49: Tom Carlson: http://www.woodenergy.ie/woodasafuel/listandvaluesofwoodfuelparameters-part1/
Note on M49: Tom Carlson: Reflects weighting of spruce and birch EFs from wood-specific OMNI tests based on spruce vs. birch split from Forest Service timber sales data.
Note on N49: Tom Carlson: Reflects weighting of spruce and birch EFs from wood-specific OMNI tests based on spruce vs. birch split from Forest Service timber sales data.
Note on L54: Tom Carlson: Assumes fuel sulfur content of 2,163 ppm per RGD 8/18/11 email. This also reflects a rough 76% vs. 24% split in exising use of #2 and #1 distillate, respectively per info from Polar Fuel and Soutdough (PetroStar) in 1/31/12 email from Joan Hardesty to Bob Dulla: 76% x 2566 ppm (#2 S) + 24% x 896 ppm (#1 S) = 2,165 ppm S.
Note on L55: Tom Carlson: Assumes fuel sulfur content of 896 ppm per RGD 2/13/12 email giving sulfur content in #1 as measured by OMNI Labs.
Note on L56: Tom Carlson: Assumes fuel sulfur content of 2,566 ppm per RGD 2/13/12 email giving sulfur content in #2 as measured by OMNI Labs.
Note on L57: Tom Carlson: Assumes fuel sulfur content of 2,163 ppm per RGD 8/18/11 email. This also reflects a rough 76% vs. 24% split in exising use of #2 and #1 distillate, respectively per info from Polar Fuel and Soutdough (PetroStar) in 1/31/12 email from Joan Hardesty to Bob Dulla: 76% x 2566 ppm (#2 S) + 24% x 896 ppm (#1 S) = 2,165 ppm S.
Note on A58: Tom Carlson: Portable heater fuel split per 2007 Fairbanks HH survey.
Note on L58: Tom Carlson: Assumes fuel sulfur content of 2,163 ppm per RGD 8/18/11 email. This also reflects a rough 76% vs. 24% split in exising use of #2 and #1 distillate, respectively per info from Polar Fuel and Soutdough (PetroStar) in 1/31/12 email from Joan Hardesty to Bob Dulla: 76% x 2566 ppm (#2 S) + 24% x 896 ppm (#1 S) = 2,165 ppm S.
Note on L59: Tom Carlson: Assumes fuel sulfur content of 2,163 ppm per RGD 8/18/11 email. This also reflects a rough 76% vs. 24% split in exising use of #2 and #1 distillate, respectively per info from Polar Fuel and Soutdough (PetroStar) in 1/31/12 email from Joan Hardesty to Bob Dulla: 76% x 2566 ppm (#2 S) + 24% x 896 ppm (#1 S) = 2,165 ppm S.
Note on H60: Tom Carlson: http://www.interline.nl/media/1000030/handbooksulfurmeasurements_002.pdf
Note on H61: Tom Carlson: http://www.interline.nl/media/1000030/handbooksulfurmeasurements_002.pdf
Note on H62: Tom Carlson: http://www.usibelli.com/coal/data-sheet
Note on L62: Tom Carlson: Assuming coal sulfur content of 0.3% weight per www.usibelli.com/Coal_data.asp

## Devices
Forecasted Residential Space Heating Device Counts in Fairbanks Non-Attainment Area -- Based on 2011-2015 HH Survey Data | [38 empty] | From FNSB_2011-2015_HHSurvey_Unified_Tabulations_GIS_FPCorrections.xlsx
(DevCntsXXXX tabs, Extrapolated column)
| Growth-Projected Only | [34 empty] | Inv-Based Energy Splits
| Device Counts (PM Non-Attainment Area) | [17 empty] | Percentage Device Splits, Wood Splits Normalized to Entire Wood Burning Sector | [16 empty] | Base |  |  | All | [5 empty] | Growth-Extrapolated from 2011-2015 Composite Averages
Device Type | 2011-2015 | 2011 | 2012 | 2013 | 2014 | 2015 | 2016 | 2017 | 2018 | 2019 | 2020 | 2021 | 2022 | 2023 | 2024 | 2025 | 2026 |  | 2011-2015 | 2011 | 2012 | 2013 | 2014 | 2015 | 2016 | 2017 | 2018 | 2019 | 2020 | 2021 | 2022 | 2023 | 2024 | 2025 | 2026 | 2008 | 2011 |  | 2011-2015 | 2011 | 2012 | 2013 | 2014 | 2015 | 2016 | 2017 | 2018 | 2019 | 2020 | 2021 | 2022 | 2023 | 2024 | 2025 | 2026
1 - All Wood-Burning Devices | 12537.2902 | 10816.796 | 11790.2646 | 13376.7836 | 13898.3489 | 12899.2757 | 12871.4674 | 12973.2679 | 13195.8315 | 13418.3951 | 13708.5556 | 13782.5566 | 14032.4278 | 14002.0045 | 14087.7998 | 14175.6969 | 14258.8945 |  | 25.22% | 22.04% | 25.27% | 26.05% | 26.94% | 25.84% | 25.22% | 25.22% | 25.22% | 25.22% | 25.22% | 25.22% | 25.22% | 25.22% | 25.22% | 25.22% | 25.22% | 22.36% | 22.36% |  | 12537.2902 | 10816.796 | 11790.2646 | 13376.7836 | 13898.3489 | 12899.2757 | 12871.4674 | 12973.2679 | 13195.8315 | 13418.3951 | 13708.5556 | 13782.5566 | 14032.4278 | 14002.0045 | 14087.7998 | 14175.6969 | 14258.8945 | 13418.3951
1a - Fireplace (no insert) | 750.3378 | 571.813 | 557.0204 | 894.9257 | 916.905 | 866.3693 | 770.3378 | 776.4304 | 789.7505 | 803.0706 | 820.4363 | 824.8651 | 839.8195 | 837.9988 | 843.1335 | 848.394 | 853.3732 |  | 5.985% | 5.286% | 4.724% | 6.69% | 6.597% | 6.716% | 5.985% | 5.985% | 5.985% | 5.985% | 5.985% | 5.985% | 5.985% | 5.985% | 5.985% | 5.985% | 5.985% |  | 2.913% |  | 750.3378 | 571.813 | 557.0204 | 894.9257 | 916.905 | 866.3693 | 770.3378 | 776.4304 | 789.7505 | 803.0706 | 820.4363 | 824.8651 | 839.8195 | 837.9988 | 843.1335 | 848.394 | 853.3732
1b - Fireplace Insert | 721.844 | 619.4641 | 557.0204 | 565.2162 | 820.3887 | 1058.8958 | 741.0845 | 746.9457 | 759.76 | 772.5743 | 789.2805 | 793.5411 | 807.9277 | 806.176 | 811.1157 | 816.1765 | 820.9667 |  | 5.758% | 5.727% | 4.724% | 4.225% | 5.903% | 8.209% | 5.758% | 5.758% | 5.758% | 5.758% | 5.758% | 5.758% | 5.758% | 5.758% | 5.758% | 5.758% | 5.758% |  | 5.903% |  | 721.844 | 619.4641 | 557.0204 | 565.2162 | 820.3887 | 1058.8958 | 741.0845 | 746.9457 | 759.76 | 772.5743 | 789.2805 | 793.5411 | 807.9277 | 806.176 | 811.1157 | 816.1765 | 820.9667
1b.u - Fireplace Insert, Uncertified | 209.7549 | 230.2294 | 188.861 | 164.9271 | 191.9264 | 250.6245 | 215.3458 | 217.049 | 220.7726 | 224.4962 | 229.3507 | 230.5888 | 234.7693 | 234.2603 | 235.6957 | 237.1662 | 238.5582 |  | 1.673% | 2.128% | 1.602% | 1.233% | 1.381% | 1.943% | 1.673% | 1.673% | 1.673% | 1.673% | 1.673% | 1.673% | 1.673% | 1.673% | 1.673% | 1.673% | 1.673% |  | 2.076% |  | 209.7549 | 230.2294 | 188.861 | 164.9271 | 191.9264 | 250.6245 | 215.3458 | 217.049 | 220.7726 | 224.4962 | 229.3507 | 230.5888 | 234.7693 | 234.2603 | 235.6957 | 237.1662 | 238.5582
1b.n - Fireplace Insert, Certified Non-Catalytic | 261.0819 | 224.5754 | 215.5226 | 183.6789 | 285.5147 | 399.0596 | 268.041 | 270.1609 | 274.7957 | 279.4304 | 285.4729 | 287.0139 | 292.2173 | 291.5838 | 293.3704 | 295.2008 | 296.9334 |  | 2.082% | 2.076% | 1.828% | 1.373% | 2.054% | 3.094% | 2.082% | 2.082% | 2.082% | 2.082% | 2.082% | 2.082% | 2.082% | 2.082% | 2.082% | 2.082% | 2.082% |  | 2.17% |  | 261.0819 | 224.5754 | 215.5226 | 183.6789 | 285.5147 | 399.0596 | 268.041 | 270.1609 | 274.7957 | 279.4304 | 285.4729 | 287.0139 | 292.2173 | 291.5838 | 293.3704 | 295.2008 | 296.9334
1b.c - Fireplace Insert, Certified Catalytic | 188.8664 | 145.2415 | 129.7604 | 153.9213 | 230.7729 | 294.135 | 193.9006 | 195.4341 | 198.7869 | 202.1397 | 206.5108 | 207.6256 | 211.3897 | 210.9314 | 212.2238 | 213.548 | 214.8013 |  | 1.506% | 1.343% | 1.101% | 1.151% | 1.66% | 2.28% | 1.506% | 1.506% | 1.506% | 1.506% | 1.506% | 1.506% | 1.506% | 1.506% | 1.506% | 1.506% | 1.506% |  | 1.422% |  | 188.8664 | 145.2415 | 129.7604 | 153.9213 | 230.7729 | 294.135 | 193.9006 | 195.4341 | 198.7869 | 202.1397 | 206.5108 | 207.6256 | 211.3897 | 210.9314 | 212.2238 | 213.548 | 214.8013
1b.e - Fireplace Insert, Exempt Pellet | 19.7579 | 7.4503 | 8.0886 | 20.5742 | 30.3994 | 30.5578 | 20.2845 | 20.4449 | 20.7957 | 21.1464 | 21.6037 | 21.7203 | 22.1141 | 22.0662 | 22.2014 | 22.3399 | 22.471 |  | 0.1576% | 0.06888% | 0.0686% | 0.1538% | 0.2187% | 0.2369% | 0.1576% | 0.1576% | 0.1576% | 0.1576% | 0.1576% | 0.1576% | 0.1576% | 0.1576% | 0.1576% | 0.1576% | 0.1576% |  | 0.08601% |  | 19.7579 | 7.4503 | 8.0886 | 20.5742 | 30.3994 | 30.5578 | 20.2845 | 20.4449 | 20.7957 | 21.1464 | 21.6037 | 21.7203 | 22.1141 | 22.0662 | 22.2014 | 22.3399 | 22.471
1b.p - Fireplace Insert, Certified Pellet | 42.3829 | 11.9674 | 14.7878 | 42.1147 | 81.7753 | 84.5189 | 43.5126 | 43.8567 | 44.6091 | 45.3615 | 46.3424 | 46.5926 | 47.4373 | 47.3344 | 47.6245 | 47.9216 | 48.2029 |  | 0.3381% | 0.1106% | 0.1254% | 0.3148% | 0.5884% | 0.6552% | 0.3381% | 0.3381% | 0.3381% | 0.3381% | 0.3381% | 0.3381% | 0.3381% | 0.3381% | 0.3381% | 0.3381% | 0.3381% |  | 0.1488% |  | 42.3829 | 11.9674 | 14.7878 | 42.1147 | 81.7753 | 84.5189 | 43.5126 | 43.8567 | 44.6091 | 45.3615 | 46.3424 | 46.5926 | 47.4373 | 47.3344 | 47.6245 | 47.9216 | 48.2029
1c - Woodstove | 10618.7049 | 9196.6592 | 10304.8769 | 11681.135 | 11533.6993 | 10396.4311 | 10901.7428 | 10987.9648 | 11176.4694 | 11364.974 | 11610.7312 | 11673.4078 | 11885.0411 | 11859.2735 | 11931.9395 | 12006.3857 | 12076.8515 |  | 84.7% | 85.02% | 87.4% | 87.32% | 82.99% | 80.6% | 84.7% | 84.7% | 84.7% | 84.7% | 84.7% | 84.7% | 84.7% | 84.7% | 84.7% | 84.7% | 84.7% |  | 74.14% |  | 10618.7049 | 9196.6592 | 10304.8769 | 11681.135 | 11533.6993 | 10396.4311 | 10901.7428 | 10987.9648 | 11176.4694 | 11364.974 | 11610.7312 | 11673.4078 | 11885.0411 | 11859.2735 | 11931.9395 | 12006.3857 | 12076.8515
1c.u - Woodstove, Uncertified | 3085.605 | 3418.021 | 3493.929 | 3408.4928 | 2698.2587 | 2460.6769 | 3167.8508 | 3192.9053 | 3247.6814 | 3302.4574 | 3373.8701 | 3392.0828 | 3453.5796 | 3446.092 | 3467.2074 | 3488.8402 | 3509.3163 |  | 24.61% | 31.6% | 29.63% | 25.48% | 19.41% | 19.08% | 24.61% | 24.61% | 24.61% | 24.61% | 24.61% | 24.61% | 24.61% | 24.61% | 24.61% | 24.61% | 24.61% |  | 26.07% |  | 3085.605 | 3418.021 | 3493.929 | 3408.4928 | 2698.2587 | 2460.6769 | 3167.8508 | 3192.9053 | 3247.6814 | 3302.4574 | 3373.8701 | 3392.0828 | 3453.5796 | 3446.092 | 3467.2074 | 3488.8402 | 3509.3163
1c.n - Woodstove, Certified Non-Catalytic | 3840.6525 | 3334.0813 | 3987.168 | 3796.0307 | 4014.0007 | 3918.0393 | 3943.0238 | 3974.2092 | 4042.389 | 4110.5687 | 4199.456 | 4222.1254 | 4298.6705 | 4289.3507 | 4315.6331 | 4342.5593 | 4368.0459 |  | 30.63% | 30.82% | 33.82% | 28.38% | 28.88% | 30.37% | 30.63% | 30.63% | 30.63% | 30.63% | 30.63% | 30.63% | 30.63% | 30.63% | 30.63% | 30.63% | 30.63% |  | 27.26% |  | 3840.6525 | 3334.0813 | 3987.168 | 3796.0307 | 4014.0007 | 3918.0393 | 3943.0238 | 3974.2092 | 4042.389 | 4110.5687 | 4199.456 | 4222.1254 | 4298.6705 | 4289.3507 | 4315.6331 | 4342.5593 | 4368.0459
1c.c - Woodstove, Certified Catalytic | 2778.3241 | 2156.2784 | 2400.5671 | 3181.0405 | 3244.3954 | 2887.8707 | 2852.3793 | 2874.9388 | 2924.26 | 2973.5812 | 3037.8821 | 3054.2811 | 3109.6538 | 3102.9118 | 3121.9245 | 3141.4029 | 3159.8399 |  | 22.16% | 19.93% | 20.36% | 23.78% | 23.34% | 22.39% | 22.16% | 22.16% | 22.16% | 22.16% | 22.16% | 22.16% | 22.16% | 22.16% | 22.16% | 22.16% | 22.16% |  | 17.86% |  | 2778.3241 | 2156.2784 | 2400.5671 | 3181.0405 | 3244.3954 | 2887.8707 | 2852.3793 | 2874.9388 | 2924.26 | 2973.5812 | 3037.8821 | 3054.2811 | 3109.6538 | 3102.9118 | 3121.9245 | 3141.4029 | 3159.8399
1c.e - Woodstove, Exempt Pellet | 290.6486 | 110.6084 | 149.6383 | 425.2002 | 427.3799 | 300.0222 | 298.3958 | 300.7558 | 305.9154 | 311.075 | 317.8018 | 319.5173 | 325.31 | 324.6047 | 326.5937 | 328.6314 | 330.5601 |  | 2.318% | 1.023% | 1.269% | 3.179% | 3.075% | 2.326% | 2.318% | 2.318% | 2.318% | 2.318% | 2.318% | 2.318% | 2.318% | 2.318% | 2.318% | 2.318% | 2.318% |  | 1.08% |  | 290.6486 | 110.6084 | 149.6383 | 425.2002 | 427.3799 | 300.0222 | 298.3958 | 300.7558 | 305.9154 | 311.075 | 317.8018 | 319.5173 | 325.31 | 324.6047 | 326.5937 | 328.6314 | 330.5601
1c.p - Woodstove, Certified Pellet | 623.4746 | 177.67 | 273.5745 | 870.3707 | 1149.6645 | 829.8221 | 640.0931 | 645.1556 | 656.2236 | 667.2916 | 681.7212 | 685.4012 | 697.8272 | 696.3143 | 700.5809 | 704.952 | 709.0893 |  | 4.973% | 1.643% | 2.32% | 6.507% | 8.272% | 6.433% | 4.973% | 4.973% | 4.973% | 4.973% | 4.973% | 4.973% | 4.973% | 4.973% | 4.973% | 4.973% | 4.973% |  | 1.869% |  | 623.4746 | 177.67 | 273.5745 | 870.3707 | 1149.6645 | 829.8221 | 640.0931 | 645.1556 | 656.2236 | 667.2916 | 681.7212 | 685.4012 | 697.8272 | 696.3143 | 700.5809 | 704.952 | 709.0893
Sub-total, Stoves/Inserts (1b+1c) | 11340.5489 | 9816.1232 | 10861.8973 | 12246.3512 | 12354.0879 | 11455.3269 | 11634.0136 | 11726.0272 | 11927.1936 | 12128.3601 | 12390.6248 | 12457.5115 | 12683.3601 | 12655.8618 | 12733.4088 | 12812.8555 | 12888.0545 |  | 90.45% | 90.75% | 92.13% | 91.55% | 88.89% | 88.81% | 90.39% | 90.39% | 90.39% | 90.39% | 90.39% | 90.39% | 90.39% | 90.39% | 90.39% | 90.39% | 90.39% |  | 80.05% |  | 11340.5489 | 9816.1232 | 10861.8973 | 12246.3512 | 12354.0879 | 11455.3269 | 11634.0136 | 11726.0272 | 11927.1936 | 12128.3601 | 12390.6248 | 12457.5115 | 12683.3601 | 12655.8618 | 12733.4088 | 12812.8555 | 12888.0545
1b/c.u+e - Uncertified (<1988) Stove/Insert | 3605.7664 | 3766.3091 | 3840.5169 | 4019.1943 | 3347.9644 | 3041.8813 | 3701.8769 | 3731.1551 | 3795.1651 | 3859.1751 | 3942.6262 | 3963.9092 | 4035.773 | 4027.0231 | 4051.6981 | 4076.9776 | 4100.9055 |  | 28.76% | 34.82% | 32.57% | 30.05% | 24.09% | 23.58% | 28.76% | 28.76% | 28.76% | 28.76% | 28.76% | 28.76% | 28.76% | 28.76% | 28.76% | 28.76% | 28.76% |  | 36.62% |  | 3605.7664 | 3766.3091 | 3840.5169 | 4019.1943 | 3347.9644 | 3041.8813 | 3701.8769 | 3731.1551 | 3795.1651 | 3859.1751 | 3942.6262 | 3963.9092 | 4035.773 | 4027.0231 | 4051.6981 | 4076.9776 | 4100.9055
1b/c.n+c+p - Certified (>=1988) Stove/Insert | 7734.7825 | 6049.8141 | 7021.3804 | 8227.1569 | 9006.1235 | 8413.4456 | 7940.9504 | 8003.7555 | 8141.0643 | 8278.3731 | 8457.3854 | 8503.0398 | 8657.1958 | 8638.4264 | 8691.3571 | 8745.5846 | 8796.9126 |  | 61.69% | 55.93% | 59.55% | 61.5% | 64.8% | 65.22% | 61.69% | 61.69% | 61.69% | 61.69% | 61.69% | 61.69% | 61.69% | 61.69% | 61.69% | 61.69% | 61.69% |  | 63.38% |  | 7734.7825 | 6049.8141 | 7021.3804 | 8227.1569 | 9006.1235 | 8413.4456 | 7940.9504 | 8003.7555 | 8141.0643 | 8278.3731 | 8457.3854 | 8503.0398 | 8657.1958 | 8638.4264 | 8691.3571 | 8745.5846 | 8796.9126
1b/c.w - Cord Wood | 10364.2849 | 10108.4734 | 10949.9521 | 11390.6186 | 11373.0827 | 11154.225 | 10640.5413 | 10724.6975 | 10908.6856 | 11092.6737 | 11332.5426 | 11393.7175 | 11600.2801 | 11575.13 | 11646.0549 | 11718.7174 | 11787.4949 |  | 82.67% | 93.45% | 92.87% | 85.15% | 81.83% | 86.47% | 82.67% | 82.67% | 82.67% | 82.67% | 82.67% | 82.67% | 82.67% | 82.67% | 82.67% | 82.67% | 82.67% |  |  |  | 10364.2849 | 10108.4734 | 10949.9521 | 11390.6186 | 11373.0827 | 11154.225 | 10640.5413 | 10724.6975 | 10908.6856 | 11092.6737 | 11332.5426 | 11393.7175 | 11600.2801 | 11575.13 | 11646.0549 | 11718.7174 | 11787.4949
1b/c.p - Pellet Bags | 976.264 | 327.1139 | 468.9656 | 1420.9488 | 1801.3938 | 1359.9977 | 1002.286 | 1010.2131 | 1027.5438 | 1044.8746 | 1067.4691 | 1073.2314 | 1092.6886 | 1090.3196 | 1097.0004 | 1103.8448 | 1110.3233 |  | 7.787% | 3.024% | 3.978% | 10.62% | 12.96% | 10.54% | 7.787% | 7.787% | 7.787% | 7.787% | 7.787% | 7.787% | 7.787% | 7.787% | 7.787% | 7.787% | 7.787% |  |  |  | 976.264 | 327.1139 | 468.9656 | 1420.9488 | 1801.3938 | 1359.9977 | 1002.286 | 1010.2131 | 1027.5438 | 1044.8746 | 1067.4691 | 1073.2314 | 1092.6886 | 1090.3196 | 1097.0004 | 1103.8448 | 1110.3233
1d - Outdoor Wood Boiler (OWB) | 446.4035 | 428.8598 | 371.3469 | 235.5068 | 627.356 | 577.5795 | 458.3022 | 461.927 | 469.8516 | 477.7762 | 488.1077 | 490.7425 | 499.6395 | 498.5562 | 501.6111 | 504.7407 | 507.7031 |  | 3.561% | 3.965% | 3.15% | 1.761% | 4.514% | 4.478% | 3.561% | 3.561% | 3.561% | 3.561% | 3.561% | 3.561% | 3.561% | 3.561% | 3.561% | 3.561% | 3.561% |  | 17.04% |  | 446.4035 | 428.8598 | 371.3469 | 235.5068 | 627.356 | 577.5795 | 458.3022 | 461.927 | 469.8516 | 477.7762 | 488.1077 | 490.7425 | 499.6395 | 498.5562 | 501.6111 | 504.7407 | 507.7031
1d/c - Unqualified OWBs | 357.1228 | 343.0878 | 297.0775 | 188.4054 | 501.8848 | 462.0636 | 366.6418 | 369.5416 | 375.8813 | 382.221 | 390.4861 | 392.594 | 399.7116 | 398.845 | 401.2888 | 403.7926 | 406.1624 |  | 2.848% | 3.172% | 2.52% | 1.408% | 3.611% | 3.582% | 2.848% | 2.848% | 2.848% | 2.848% | 2.848% | 2.848% | 2.848% | 2.848% | 2.848% | 2.848% | 2.848% |  |  |  | 357.1228 | 343.0878 | 297.0775 | 188.4054 | 501.8848 | 462.0636 | 366.6418 | 369.5416 | 375.8813 | 382.221 | 390.4861 | 392.594 | 399.7116 | 398.845 | 401.2888 | 403.7926 | 406.1624
1d/q - Phase 2 Qualified OWBs | 89.2807 | 85.772 | 74.2694 | 47.1014 | 125.4712 | 115.5159 | 91.6604 | 92.3854 | 93.9703 | 95.5552 | 97.6215 | 98.1485 | 99.9279 | 99.7112 | 100.3222 | 100.9481 | 101.5406 |  | 0.7121% | 0.793% | 0.6299% | 0.3521% | 0.9028% | 0.8955% | 0.7121% | 0.7121% | 0.7121% | 0.7121% | 0.7121% | 0.7121% | 0.7121% | 0.7121% | 0.7121% | 0.7121% | 0.7121% |  |  |  | 89.2807 | 85.772 | 74.2694 | 47.1014 | 125.4712 | 115.5159 | 91.6604 | 92.3854 | 93.9703 | 95.5552 | 97.6215 | 98.1485 | 99.9279 | 99.7112 | 100.3222 | 100.9481 | 101.5406
2 - Central Oil Furnace | 26244.9772 | 25419.4706 | 26597.7229 | 27504.5445 | 25607.2319 | 26087.3411 | 26944.528 | 27157.6326 | 27623.5367 | 28089.4409 | 28696.8494 | 28851.7597 | 29374.8282 | 29311.1416 | 29490.7415 | 29674.7412 | 29848.903 |  | 52.8% | 51.79% | 57.01% | 53.56% | 49.63% | 52.27% | 52.8% | 52.8% | 52.8% | 52.8% | 52.8% | 52.8% | 52.8% | 52.8% | 52.8% | 52.8% | 52.8% |  | 67.72% |  | 26244.9772 | 25419.4706 | 26597.7229 | 27504.5445 | 25607.2319 | 26087.3411 | 26944.528 | 27157.6326 | 27623.5367 | 28089.4409 | 28696.8494 | 28851.7597 | 29374.8282 | 29311.1416 | 29490.7415 | 29674.7412 | 29848.903
3 - Portable Heater | 945.6806 | 1622.5194 | 278.5102 | 938.7217 | 1189.9271 | 673.8428 | 970.8874 | 978.5661 | 995.354 | 1012.1418 | 1034.0285 | 1039.6103 | 1058.458 | 1056.1631 | 1062.6346 | 1069.2647 | 1075.5402 |  | 1.902% | 3.306% | 0.597% | 1.828% | 2.306% | 1.35% | 1.902% | 1.902% | 1.902% | 1.902% | 1.902% | 1.902% | 1.902% | 1.902% | 1.902% | 1.902% | 1.902% |  | 1.057% |  | 945.6806 | 1622.5194 | 278.5102 | 938.7217 | 1189.9271 | 673.8428 | 970.8874 | 978.5661 | 995.354 | 1012.1418 | 1034.0285 | 1039.6103 | 1058.458 | 1056.1631 | 1062.6346 | 1069.2647 | 1075.5402
4 - Direct Vent Heater | 4278.9706 | 5814.0279 | 3945.561 | 3379.398 | 4045.7522 | 4139.3198 | 4393.0251 | 4427.7696 | 4503.7304 | 4579.6912 | 4678.7229 | 4703.9794 | 4789.2603 | 4778.8768 | 4808.1587 | 4838.1579 | 4866.5532 |  | 8.608% | 11.85% | 8.458% | 6.581% | 7.841% | 8.293% | 8.608% | 8.608% | 8.608% | 8.608% | 8.608% | 8.608% | 8.608% | 8.608% | 8.608% | 8.608% | 8.608% |  | 5.243% |  | 4278.9706 | 5814.0279 | 3945.561 | 3379.398 | 4045.7522 | 4139.3198 | 4393.0251 | 4427.7696 | 4503.7304 | 4579.6912 | 4678.7229 | 4703.9794 | 4789.2603 | 4778.8768 | 4808.1587 | 4838.1579 | 4866.5532
5 - Natural Gas Heating | 1029.9492 | 1261.9595 | 1485.3877 | 891.7856 | 809.1504 | 673.8428 | 1057.4021 | 1065.7651 | 1084.0489 | 1102.3327 | 1126.1696 | 1132.2489 | 1152.776 | 1150.2767 | 1157.3249 | 1164.5457 | 1171.3804 |  | 2.072% | 2.571% | 3.184% | 1.737% | 1.568% | 1.35% | 2.072% | 2.072% | 2.072% | 2.072% | 2.072% | 2.072% | 2.072% | 2.072% | 2.072% | 2.072% | 2.072% |  | 2.699% |  | 1029.9492 | 1261.9595 | 1485.3877 | 891.7856 | 809.1504 | 673.8428 | 1057.4021 | 1065.7651 | 1084.0489 | 1102.3327 | 1126.1696 | 1132.2489 | 1152.776 | 1150.2767 | 1157.3249 | 1164.5457 | 1171.3804
6 - Coal Heat | 449.4324 | 450.6998 | 232.0918 | 657.1052 | 713.9563 | 192.5265 | 461.4118 | 465.0611 | 473.0395 | 481.0179 | 491.4195 | 494.0722 | 503.0295 | 501.9389 | 505.0145 | 508.1654 | 511.1478 |  | 0.9041% | 0.9183% | 0.4975% | 1.28% | 1.384% | 0.3857% | 0.9041% | 0.9041% | 0.9041% | 0.9041% | 0.9041% | 0.9041% | 0.9041% | 0.9041% | 0.9041% | 0.9041% | 0.9041% |  | 0.4543% |  | 449.4324 | 450.6998 | 232.0918 | 657.1052 | 713.9563 | 192.5265 | 461.4118 | 465.0611 | 473.0395 | 481.0179 | 491.4195 | 494.0722 | 503.0295 | 501.9389 | 505.0145 | 508.1654 | 511.1478
7 - Municipal Heat | 786.5066 | 946.4697 | 928.3673 | 750.9773 | 523.5679 | 770.106 | 807.4707 | 813.857 | 827.8192 | 841.7813 | 859.9841 | 864.6264 | 880.3017 | 878.3931 | 883.7753 | 889.2894 | 894.5087 |  | 1.582% | 1.928% | 1.99% | 1.463% | 1.015% | 1.543% | 1.582% | 1.582% | 1.582% | 1.582% | 1.582% | 1.582% | 1.582% | 1.582% | 1.582% | 1.582% | 1.582% |  | 0.4665% |  | 786.5066 | 946.4697 | 928.3673 | 750.9773 | 523.5679 | 770.106 | 807.4707 | 813.857 | 827.8192 | 841.7813 | 859.9841 | 864.6264 | 880.3017 | 878.3931 | 883.7753 | 889.2894 | 894.5087
8 - Electric | 1610.466 | 901.3997 | 928.3673 | 2393.7402 | 2141.8688 | 1732.7385 | 1653.3924 | 1666.4691 | 1695.0583 | 1723.6475 | 1760.9198 | 1770.4255 | 1802.5225 | 1798.6145 | 1809.6352 | 1820.926 | 1831.613 |  | 3.24% | 1.837% | 1.99% | 4.662% | 4.151% | 3.472% | 3.24% | 3.24% | 3.24% | 3.24% | 3.24% | 3.24% | 3.24% | 3.24% | 3.24% | 3.24% | 3.24% |  | - |  | 1610.466 | 901.3997 | 928.3673 | 2393.7402 | 2141.8688 | 1732.7385 | 1653.3924 | 1666.4691 | 1695.0583 | 1723.6475 | 1760.9198 | 1770.4255 | 1802.5225 | 1798.6145 | 1809.6352 | 1820.926 | 1831.613
9 - Other | 1825.819 | 1847.8693 | 464.1836 | 1455.0186 | 2665.4368 | 2743.5027 | 1874.4855 | 1889.3109 | 1921.723 | 1954.1352 | 1996.3916 | 2007.1684 | 2043.5574 | 2039.1269 | 2051.6213 | 2064.4219 | 2076.538 |  | 3.673% | 3.765% | 0.995% | 2.834% | 5.166% | 5.497% | 3.673% | 3.673% | 3.673% | 3.673% | 3.673% | 3.673% | 3.673% | 3.673% | 3.673% | 3.673% | 3.673% |  | - |  | 1825.819 | 1847.8693 | 464.1836 | 1455.0186 | 2665.4368 | 2743.5027 | 1874.4855 | 1889.3109 | 1921.723 | 1954.1352 | 1996.3916 | 2007.1684 | 2043.5574 | 2039.1269 | 2051.6213 | 2064.4219 | 2076.538
All Devices | 49709.0917 | 49081.2119 | 46650.4564 | 51348.0746 | 51595.2404 | 49912.4958 | 51034.0704 | 51437.6994 | 52320.1415 | 53202.5835 | 54353.0408 | 54646.4475 | 55637.1613 | 55516.5362 | 55856.7059 | 56205.2091 | 56535.0789 |  | 100% | 100% | 100% | 100% | 100% | 100% | 100% | 100% | 100% | 100% | 100% | 100% | 100% | 100% | 100% | 100% | 100% |  | 100% |  | 49709.0917 | 49081.2119 | 46650.4564 | 51348.0746 | 51595.2404 | 49912.4958 | 51034.0704 | 51437.6994 | 52320.1415 | 53202.5835 | 54353.0408 | 54646.4475 | 55637.1613 | 55516.5362 | 55856.7059 | 56205.2091 | 56535.0789
Incremental Change from Previous Year | - | - | -2430.7555 | 4697.6182 | 247.1659 | -1682.7446 | 1121.5745 | 403.629 | 882.4421 | 882.4421 | 1150.4573 | 293.4067 | 990.7138 | -120.6251 | 340.1697 | 348.5031 | 329.8699
Devices 1-6 |  | 45385.4732 | 44329.5382 | 46748.3384 | 46264.3669 | 44666.1486 | 46698.7218 | 47068.0625 | 47875.541 | 48683.0195 | 49735.7454 | 50004.2272 | 50910.7797 | 50800.4017 | 51111.674 | 51430.5718 | 51732.4192 | 2013-2025 | [20 empty] | Avg
NA Area Households (Occupied) |  | 32410.71 | 32817.726 | 33231.1187 | 33485.3333 | 33739.6683 | 34031.9361 | 34324.3456 | 34940.1897 | 35556.1776 | 36353.2733 | 36567.3766 | 37252.3895 | 37187.1198 | 37433.0682 | 37684.7347 | 37938.0931 | 1.054% | [20 empty] | 2011-2015 | 2011 | 2012 | 2013 | 2014 | 2015 | 2016 | 2017 | 2018 | 2019 | 2020 | 2021 | 2022 | 2023 | 2024 | 2025 | 2026 | 2030
Incremental Change from Previous Year |  | - | 407.0159 | 413.3928 | 254.2146 | 254.335 | 292.2678 | 292.4095 | 615.8441 | 615.9879 | 797.0957 | 214.1033 | 685.0129 | -65.2697 | 245.9485 | 251.6665 | 253.3585 | [20 empty] | Housing growth relative to 2013 from Growth_Pop&HHs_AKDOTForecasts.xlsx, FMATSGrowthFacs tab: | 0.99771 | 0.97622 | 0.98802 | 1 | 1.0081 | 1.0162 | 1.0243 | 1.0324 | 1.0501 | 1.0678 | 1.0909 | 1.0968 | 1.1167 | 1.1143 | 1.1211 | 1.1281 | 1.1347 | 1.1612
[38 empty] | NA Area Households from Growth_Pop&HHs_AKDOTForecasts.xlsx, BuildSizeG3C tab: | TotalHHs | 36031.408 | 36481.9254 | 36939.4781 | 37222.919 | 37506.4947 | 37832.5397 | 38158.7435 | 38845.6672 | 39532.7518 | 40421.8227 | 40660.6764 | 41424.7255 | 41352.0014 | 41626.3725 | 41907.1211
FNSB Residential Housing Sales (Total) |  | 639 | 645 | 670.5 | 696 | 721.5 | 747 | 772.5 | 798 | 823.5 | 849 | [27 empty] | OccHHs | 32410.71 | 32817.726 | 33231.1187 | 33485.3333 | 33739.6683 | 34031.9361 | 34324.3456 | 34940.1897 | 35556.1776 | 36353.2733 | 36567.3766 | 37252.3895 | 37187.1198 | 37433.0682 | 37684.7347
FNSB New Residential Housing Construction |  | 407 | 358 | 401.25 | 444.5 | 487.75 | 531 | 574.25 | 617.5 | 660.75 | 704
FNSB Residential Resales (net difference) |  | 232 | 287 | 269.25 | 251.5 | 233.75 | 216 | 198.25 | 180.5 | 162.75 | 145
[6 empty] | 1058.8958 | 741.0845 | 746.9457
Growth-Projected + Existing Downward Trend in Uncertified Device Fractions
| Device Counts (PM Non-Attainment Area) | [17 empty] | Percentage Device Splits, Wood Splits Normalized to Entire Wood Burning Sector
Device Type | 2011-2015 | 2011 | 2012 | 2013 | 2014 | 2015 | 2016 | 2017 | 2018 | 2019 | 2020 | 2021 | 2022 | 2023 | 2024 | 2025 | 2026 |  | 2011-2015 | 2011 | 2012 | 2013 | 2014 | 2015 | 2016 | 2017 | 2018 | 2019 | 2020 | 2021 | 2022 | 2023 | 2024 | 2025 | 2026
1 - All Wood-Burning Devices | 12537.2902 | 10816.796 | 11790.2646 | 13376.7836 | 13898.3489 | 12899.2757 | 12871.4674 | 12973.2679 | 13195.8315 | 13418.3951 | 13708.5556 | 13782.5566 | 14032.4278 | 14002.0045 | 14087.7998 | 14175.6969 | 14258.8945 |  | 25.22% | 22.04% | 25.27% | 26.05% | 26.94% | 25.84% | 25.22% | 25.22% | 25.22% | 25.22% | 25.22% | 25.22% | 25.22% | 25.22% | 25.22% | 25.22% | 25.22%
1a - Fireplace (no insert) | 750.3378 | 571.813 | 557.0204 | 894.9257 | 916.905 | 866.3693 | 770.3378 | 776.4304 | 789.7505 | 803.0706 | 820.4363 | 824.8651 | 839.8195 | 837.9988 | 843.1335 | 848.394 | 853.3732 |  | 5.985% | 5.286% | 4.724% | 6.69% | 6.597% | 6.716% | 5.985% | 5.985% | 5.985% | 5.985% | 5.985% | 5.985% | 5.985% | 5.985% | 5.985% | 5.985% | 5.985%
1b - Fireplace Insert | 721.844 | 619.4641 | 557.0204 | 565.2162 | 820.3887 | 1058.8958 | 741.0845 | 746.9457 | 759.76 | 772.5743 | 789.2805 | 793.5411 | 807.9277 | 806.176 | 811.1157 | 816.1765 | 820.9667 |  | 5.758% | 5.727% | 4.724% | 4.225% | 5.903% | 8.209% | 5.758% | 5.758% | 5.758% | 5.758% | 5.758% | 5.758% | 5.758% | 5.758% | 5.758% | 5.758% | 5.758%
1b.u - Fireplace Insert, Uncertified | 209.7549 | 230.2294 | 188.861 | 164.9271 | 191.9264 | 250.6245 | 166.6072 | 156.1032 | 148.5042 | 142.0772 | 137.3508 | 131.3909 | 127.9416 | 122.6911 | 119.1665 | 116.2323 | 113.7528 |  | 1.673% | 2.128% | 1.602% | 1.233% | 1.381% | 1.943% | 1.294% | 1.203% | 1.125% | 1.059% | 1.002% | 0.9533% | 0.9118% | 0.8762% | 0.8459% | 0.8199% | 0.7978%
1b.n - Fireplace Insert, Certified Non-Catalytic | 261.0819 | 224.5754 | 215.5226 | 183.6789 | 285.5147 | 399.0596 | 318.7621 | 328.6622 | 340.7154 | 352.037 | 364.5174 | 370.6681 | 381.028 | 383.306 | 388.324 | 393.0424 | 397.3227 |  | 2.082% | 2.076% | 1.828% | 1.373% | 2.054% | 3.094% | 2.477% | 2.533% | 2.582% | 2.624% | 2.659% | 2.689% | 2.715% | 2.738% | 2.756% | 2.773% | 2.786%
1b.c - Fireplace Insert, Certified Catalytic | 188.8664 | 145.2415 | 129.7604 | 153.9213 | 230.7729 | 294.135 | 191.9181 | 197.8787 | 205.1356 | 211.9521 | 219.4662 | 223.1693 | 229.4067 | 230.7783 | 233.7995 | 236.6403 | 239.2173 |  | 1.506% | 1.343% | 1.101% | 1.151% | 1.66% | 2.28% | 1.491% | 1.525% | 1.555% | 1.58% | 1.601% | 1.619% | 1.635% | 1.648% | 1.66% | 1.669% | 1.678%
1b.e - Fireplace Insert, Exempt Pellet | 19.7579 | 7.4503 | 8.0886 | 20.5742 | 30.3994 | 30.5578 | 15.6936 | 14.7041 | 13.9884 | 13.383 | 12.9378 | 12.3764 | 12.0515 | 11.5569 | 11.2249 | 10.9485 | 10.7149 |  | 0.1576% | 0.06888% | 0.0686% | 0.1538% | 0.2187% | 0.2369% | 0.1219% | 0.1133% | 0.106% | 0.09974% | 0.09438% | 0.0898% | 0.08588% | 0.08254% | 0.07968% | 0.07723% | 0.07515%
1b.p - Fireplace Insert, Certified Pellet | 42.3829 | 11.9674 | 14.7878 | 42.1147 | 81.7753 | 84.5189 | 48.1035 | 49.5975 | 51.4164 | 53.125 | 55.0083 | 55.9365 | 57.4999 | 57.8437 | 58.6009 | 59.313 | 59.9589 |  | 0.3381% | 0.1106% | 0.1254% | 0.3148% | 0.5884% | 0.6552% | 0.3737% | 0.3823% | 0.3896% | 0.3959% | 0.4013% | 0.4059% | 0.4098% | 0.4131% | 0.416% | 0.4184% | 0.4205%
1c - Woodstove | 10618.7049 | 9196.6592 | 10304.8769 | 11681.135 | 11533.6993 | 10396.4311 | 10901.7428 | 10987.9648 | 11176.4694 | 11364.974 | 11610.7312 | 11673.4078 | 11885.0411 | 11859.2735 | 11931.9395 | 12006.3857 | 12076.8515 |  | 84.7% | 85.02% | 87.4% | 87.32% | 82.99% | 80.6% | 84.7% | 84.7% | 84.7% | 84.7% | 84.7% | 84.7% | 84.7% | 84.7% | 84.7% | 84.7% | 84.7%
1c.u - Woodstove, Uncertified | 3085.605 | 3418.021 | 3493.929 | 3408.4928 | 2698.2587 | 2460.6769 | 2450.8794 | 2296.3599 | 2184.5746 | 2090.0306 | 2020.5022 | 1932.8287 | 1882.0883 | 1804.8513 | 1753.0023 | 1709.8384 | 1673.3631 |  | 24.61% | 31.6% | 29.63% | 25.48% | 19.41% | 19.08% | 19.04% | 17.7% | 16.56% | 15.58% | 14.74% | 14.02% | 13.41% | 12.89% | 12.44% | 12.06% | 11.74%
1c.n - Woodstove, Certified Non-Catalytic | 3840.6525 | 3334.0813 | 3987.168 | 3796.0307 | 4014.0007 | 3918.0393 | 4689.1581 | 4834.7937 | 5012.1029 | 5178.6501 | 5362.2431 | 5452.7224 | 5605.1218 | 5638.6332 | 5712.4497 | 5781.8606 | 5844.8259 |  | 30.63% | 30.82% | 33.82% | 28.38% | 28.88% | 30.37% | 36.43% | 37.27% | 37.98% | 38.59% | 39.12% | 39.56% | 39.94% | 40.27% | 40.55% | 40.79% | 40.99%
1c.c - Woodstove, Certified Catalytic | 2778.3241 | 2156.2784 | 2400.5671 | 3181.0405 | 3244.3954 | 2887.8707 | 2823.2165 | 2910.8998 | 3017.6529 | 3117.9266 | 3228.463 | 3282.9382 | 3374.6937 | 3394.87 | 3439.313 | 3481.1034 | 3519.0131 |  | 22.16% | 19.93% | 20.36% | 23.78% | 23.34% | 22.39% | 21.93% | 22.44% | 22.87% | 23.24% | 23.55% | 23.82% | 24.05% | 24.25% | 24.41% | 24.56% | 24.68%
1c.e - Woodstove, Exempt Pellet | 290.6486 | 110.6084 | 149.6383 | 425.2002 | 427.3799 | 300.0222 | 230.8606 | 216.3057 | 205.776 | 196.8705 | 190.3212 | 182.0628 | 177.2833 | 170.008 | 165.1241 | 161.0583 | 157.6225 |  | 2.318% | 1.023% | 1.269% | 3.179% | 3.075% | 2.326% | 1.794% | 1.667% | 1.559% | 1.467% | 1.388% | 1.321% | 1.263% | 1.214% | 1.172% | 1.136% | 1.105%
1c.p - Woodstove, Certified Pellet | 623.4746 | 177.67 | 273.5745 | 870.3707 | 1149.6645 | 829.8221 | 707.6283 | 729.6057 | 756.363 | 781.4962 | 809.2017 | 822.8557 | 845.8539 | 850.911 | 862.0505 | 872.5251 | 882.027 |  | 4.973% | 1.643% | 2.32% | 6.507% | 8.272% | 6.433% | 5.498% | 5.624% | 5.732% | 5.824% | 5.903% | 5.97% | 6.028% | 6.077% | 6.119% | 6.155% | 6.186%
Sub-total, Stoves/Inserts (1b+1c) | 11340.5489 | 9816.1232 | 10861.8973 | 12246.3512 | 12354.0879 | 11455.3269 | 11642.8273 | 11734.9105 | 11936.2294 | 12137.5483 | 12400.0116 | 12466.949 | 12692.9687 | 12665.4495 | 12743.0553 | 12822.5622 | 12897.8182 |  | 90.45% | 90.75% | 92.13% | 91.55% | 88.89% | 88.81% | 90.45% | 90.45% | 90.45% | 90.45% | 90.45% | 90.45% | 90.45% | 90.45% | 90.45% | 90.45% | 90.45%
1b/c.u+e - Uncertified (<1988) Stove/Insert | 3605.7664 | 3766.3091 | 3840.5169 | 4019.1943 | 3347.9644 | 3041.8813 | 2864.0408 | 2683.4729 | 2552.8432 | 2442.3613 | 2361.1119 | 2258.6587 | 2199.3647 | 2109.1074 | 2048.5178 | 1998.0774 | 1955.4533 |  | 28.76% | 34.82% | 32.57% | 30.05% | 24.09% | 23.58% | 22.25% | 20.68% | 19.35% | 18.2% | 17.22% | 16.39% | 15.67% | 15.06% | 14.54% | 14.1% | 13.71%
1b/c.n+c+p - Certified (>=1988) Stove/Insert | 7734.7825 | 6049.8141 | 7021.3804 | 8227.1569 | 9006.1235 | 8413.4456 | 8778.7865 | 9051.4376 | 9383.3862 | 9695.187 | 10038.8997 | 10208.2902 | 10493.6041 | 10556.3421 | 10694.5375 | 10824.4848 | 10942.3649 |  | 61.69% | 55.93% | 59.55% | 61.5% | 64.8% | 65.22% | 68.2% | 69.77% | 71.11% | 72.25% | 73.23% | 74.07% | 74.78% | 75.39% | 75.91% | 76.36% | 76.74%
1b/c.w - Cord Wood | 10364.2849 | 10108.4734 | 10949.9521 | 11390.6186 | 11373.0827 | 11154.225 | 10640.5413 | 10724.6975 | 10908.6856 | 11092.6737 | 11332.5426 | 11393.7175 | 11600.2801 | 11575.13 | 11646.0549 | 11718.7174 | 11787.4949 |  | 82.67% | 93.45% | 92.87% | 85.15% | 81.83% | 86.47% | 82.67% | 82.67% | 82.67% | 82.67% | 82.67% | 82.67% | 82.67% | 82.67% | 82.67% | 82.67% | 82.67%
1b/c.p - Pellet Bags | 976.264 | 327.1139 | 468.9656 | 1420.9488 | 1801.3938 | 1359.9977 | 1002.286 | 1010.2131 | 1027.5438 | 1044.8746 | 1067.4691 | 1073.2314 | 1092.6886 | 1090.3196 | 1097.0004 | 1103.8448 | 1110.3233 |  | 7.787% | 3.024% | 3.978% | 10.62% | 12.96% | 10.54% | 7.787% | 7.787% | 7.787% | 7.787% | 7.787% | 7.787% | 7.787% | 7.787% | 7.787% | 7.787% | 7.787%
1d - Outdoor Wood Boiler (OWB) | 446.4035 | 428.8598 | 371.3469 | 235.5068 | 627.356 | 577.5795 | 458.3022 | 461.927 | 469.8516 | 477.7762 | 488.1077 | 490.7425 | 499.6395 | 498.5562 | 501.6111 | 504.7407 | 507.7031 |  | 3.561% | 3.965% | 3.15% | 1.761% | 4.514% | 4.478% | 3.561% | 3.561% | 3.561% | 3.561% | 3.561% | 3.561% | 3.561% | 3.561% | 3.561% | 3.561% | 3.561%
1d/c - Unqualified OWBs | 357.1228 | 343.0878 | 297.0775 | 188.4054 | 501.8848 | 462.0636 | 388.589 | 388.589 | 388.589 | 388.589 | 388.589 | 388.589 | 388.589 | 388.589 | 388.589 | 388.589 | 388.589 |  | 2.848% | 3.172% | 2.52% | 1.408% | 3.611% | 3.582% | 3.019% | 2.995% | 2.945% | 2.896% | 2.835% | 2.819% | 2.769% | 2.775% | 2.758% | 2.741% | 2.725%
1d/q - Phase 2 Qualified OWBs | 89.2807 | 85.772 | 74.2694 | 47.1014 | 125.4712 | 115.5159 | 97.1472 | 97.1472 | 97.1472 | 97.1472 | 97.1472 | 97.1472 | 97.1472 | 97.1472 | 97.1472 | 97.1472 | 97.1472 |  | 0.7121% | 0.793% | 0.6299% | 0.3521% | 0.9028% | 0.8955% | 0.7547% | 0.7488% | 0.7362% | 0.724% | 0.7087% | 0.7049% | 0.6923% | 0.6938% | 0.6896% | 0.6853% | 0.6813%
2 - Central Oil Furnace | 26244.9772 | 25419.4706 | 26597.7229 | 27504.5445 | 25607.2319 | 26087.3411 | 26944.528 | 27157.6326 | 27623.5367 | 28089.4409 | 28696.8494 | 28851.7597 | 29374.8282 | 29311.1416 | 29490.7415 | 29674.7412 | 29848.903 |  | 52.8% | 51.79% | 57.01% | 53.56% | 49.63% | 52.27% | 52.8% | 52.8% | 52.8% | 52.8% | 52.8% | 52.8% | 52.8% | 52.8% | 52.8% | 52.8% | 52.8%
3 - Portable Heater | 945.6806 | 1622.5194 | 278.5102 | 938.7217 | 1189.9271 | 673.8428 | 970.8874 | 978.5661 | 995.354 | 1012.1418 | 1034.0285 | 1039.6103 | 1058.458 | 1056.1631 | 1062.6346 | 1069.2647 | 1075.5402 |  | 1.902% | 3.306% | 0.597% | 1.828% | 2.306% | 1.35% | 1.902% | 1.902% | 1.902% | 1.902% | 1.902% | 1.902% | 1.902% | 1.902% | 1.902% | 1.902% | 1.902%
4 - Direct Vent Heater | 4278.9706 | 5814.0279 | 3945.561 | 3379.398 | 4045.7522 | 4139.3198 | 4393.0251 | 4427.7696 | 4503.7304 | 4579.6912 | 4678.7229 | 4703.9794 | 4789.2603 | 4778.8768 | 4808.1587 | 4838.1579 | 4866.5532 |  | 8.608% | 11.85% | 8.458% | 6.581% | 7.841% | 8.293% | 8.608% | 8.608% | 8.608% | 8.608% | 8.608% | 8.608% | 8.608% | 8.608% | 8.608% | 8.608% | 8.608%
5 - Natural Gas Heating | 1029.9492 | 1261.9595 | 1485.3877 | 891.7856 | 809.1504 | 673.8428 | 1057.4021 | 1065.7651 | 1084.0489 | 1102.3327 | 1126.1696 | 1132.2489 | 1152.776 | 1150.2767 | 1157.3249 | 1164.5457 | 1171.3804 |  | 2.072% | 2.571% | 3.184% | 1.737% | 1.568% | 1.35% | 2.072% | 2.072% | 2.072% | 2.072% | 2.072% | 2.072% | 2.072% | 2.072% | 2.072% | 2.072% | 2.072%
6 - Coal Heat | 449.4324 | 450.6998 | 232.0918 | 657.1052 | 713.9563 | 192.5265 | 461.4118 | 465.0611 | 473.0395 | 481.0179 | 491.4195 | 494.0722 | 503.0295 | 501.9389 | 505.0145 | 508.1654 | 511.1478 |  | 0.9041% | 0.9183% | 0.4975% | 1.28% | 1.384% | 0.3857% | 0.9041% | 0.9041% | 0.9041% | 0.9041% | 0.9041% | 0.9041% | 0.9041% | 0.9041% | 0.9041% | 0.9041% | 0.9041%
7 - Municipal Heat | 786.5066 | 946.4697 | 928.3673 | 750.9773 | 523.5679 | 770.106 | 807.4707 | 813.857 | 827.8192 | 841.7813 | 859.9841 | 864.6264 | 880.3017 | 878.3931 | 883.7753 | 889.2894 | 894.5087 |  | 1.582% | 1.928% | 1.99% | 1.463% | 1.015% | 1.543% | 1.582% | 1.582% | 1.582% | 1.582% | 1.582% | 1.582% | 1.582% | 1.582% | 1.582% | 1.582% | 1.582%
8 - Electric | 1610.466 | 901.3997 | 928.3673 | 2393.7402 | 2141.8688 | 1732.7385 | 1653.3924 | 1666.4691 | 1695.0583 | 1723.6475 | 1760.9198 | 1770.4255 | 1802.5225 | 1798.6145 | 1809.6352 | 1820.926 | 1831.613 |  | 3.24% | 1.837% | 1.99% | 4.662% | 4.151% | 3.472% | 3.24% | 3.24% | 3.24% | 3.24% | 3.24% | 3.24% | 3.24% | 3.24% | 3.24% | 3.24% | 3.24%
9 - Other | 1825.819 | 1847.8693 | 464.1836 | 1455.0186 | 2665.4368 | 2743.5027 | 1874.4855 | 1889.3109 | 1921.723 | 1954.1352 | 1996.3916 | 2007.1684 | 2043.5574 | 2039.1269 | 2051.6213 | 2064.4219 | 2076.538 |  | 3.673% | 3.765% | 0.995% | 2.834% | 5.166% | 5.497% | 3.673% | 3.673% | 3.673% | 3.673% | 3.673% | 3.673% | 3.673% | 3.673% | 3.673% | 3.673% | 3.673%
All Devices | 49709.0917 | 49081.2119 | 46650.4564 | 51348.0746 | 51595.2404 | 49912.4958 | 51034.0704 | 51437.6994 | 52320.1415 | 53202.5835 | 54353.0408 | 54646.4475 | 55637.1613 | 55516.5362 | 55856.7059 | 56205.2091 | 56535.0789 |  | 100% | 100% | 100% | 100% | 100% | 100% | 100% | 100% | 100% | 100% | 100% | 100% | 100% | 100% | 100% | 100% | 100%
Incremental Change from Previous Year | - | - | -2430.7555 | 4697.6182 | 247.1659 | -1682.7446 | 1121.5745 | 403.629 | 882.4421 | 882.4421 | 1150.4573 | 293.4067 | 990.7138 | -120.6251 | 340.1697 | 348.5031 | 329.8699
Sub-Total of Devices 1-6 | 0 | 45385.4732 | 44329.5382 | 46748.3384 | 46264.3669 | 44666.1486 | 46698.7218 | 47068.0625 | 47875.541 | 48683.0195 | 49735.7454 | 50004.2272 | 50910.7797 | 50800.4017 | 51111.674 | 51430.5718 | 51732.4192
Natural Device Turnover of Stoves/Inserts, Cumul | - | - | 254.2101 | 483.9741 | 783.1786 | 1051.5141 | 1292.5605 | 1509.489 | 1705.1075 | 1881.9015 | 2037.3109
Natural Device Turnover of Stoves/Inserts, Incr | - | - | 254.2101 | 229.764 | 299.2045 | 268.3354 | 241.0464 | 216.9285 | 195.6185 | 176.794 | 155.4094
Remaining Uncert Stoves/Inserts Eligible for WSCO |  | 3766.3091 | 3586.3068 | 3535.2202 | 2564.7857 | 1990.3673 | 2409.3164 | 2221.6661 | 2090.0576 | 1977.2736 | 1905.3153 |  | 882.4421
Remaining Cert Stoves/Inserts Eligible for WSCO | Device Counts (PM Non-Attainment Area) 2014: #REF!; Device Counts (PM Non-Attainment Area) 2015: #REF!; Device Counts (PM Non-Attainment Area) 2016: #REF!; Device Counts (PM Non-Attainment Area) 2017: #REF!; Device Counts (PM Non-Attainment Area) 2018: #REF!; Device Counts (PM Non-Attainment Area) 2019: #REF!; Device Counts (PM Non-Attainment Area) 2020: #REF!
Remaining OHHs Eligible for WSCO | Device Counts (PM Non-Attainment Area) 2011: 343.0878; Device Counts (PM Non-Attainment Area) 2012: 297.0775; Device Counts (PM Non-Attainment Area) 2013: 188.4054; Device Counts (PM Non-Attainment Area) 2014: 501.8848; Device Counts (PM Non-Attainment Area) 2015: 462.0636; Device Counts (PM Non-Attainment Area) 2016: 388.589; Device Counts (PM Non-Attainment Area) 2017: 388.589; Device Counts (PM Non-Attainment Area) 2018: 388.589; Device Counts (PM Non-Attainment Area) 2019: 388.589; Device Counts (PM Non-Attainment Area) 2020: 388.589
Remaining Fireplaces Eligible for WSCO | Device Counts (PM Non-Attainment Area) 2011: 571.813; Device Counts (PM Non-Attainment Area) 2012: 557.0204; Device Counts (PM Non-Attainment Area) 2013: 894.9257; Device Counts (PM Non-Attainment Area) 2014: 916.905; Device Counts (PM Non-Attainment Area) 2015: 866.3693; Device Counts (PM Non-Attainment Area) 2016: 770.3378; Device Counts (PM Non-Attainment Area) 2017: 776.4304; Device Counts (PM Non-Attainment Area) 2018: 789.7505; Device Counts (PM Non-Attainment Area) 2019: 803.0706; Device Counts (PM Non-Attainment Area) 2020: 820.4363
Remaining Coal Stoves Eligible for WSCO | Device Counts (PM Non-Attainment Area) 2011: 450.6998; Device Counts (PM Non-Attainment Area) 2012: 232.0918; Device Counts (PM Non-Attainment Area) 2013: 657.1052; Device Counts (PM Non-Attainment Area) 2014: 713.9563; Device Counts (PM Non-Attainment Area) 2015: 192.5265; Device Counts (PM Non-Attainment Area) 2016: 461.4118; Device Counts (PM Non-Attainment Area) 2017: 465.0611; Device Counts (PM Non-Attainment Area) 2018: 473.0395; Device Counts (PM Non-Attainment Area) 2019: 481.0179; Device Counts (PM Non-Attainment Area) 2020: 491.4195
Fraction of Certified Stove/Inserts over 2.5 g/hr: | Device Counts (PM Non-Attainment Area) 2011-2015: #REF!; Device Counts (PM Non-Attainment Area) 2011: (from 2013 Tag Survey, sample of 67 certified stoves/inserts)

## TabsAll
TABULATIONS OF FAIRBANKS 2011-2015 HOME HEATING SURVEYS - ZIP WEIGHTED USING 2010 CENSUS (with cell HH adjustments)
|  |  | Calendar Year Filter: | >=2011
|  | Type |  |  | 99701 | 99703 | 99705 | 99709 | 99712 | 99775 | All | Zip-Wtd | Zip-Wtd
Parameter | Stat | Code | Type | No Zip | Downtown | Wainwright | North Pole | Airport | Steese | University | All | Overall | +Cell
Survey Sample | # Obs |  |  | 182 | 906 | 114 | 787 | 1151 | 359 | 15 | 3514 | -
(Self-weighted by ZIP households) | % Obs |  |  | 5.179% | 25.78% | 3.244% | 22.4% | 32.75% | 10.22% | 0.4269% | 100% | -
2010 Census Household Weightings | % Obs |  |  | - | 24.63% | 4.651% | 23.9% | 34.35% | 12.02% | 0.4544% | 100% | -
Household Heating Device Counts by Type (Q2-Q8) | # Obs |  | Wood | 70 | 168 | 26 | 379 | 515 | 175 | 6 | 1339
| # Obs |  | Central Oil | 132 | 751 | 64 | 662 | 907 | 278 | 9 | 2803
| # Obs |  | Portable | 11 | 23 | 3 | 23 | 27 | 12 | 2 | 101
| # Obs |  | Direct Vent | 39 | 64 | 20 | 84 | 185 | 63 | 2 | 457
| # Obs |  | Natural Gas | 7 | 37 | 25 | 10 | 23 | 5 | 3 | 110
| # Obs |  | Coal Heat | 4 | 8 | 7 | 18 | 3 | 8 | 0 | 48
| # Obs |  | Muni. Heat | 6 | 43 | 17 | 4 | 11 | 3 | 0 | 84
| # Obs |  | Electric | 11 | 53 | 3 | 34 | 50 | 19 | 2 | 172
| # Obs |  | Other | 10 | 46 | 3 | 45 | 61 | 30 | 0 | 195
| # Obs |  | All | 290 | 1193 | 168 | 1259 | 1782 | 593 | 24 | 5309
Household Heating Device Fractions by Type (Q2-Q8) | % Obs |  | Wood | 38.46% | 18.54% | 22.81% | 48.16% | 44.74% | 48.75% | 40% | 38.1% | 38.55% | 38.54%
| % Obs |  | Central Oil | 72.53% | 82.89% | 56.14% | 84.12% | 78.8% | 77.44% | 60% | 79.77% | 79.78% | 79.4%
| % Obs |  | Portable | 6.044% | 2.539% | 2.632% | 2.922% | 2.346% | 3.343% | 13.33% | 2.874% | 2.714% | 2.887%
| % Obs |  | Direct Vent | 21.43% | 7.064% | 17.54% | 10.67% | 16.07% | 17.55% | 13.33% | 13.01% | 12.8% | 13.24%
| % Obs |  | Natural Gas | 3.846% | 4.084% | 21.93% | 1.271% | 1.998% | 1.393% | 20% | 3.13% | 3.274% | 3.304%
| % Obs |  | Coal Heat | 2.198% | 0.883% | 6.14% | 2.287% | 0.2606% | 2.228% | 0% | 1.366% | 1.407% | 1.448%
| % Obs |  | Muni. Heat | 3.297% | 4.746% | 14.91% | 0.5083% | 0.9557% | 0.8357% | 0% | 2.39% | 2.413% | 2.458%
| % Obs |  | Electric | 6.044% | 5.85% | 2.632% | 4.32% | 4.344% | 5.292% | 13.33% | 4.895% | 4.784% | 4.85%
| % Obs |  | Other | 5.495% | 5.077% | 2.632% | 5.718% | 5.3% | 8.357% | 0% | 5.549% | 5.564% | 5.561%
Multiple Type Heating | UseFactor |  | (1.0=Single) | 1.5934 | 1.3168 | 1.4737 | 1.5997 | 1.5482 | 1.6518 | 1.6 | 1.5108 | 1.5128 | 1.5169
Multiple Type Use % | Use % |  | % of Multi-Use HHs | 46.15% | 27.48% | 38.6% | 51.59% | 47.87% | 55.15% | 46.67% | 43.8% | 44.18% | 44.28%
Average Use by Type, Winter (October-March) | % Obs |  | Wood | 19.82% | 8.868% | 11.88% | 27.67% | 20.21% | 23.32% | 26.33% | 19.01% | 19.21% | 19.25%
| % Obs |  | Central Oil | 57.41% | 75.58% | 46.61% | 62.46% | 65.7% | 61.61% | 50% | 65.99% | 65.91% | 65.47%
| % Obs |  | Portable | 1.923% | 0.7561% | 0.1579% | 0.5273% | 0.4231% | 0.8663% | 2.333% | 0.6548% | 0.5796% | 0.6492%
| % Obs |  | Direct Vent | 13.91% | 3.752% | 9.921% | 4.687% | 9.05% | 10.37% | 4% | 7.1% | 6.879% | 7.243%
| % Obs |  | Natural Gas | 2.28% | 3.599% | 15.05% | 0.7573% | 1.415% | 0.6518% | 16.67% | 2.305% | 2.408% | 2.401%
| % Obs |  | Coal Heat | 0.03297% | 0.489% | 3.605% | 1.348% | 0.2433% | 0.4652% | 0% | 0.6739% | 0.7498% | 0.7127%
| % Obs |  | Muni. Heat | 3.297% | 4.072% | 12.11% | 0.1804% | 0.364% | 0.1811% | 0% | 1.791% | 1.756% | 1.835%
| % Obs |  | Electric | 0.7473% | 1.232% | 0.4561% | 0.817% | 0.7037% | 0.8496% | 0.6667% | 0.8742% | 0.8667% | 0.8605%
| % Obs |  | Other | 0.5879% | 1.648% | 0.2193% | 1.559% | 1.891% | 1.68% | 0% | 1.602% | 1.64% | 1.585%
|  |  | All | 100% | 100% | 100% | 100% | 100% | 100% | 100% | 100% | 100% | 100%
Wood Burning Type (Q11) | # Obs | 1 | Fireplace | 4 | 13 | 4 | 13 | 30 | 16 | 0 | 80
| # Obs | 2 | FP+Insert | 3 | 15 | 2 | 18 | 26 | 11 | 1 | 76
| # Obs | 3 | Stove | 58 | 130 | 19 | 327 | 441 | 139 | 4 | 1118
| # Obs | 4 | Wood Boiler | 3 | 5 | 0 | 17 | 12 | 9 | 1 | 47
| # Obs | 5 | Unknown | 1 | 4 | 1 | 4 | 3 | 0 | 0 | 0
| # Obs |  | N/A | 113 | 739 | 88 | 408 | 639 | 184 | 9 | 2180
| # Obs |  | All | 182 | 906 | 114 | 787 | 1151 | 359 | 15 | 3501 |  |  | 25.88% | 3.256% | 22.48% | 32.88% | 10.25% | 0.4284% | 95.17%
| # Obs |  | All With | 68 | 163 | 25 | 375 | 509 | 175 | 6 | 1321 |  |  | 12.34% | 1.893% | 28.39% | 38.53% | 13.25% | 0.4542% | 94.85%
| % Obs |  | Fireplace | 5.882% | 7.975% | 16% | 3.467% | 5.894% | 9.143% | 0% | 6.056% | 5.474% | 5.495%
| % Obs |  | FP+Insert | 4.412% | 9.202% | 8% | 4.8% | 5.108% | 6.286% | 16.67% | 5.753% | 5.265% | 5.221%
| % Obs |  | Stove | 85.29% | 79.75% | 76% | 87.2% | 86.64% | 79.43% | 66.67% | 84.63% | 86.24% | 86.19%
| % Obs |  | Wood Boiler | 4.412% | 3.067% | 0% | 4.533% | 2.358% | 5.143% | 16.67% | 3.558% | 3.02% | 3.091%
| % Obs |  | All With | 100% | 100% | 100% | 100% | 100% | 100% | 100% | 100% | 100% | 100%
Wood Stove/Insert Installation Year / Cert Type (Q13) | # Obs | 1 | <1988 (Un-Certified) | 6 | 25 | 3 | 50 | 93 | 20 | 1 | 198
| # Obs | 2 | >=1988 (Certified) | 55 | 111 | 16 | 265 | 344 | 117 | 4 | 912
| # Obs | 3 | Unknown | 0 | 7 | 2 | 25 | 24 | 10 | 0 | 68
| # Obs |  | N/A | 121 | 763 | 93 | 447 | 690 | 212 | 10 | 2336
| # Obs |  | All | 182 | 906 | 114 | 787 | 1151 | 359 | 15 | 3514
| # Obs |  | All With | 61 | 136 | 19 | 315 | 437 | 137 | 5 | 1110 |  |  | 12.25% | 1.712% | 28.38% | 39.37% | 12.34% | 0.4505% | 94.5%
| % Obs |  | <1988 (Un-Certified) | 9.836% | 18.38% | 15.79% | 15.87% | 21.28% | 14.6% | 20% | 17.84% | 19.65% | 19.11%
| % Obs |  | >=1988 (Certified) | 90.16% | 81.62% | 84.21% | 84.13% | 78.72% | 85.4% | 80% | 82.16% | 80.35% | 80.89%
| % Obs |  | All With | 100% | 100% | 100% | 100% | 100% | 100% | 100% | 100% | 100% | 100%
Wood Stove/Insert Age, years (Q14) | # Obs | 1 | <1 year | 12 | 16 | 0 | 37 | 44 | 5 | 2 | 116
| # Obs | 2 | 1-5 years | 22 | 54 | 11 | 140 | 140 | 43 | 3 | 413
| # Obs | 3 | 5-10 years | 12 | 23 | 1 | 56 | 81 | 34 | 0 | 207
| # Obs | 4 | 10-15 years | 3 | 7 | 4 | 24 | 50 | 18 | 0 | 106
| # Obs | 5 | 15+ years | 9 | 34 | 4 | 58 | 122 | 41 | 0 | 268
| # Obs | 6 | Unknown | 3 | 9 | 1 | 25 | 24 | 6 | 0 | 68
| # Obs |  | N/A | 121 | 763 | 93 | 447 | 690 | 212 | 10 | 2336
| # Obs |  | All | 182 | 906 | 114 | 787 | 1151 | 359 | 15 | 3514
| # Obs |  | All With | 58 | 134 | 20 | 315 | 437 | 141 | 5 | 1110 |  |  | 12.07% | 1.802% | 28.38% | 39.37% | 12.7% | 0.4505% | 94.77%
| % Obs |  | <1 year | 20.69% | 11.94% | 0% | 11.75% | 10.07% | 3.546% | 40% | 10.45% | 10.4% | 10.94%
| % Obs |  | 1-5 years | 37.93% | 40.3% | 55% | 44.44% | 32.04% | 30.5% | 60% | 37.21% | 35.44% | 35.57%
| % Obs |  | 5-10 years | 20.69% | 17.16% | 5% | 17.78% | 18.54% | 24.11% | 0% | 18.65% | 18.42% | 18.54%
| % Obs |  | 10-15 years | 5.172% | 5.224% | 20% | 7.619% | 11.44% | 12.77% | 0% | 9.55% | 10.25% | 9.982%
| % Obs |  | 15+ years | 15.52% | 25.37% | 20% | 18.41% | 27.92% | 29.08% | 0% | 24.14% | 25.48% | 24.96%
| % Obs |  | All With | 100% | 100% | 100% | 100% | 100% | 100% | 100% | 100% | 100% | 100%
Wood Stove/Insert Catalyst Type (Q11b) | # Obs | 1 | Catalytic | 25 | 47 | 7 | 144 | 161 | 58 | 3 | 445
| # Obs | 2 | Non-Catalytic | 28 | 66 | 9 | 142 | 255 | 70 | 1 | 571
| # Obs | 3 | Unknown | 8 | 30 | 5 | 54 | 45 | 19 | 1 | 162
| # Obs |  | N/A | 121 | 763 | 93 | 447 | 690 | 212 | 10 | 2336
| # Obs |  | All | 182 | 906 | 114 | 787 | 1151 | 359 | 15 | 3514
| # Obs |  | All With | 53 | 113 | 16 | 286 | 416 | 128 | 4 | 1016 |  |  | 11.12% | 1.575% | 28.15% | 40.94% | 12.6% | 0.3937% | 94.78%
| % Obs |  | Catalytic | 47.17% | 41.59% | 43.75% | 50.35% | 38.7% | 45.31% | 75% | 43.8% | 41.67% | 41.98%
| % Obs |  | Non-Catalytic | 52.83% | 58.41% | 56.25% | 49.65% | 61.3% | 54.69% | 25% | 56.2% | 58.33% | 58.02%
| % Obs |  | All With | 100% | 100% | 100% | 100% | 100% | 100% | 100% | 100% | 100% | 100%
Wood Stove/Insert Fuel Type (Q15) | # Obs | 1 | Pellets | 7 | 16 | 2 | 51 | 26 | 7 | 2 | 111
| # Obs | 2 | Cord Wood | 53 | 124 | 17 | 285 | 425 | 138 | 3 | 1045
| # Obs | 3 | Both | 0 | 1 | 1 | 1 | 2 | 0 | 0 | 5
| # Obs |  | N/A | 122 | 765 | 94 | 450 | 698 | 214 | 10 | 2353
| # Obs |  | All | 182 | 906 | 114 | 787 | 1151 | 359 | 15 | 3514
| # Obs |  | All With | 60 | 141 | 20 | 337 | 453 | 145 | 5 | 1161 |  |  | 12.14% | 1.723% | 29.03% | 39.02% | 12.49% | 0.4307% | 94.83%
| % Obs |  | Pellets | 11.67% | 11.35% | 10% | 15.13% | 5.74% | 4.828% | 40% | 9.561% | 8.407% | 8.575%
| % Obs |  | Cord Wood | 88.33% | 87.94% | 85% | 84.57% | 93.82% | 95.17% | 60% | 90.01% | 91.19% | 91.04%
|  |  | Both | 0% | 0.7092% | 5% | 0.2967% | 0.4415% | 0% | 0% | 0.4307% | 0.4068% | 0.3857%
| % Obs |  | All With | 100% | 99.29% | 95% | 99.7% | 99.56% | 100% | 100% | 99.57% | 100% | 100%
Wood Stove/Insert Daily Use Profile, Winter (Q17) | # Obs | 1 | Daytime | 1 | 7 | 0 | 13 | 15 | 6 | 1 | 43
| # Obs | 2 | Evening | 6 | 14 | 2 | 25 | 42 | 16 | 0 | 105
| # Obs | 3 | Day&Eve | 29 | 83 | 15 | 237 | 260 | 86 | 4 | 714
| # Obs | 4 | Weekend | 0 | 2 | 0 | 7 | 6 | 2 | 0 | 17
| # Obs | 5 | Eve&WkEnd | 9 | 17 | 2 | 22 | 51 | 10 | 0 | 111
| # Obs | 6 | Occasional | 10 | 13 | 1 | 25 | 71 | 22 | 0 | 142
| # Obs | 7 | Not Using | 2 | 3 | 0 | 3 | 3 | 2 | 0 | 13
| # Obs | 8 | Unknown | 0 | 1 | 0 | 0 | 4 | 0 | 0 | 5
| # Obs | 9 | Refused | 2 | 0 | 0 | 0 | 0 | 0 | 0 | 2
| # Obs |  | N/A | 123 | 766 | 94 | 455 | 699 | 215 | 10 | 2362
| # Obs |  | All | 182 | 906 | 114 | 787 | 1151 | 359 | 15 | 3514
| # Obs |  | All With | 57 | 139 | 20 | 332 | 448 | 144 | 5 | 1145 |  |  | 12.14% | 1.747% | 29% | 39.13% | 12.58% | 0.4367% | 95.02%
| % Obs |  | Daytime | 1.754% | 5.036% | 0% | 3.916% | 3.348% | 4.167% | 20% | 3.755% | 3.592% | 3.5%
| % Obs |  | Evening | 10.53% | 10.07% | 10% | 7.53% | 9.375% | 11.11% | 0% | 9.17% | 8.976% | 9.053%
| % Obs |  | Day&Eve | 50.88% | 59.71% | 75% | 71.39% | 58.04% | 59.72% | 80% | 62.36% | 61.59% | 61.05%
| % Obs |  | Weekend | 0% | 1.439% | 0% | 2.108% | 1.339% | 1.389% | 0% | 1.485% | 1.542% | 1.466%
| % Obs |  | Eve&WkEnd | 15.79% | 12.23% | 10% | 6.627% | 11.38% | 6.944% | 0% | 9.694% | 10.09% | 10.38%
| % Obs |  | Occasional | 17.54% | 9.353% | 5% | 7.53% | 15.85% | 15.28% | 0% | 12.4% | 13.39% | 13.6%
| % Obs |  | Not Using | 3.509% | 2.158% | 0% | 0.9036% | 0.6696% | 1.389% | 0% | 1.135% | 0.8162% | 0.9502%
| % Obs |  | All With | 100% | 100% | 100% | 100% | 100% | 100% | 100% | 100% | 100% | 100%
Wood Stove/Insert Wood Source (Q18) | # Obs | 1 | Buy | 25 | 55 | 6 | 131 | 156 | 42 | 2 | 417
| # Obs | 2 | Cut Own | 27 | 66 | 12 | 151 | 269 | 91 | 1 | 617
| # Obs | 2 | Cut Own-multi response | 8 | 19 | 2 | 46 | 73 | 21 | 0 | 169
| # Obs | 3 | Unknown | 1 | 3 | 0 | 4 | 2 | 5 | 0 | 15
| # Obs |  | N/A | 129 | 782 | 96 | 501 | 724 | 221 | 12 | 2465
| # Obs |  | All | 182 | 906 | 114 | 787 | 1151 | 359 | 15 | 3514
| # Obs |  | All With | 60 | 140 | 20 | 328 | 498 | 154 | 3 | 1203 |  |  | 11.64% | 1.663% | 27.27% | 41.4% | 12.8% | 0.2494% | 95.01%
| % Obs |  | Buy | 41.67% | 39.29% | 30% | 39.94% | 31.33% | 27.27% | 66.67% | 34.66% | 33.42% | 33.83%
| % Obs |  | Cut Own | 45% | 47.14% | 60% | 46.04% | 54.02% | 59.09% | 33.33% | 51.29% | 52.13% | 51.77%
| % Obs |  | Both (Buy & Cut Own) | 13.33% | 13.57% | 10% | 14.02% | 14.66% | 13.64% | 0% | 14.05% | 14.45% | 14.4%
| % Obs |  | All With | 100% | 100% | 100% | 100% | 100% | 100% | 100% | 100% | 100% | 100%
Wood Stove/Insert Cutting Permit Obtained (Q19a) | # Obs | 1 | Yes | 19 | 38 | 7 | 106 | 128 | 39 | 0 | 337
| # Obs | 2 | No | 16 | 43 | 7 | 88 | 209 | 72 | 1 | 436
| # Obs | 3 | Unknown | 0 | 4 | 0 | 3 | 5 | 1 | 0 | 13
| # Obs |  | N/A | 147 | 821 | 100 | 590 | 809 | 247 | 14 | 2728
| # Obs |  | All | 182 | 906 | 114 | 787 | 1151 | 359 | 15 | 3514
| # Obs |  | All With | 35 | 81 | 14 | 194 | 337 | 111 | 1 | 773 |  |  | 10.48% | 1.811% | 25.1% | 43.6% | 14.36% | 0.1294% | 95.47%
| % Obs |  | Yes | 54.29% | 46.91% | 50% | 54.64% | 37.98% | 35.14% | 0% | 43.6% | 41.12% | 41.71%
| % Obs |  | No | 45.71% | 53.09% | 50% | 45.36% | 62.02% | 64.86% | 100% | 56.4% | 58.88% | 58.29%
| % Obs |  | All With | 100% | 100% | 100% | 100% | 100% | 100% | 100% | 100% | 100% | 100%
Wood Stove/Insert Seasoning (months) (Q20) | Average |  | Responding Households | 15.7105 | 15.4343 | 17.0667 | 14.1453 | 18.712 | 12.7025 | 9 | 16.1549 | 15.9703 | 15.9568
| # Obs |  | Responding Households | 38 | 99 | 15 | 234 | 382 | 121 | 2 | 891
Wood Stove/Insert Moisture Content (%) (Q21) | Average |  | Per Equipped Household | 13.55% | 16.09% | 21.25% | 15.75% | 16.33% | 13.47% | - | 15.79% | 16.02% | 15.89%
| # Obs |  | Per Equipped Household | 11 | 22 | 4 | 44 | 70 | 17 | 0 | 168
Wood Fireplace Daily Use Profile, Winter (Q31) | # Obs | 1 | Daytime | 0 | 1 | 0 | 0 | 2 | 1 | 0 | 4
| # Obs | 2 | Evening | 0 | 3 | 0 | 1 | 8 | 2 | 0 | 14
| # Obs | 3 | Day&Eve | 2 | 3 | 2 | 4 | 4 | 7 | 0 | 22
| # Obs | 4 | Weekend | 0 | 0 | 0 | 0 | 2 | 1 | 0 | 3
| # Obs | 5 | Eve&WkEnd | 1 | 1 | 0 | 3 | 2 | 1 | 0 | 8
| # Obs | 6 | Occasional | 0 | 1 | 1 | 5 | 8 | 3 | 0 | 18
| # Obs | 7 | Not Using | 1 | 3 | 1 | 0 | 1 | 1 | 0 | 7
| # Obs | 8 | Unknown | 0 | 1 | 0 | 0 | 1 | 0 | 0 | 2
| # Obs | 9 | Refused | 0 | 0 | 0 | 0 | 0 | 0 | 0 | 0
| # Obs |  | N/A | 178 | 893 | 110 | 774 | 1123 | 343 | 15 | 3436
| # Obs |  | All | 182 | 906 | 114 | 787 | 1151 | 359 | 15 | 3514
| # Obs |  | All With | 4 | 12 | 4 | 13 | 27 | 16 | 0 | 76 |  |  | 15.79% | 5.263% | 17.11% | 35.53% | 21.05% | 0% | 94.74%
| % Obs |  | Daytime | 0% | 8.333% | 0% | 0% | 7.407% | 6.25% | 0% | 5.263% | 6.548% | 6.203%
| % Obs |  | Evening | 0% | 25% | 0% | 7.692% | 29.63% | 12.5% | 0% | 18.42% | 25.16% | 23.83%
| % Obs |  | Day&Eve | 50% | 25% | 50% | 30.77% | 14.81% | 43.75% | 0% | 28.95% | 20.19% | 21.76%
| % Obs |  | Weekend | 0% | 0% | 0% | 0% | 7.407% | 6.25% | 0% | 3.947% | 5.722% | 5.421%
| % Obs |  | Eve&WkEnd | 25% | 8.333% | 0% | 23.08% | 7.407% | 6.25% | 0% | 10.53% | 9.154% | 9.988%
| % Obs |  | Occasional | 0% | 8.333% | 25% | 38.46% | 29.63% | 18.75% | 0% | 23.68% | 27.57% | 26.12%
| % Obs |  | Not Using | 25% | 25% | 25% | 0% | 3.704% | 6.25% | 0% | 9.211% | 5.66% | 6.678%
| % Obs |  | All With | 100% | 100% | 100% | 100% | 100% | 100% | 0% | 100% | 100% | 100%
Wood Fireplace Wood Source (Q32) | # Obs | 1 | Buy | 2 | 7 | 2 | 3 | 9 | 5 | 0 | 28
| # Obs | 2 | Cut Own | 2 | 5 | 1 | 7 | 18 | 10 | 0 | 43
| # Obs | 2 | Cut Own-multi response | 0 | 2 | 0 | 0 | 1 | 1 | 0 | 4
| # Obs | 3 | Unknown | 0 | 1 | 1 | 3 | 1 | 1 | 0 | 7
| # Obs |  | N/A | 178 | 893 | 110 | 774 | 1123 | 343 | 15 | 3436
| # Obs |  | All | 182 | 908 | 114 | 787 | 1152 | 360 | 15 | 3518
| # Obs |  | All With | 4 | 14 | 3 | 10 | 28 | 16 | 0 | 75 |  |  | 18.67% | 4% | 13.33% | 37.33% | 21.33% | 0% | 94.67%
| % Obs |  | Buy | 50% | 50% | 66.67% | 30% | 32.14% | 31.25% | 0% | 37.33% | 34.28% | 35.12%
| % Obs |  | Cut Own | 50% | 35.71% | 33.33% | 70% | 64.29% | 62.5% | 0% | 57.33% | 60.77% | 60.19%
| % Obs |  | Both (Buy & Cut Own) | 0% | 14.29% | 0% | 0% | 3.571% | 6.25% | 0% | 5.333% | 4.947% | 4.684%
| % Obs |  | All With | 100% | 100% | 100% | 100% | 100% | 100% | 0% | 100% | 100% | 100%
Wood Fireplace Cutting Permit Obtained (Q33)
| # Obs | 1 | Yes | 1 | 3 | 1 | 5 | 6 | 2 | 0 | 18
| # Obs | 2 | No | 1 | 4 | 0 | 2 | 13 | 9 | 0 | 29
| # Obs | 3 | Unknown | 0 | 0 | 0 | 0 | 0 | 0 | 0 | 0
| # Obs |  | N/A | 180 | 899 | 113 | 780 | 1132 | 348 | 15 | 3467
| # Obs |  | All | 182 | 906 | 114 | 787 | 1151 | 359 | 15 | 3514
| # Obs |  | All With | 2 | 7 | 1 | 7 | 19 | 11 | 0 | 47 |  |  | 14.89% | 2.128% | 14.89% | 40.43% | 23.4% | 0% | 95.74%
| % Obs |  | Yes | 50% | 42.86% | 100% | 71.43% | 31.58% | 18.18% | 0% | 38.3% | 34.11% | 34.79%
| % Obs |  | No | 50% | 57.14% | 0% | 28.57% | 68.42% | 81.82% | 0% | 61.7% | 65.89% | 65.21%
| % Obs |  | All With | 100% | 100% | 100% | 100% | 100% | 100% | 0% | 100% | 100% | 100%
Stove/Insert Wood Use (cords), Annual (Q23) | Average |  | Per Equipped Household | 3.2492 | 3.5178 | 3.9444 | 4.6878 | 3.5899 | 3.8293 | 5.0758 | 3.9092 | 3.8866 | 3.8536
Stove/Insert Wood Use (cords), Winter (Q24) | Average |  | Per Equipped Household | 2.9635 | 3.1391 | 3.3167 | 4.2003 | 3.3204 | 3.4867 | 4.6667 | 3.5494 | 3.512 | 3.4836
Stove/Insert Wood Use (pellets, tons), Annual (Q25) | Average |  | Per Equipped Household | 1.6455 | 2.3203 | 0.59167 | 2.6106 | 1.8433 | 1.1093 | 0.0225 | 2.1207 | 1.9895 | 1.9717
Stove/Insert Wood Use (pellets, tons), Winter (Q26) | Average |  | Per Equipped Household | 1.4381 | 1.9803 | 0.40833 | 2.1443 | 1.5657 | 1.0093 | 0.02125 | 1.7754 | 1.6784 | 1.6659
Fireplace Wood Use (cords), Annual (Q36) | Average |  | Per Equipped Household | 1.6667 | 1.8603 | 5 | 3.2 | 2.2896 | 2.95 | - | 2.5827 | 2.6084 | 2.5596
Fireplace Wood Use (cords), Winter (Q37) | Average |  | Per Equipped Household | 0.75 | 1.5993 | 4.75 | 2.4 | 2.0164 | 2.1107 | - | 2.0718 | 2.1444 | 2.0722
OWB Wood Use (cords), Annual (Q45) | Average |  | Per Equipped Household | 18 | 3.2857 | - | 8.9845 | 12.2761 | 7.8 | 20 | 9.9651 | 8.6014 | 9.0882
OWB Wood Use (cords), Winter (Q46) | Average |  | Per Equipped Household | 17 | 2.6984 | - | 8.5849 | 11.4518 | 7 | 15 | 9.209 | 7.928 | 8.3979
Central Oil Use (gallons), Annual (Q52) | Average |  | Per Equipped Household | 1042.3909 | 1130.0483 | 1067.4443 | 1120.7395 | 1159.4679 | 1143.7586 | 730 | 1132.9787 | 1134.8458 | 1130.0573
Central Oil Use (gallons), Winter (Q53) | Average |  | Per Equipped Household | 846.6991 | 873.7981 | 855.8159 | 877.5071 | 902.9928 | 887.5015 | 606.8571 | 883.6152 | 884.3094 | 882.3615
Portable Heater Fuel Use (gallons), Annual (Q57) | Average |  | Per Equipped Household | 269.8265 | 441.8309 | 28.3333 | 261.35 | 342.2514 | 276.6364 | - | 315.3881 | 324.871 | 322.0201
Portable Heater Fuel Use (gallons), Winter (Q58) | Average |  | Per Equipped Household | 243.4363 | 292.7147 | 28.3333 | 171.6689 | 289.1178 | 130.2727 | - | 222.5388 | 230.4422 | 231.1152
Direct Vent Heater Fuel Use (gallons), Annual (Q61) | Average |  | Per Equipped Household | 440.0707 | 495.9351 | 124 | 413.0815 | 359.0857 | 505.1366 | 192.5 | 408.6046 | 411.5574 | 413.0341
Direct Vent Heater Fuel Use (gallons), Winter (Q62) | Average |  | Per Equipped Household | 371.1774 | 429.8077 | 112 | 362.9271 | 310.3712 | 471.0458 | 154 | 359.1204 | 361.7219 | 362.2116
Natural Gas Heating Fuel Cost (dollars), Annual (Q66) | Average |  | Per Equipped Household | 2733.3333 | 4084.5238 | 2132.3077 | 1966.6667 | 2691.6667 | 1350 | 1320 | 2849.7541 | 2667.8831 | 2671.2729
Natural Gas Heating Fuel Cost (dollars), Winter (Q67) | Average |  | Per Equipped Household | 2276.6667 | 2846.1905 | 1675.3846 | 1283.3333 | 2156.25 | 1128.75 | 915 | 2103.2787 | 1966.0025 | 1982.0927
Coal Use (tons), Annual (Q69) | Average |  | Per Equipped Household | 1.625 | 3.24 | 1.375 | 10.3438 | 7.3333 | 5.6429 | - | 6.6796 | 6.5611 | 6.3054
Coal Use (tons), Winter (Q71) | Average |  | Per Equipped Household | 1.075 | 3.192 | 0.70833 | 8.1844 | 5.6667 | 5.6429 | - | 5.522 | 5.4245 | 5.1992
Municipal Heating Fuel Cost (dollars), Annual (Q73) | Average |  | Per Equipped Household | 1429.0947 | 3142.8571 | 801.2781 | 720.5 | 4000 | 200 | - | 2411.5405 | 2392.196 | 2342.3143
Municipal Heating Fuel Cost (dollars), Winter (Q74) | Average |  | Per Equipped Household | 803.1 | 1811.4286 | 574 | 505 | 3875 | 200 | - | 1632.7345 | 1957.315 | 1897.5349
Portable Heater Daily Use Profile, Winter (Q60) | # Obs | 1 | Daytime | 2 | 16 | 1 | 16 | 25 | 8 | 1 | 69
| # Obs | 2 | Evening | 3 | 21 | 2 | 20 | 12 | 6 | 0 | 64
| # Obs | 3 | Day&Eve | 111 | 683 | 57 | 552 | 816 | 240 | 8 | 2467
| # Obs | 4 | Weekend | 1 | 0 | 0 | 5 | 0 | 1 | 0 | 7
| # Obs | 5 | Eve&WkEnd | 3 | 8 | 0 | 9 | 6 | 1 | 0 | 27
| # Obs | 6 | Occasional | 17 | 21 | 6 | 60 | 44 | 28 | 0 | 176
| # Obs | 7 | Not Using | 7 | 27 | 6 | 22 | 35 | 9 | 0 | 106
| # Obs | 8 | Unknown | 0 | 9 | 0 | 3 | 19 | 2 | 0 | 33
| # Obs | 9 | Refused | 0 | 6 | 0 | 4 | 0 | 1 | 0 | 11
| # Obs |  | N/A | 38 | 115 | 42 | 96 | 194 | 63 | 6 | 554
| # Obs |  | All | 182 | 906 | 114 | 787 | 1151 | 359 | 15 | 3514
| # Obs |  | All With | 144 | 776 | 72 | 684 | 938 | 293 | 9 | 2916 |  |  | 26.61% | 2.469% | 23.46% | 32.17% | 10.05% | 0.3086% | 95.06%
| % Obs |  | Daytime | 1.389% | 2.062% | 1.389% | 2.339% | 2.665% | 2.73% | 11.11% | 2.366% | 2.446% | 2.394%
| % Obs |  | Evening | 2.083% | 2.706% | 2.778% | 2.924% | 1.279% | 2.048% | 0% | 2.195% | 1.984% | 1.989%
| % Obs |  | Day&Eve | 77.08% | 88.02% | 79.17% | 80.7% | 86.99% | 81.91% | 88.89% | 84.6% | 85.93% | 85.5%
| % Obs |  | Weekend | 0.6944% | 0% | 0% | 0.731% | 0% | 0.3413% | 0% | 0.2401% | 0.1489% | 0.1758%
| % Obs |  | Eve&WkEnd | 2.083% | 1.031% | 0% | 1.316% | 0.6397% | 0.3413% | 0% | 0.9259% | 0.8673% | 0.9273%
| % Obs |  | Occasional | 11.81% | 2.706% | 8.333% | 8.772% | 4.691% | 9.556% | 0% | 6.036% | 5.063% | 5.396%
| % Obs |  | Not Using | 4.861% | 3.479% | 8.333% | 3.216% | 3.731% | 3.072% | 0% | 3.635% | 3.556% | 3.62%
| % Obs |  | All With | 100% | 100% | 100% | 100% | 100% | 100% | 100% | 100% | 100% | 100%
Portable Heater Fuel Type (Q55 & Q56) | # Obs | 1 | Fuel Oil - Yes | 7 | 14 | 2 | 15 | 14 | 10 | 0 | 62
| # Obs | 2 | Fuel Oil - No | 3 | 6 | 1 | 7 | 11 | 2 | 0 | 30
| # Obs | 1 | Kerosene - Yes | 5 | 6 | 2 | 11 | 12 | 7 | 0 | 43
| # Obs | 2 | Kerosene - No | 5 | 14 | 1 | 10 | 14 | 5 | 1 | 50
| # Obs | 3 | Unknown | 1 | 3 | 0 | 1 | 2 | 0 | 2 | 9
| # Obs |  | N/A | 171 | 883 | 111 | 764 | 1123 | 347 | 13 | 3412
| # Obs |  | All | 182 | 906 | 114 | 787 | 1150 | 359 | 15 | 3513
| # Obs |  | All With | 10 | 20 | 3 | 21 | 26 | 12 | 1 | 93 |  |  | 21.51% | 3.226% | 22.58% | 27.96% | 12.9% | 1.075% | 89.25%
| % Obs |  | Fuel Oil | 60% | 70% | 50% | 59.52% | 53.85% | 62.5% | 50% | 60.22% | 59% | 59.11%
| % Obs |  | Kerosene | 40% | 30% | 50% | 42.86% | 44.23% | 37.5% | 0% | 39.25% | 40.57% | 40.51%
| % Obs |  | All With | 100% | 100% | 100% | 102.4% | 98.08% | 100% | 50% | 99.46% | 99.57% | 99.62%
Use #1 or #2 Heating Oil and Splits if Both (Q76) | # Obs | 1 | #1 Oil | 34 | 132 | 11 | 165 | 233 | 89 | 0 | 664
| # Obs | 2 | #2 Oil | 40 | 317 | 19 | 303 | 417 | 128 | 4 | 1228
|  | 3 | Both (#1 and #2) | 6 | 50 | 3 | 47 | 61 | 21 | 0 | 188
|  |  | Both, #1 Split | 38.67% | 48.69% | 15% | 48.1% | 50.89% | 47.07% | - | 48.41%
|  |  | Both, #2 Split | 61.33% | 51.31% | 85% | 51.9% | 49.11% | 52.93% | - | 51.59%
| # Obs | 4 | Unknown | 34 | 205 | 48 | 118 | 202 | 53 | 4 | 664
| # Obs |  | N/A | 68 | 202 | 33 | 154 | 238 | 68 | 7 | 770
| # Obs |  | All | 115 | 705 | 82 | 634 | 914 | 292 | 8 | 2750
| # Obs |  | All With | 74 | 449 | 30 | 468 | 650 | 217 | 4 | 1892 |  |  | 23.73% | 1.586% | 24.74% | 34.36% | 11.47% | 0.2114% | 96.09%
| % Obs |  | #1 Oil | 45.95% | 29.4% | 36.67% | 35.26% | 35.85% | 41.01% | 0% | 35.1% | 34.57% | 35.02%
| % Obs |  | #2 Oil | 54.05% | 70.6% | 63.33% | 64.74% | 64.15% | 58.99% | 100% | 64.9% | 65.43% | 64.98%
| % Obs |  | All With | 100% | 100% | 100% | 100% | 100% | 100% | 100% | 100% | 100% | 100%
Price of Natural Gas to Trigger Shift From Wood (Q77) | Mean |  | Per Equipped Household | 3.2 | 2.6711 | 2.75 | 2.2772 | 2.4348 | 2.8 | 3 | 2.5064 | 2.5164 | 2.5518
| # Obs |  | Per Equipped Household | 10 | 76 | 4 | 101 | 92 | 30 | 1 | 314
OWB Type (Q39) | # Obs | 1 | EPA Qualified OWB | 0 | 1 | 0 | 2 | 1 | 4 | 0 | 8
| # Obs | 2 | Non-Qualified OWB | 0 | 1 | 0 | 0 | 3 | 0 | 0 | 4
| # Obs | 3 | Outdoor Pellet Boiler | 0 | 0 | 0 | 1 | 0 | 0 | 0 | 1
| # Obs |  | N/A | 182 | 903 | 114 | 777 | 1143 | 352 | 15 | 3486
| # Obs |  | All | 182 | 905 | 114 | 780 | 1147 | 356 | 15 | 3499
| # Obs |  | All With | 0 | 2 | 0 | 2 | 4 | 4 | 0 | 12 |  |  | 16.67% | 0% | 16.67% | 33.33% | 33.33% | 0% | 100%
| % Obs |  | Yes | 0% | 1.235% | 0% | 1.031% | 0.2967% | 3.604% | 0% | 1.035% | 0.5514% | 0.5264%
| % Obs |  | No | 0% | 1.235% | 0% | 0% | 0.8902% | 0% | 0% | 0.5175% | 0.7184% | 0.6859%
| % Obs |  | All With | 0% | 2.469% | 0% | 1.031% | 1.187% | 3.604% | 0% | 1.552% | 1.27% | 1.212%
Note on E5: Tom Carlson: These are cell only homes for which ZIP codes were not available.

## Lookup
Lookup Areas
Zip Code | Area
99701 | Downtown
99703 | Wainwright
99705 | North Pole
99709 | Airport
99712 | Steese
99775 | University
FNSB Community Research Quarterly-Based Heating Fuel Energy Content, Heater Efficiency and Historical Prices
[15 empty] | 2019 | [10 empty] | Resid. |  |  | Comm
|  |  | Heater | [11 empty] | $/100,000 | Useful |  |  |  |  | Historical Heating Oil Prices |  |  |  |  | 68.23% | #2 |  | 0% | #2
| Gross Heat |  | Unit |  | Fuel Prices (November/December of indicated year) | [9 empty] | BTUs of | BTUs per | [5 empty] | #1 Fuel Oil |  | #2 Fuel Oil |  | 31.77% | #1 |  | 100% | #1
Fuel Type | Content (BTU) | Unit | Efficiency | MultYrAvg | 2010 | 2011 | 2012 | 2013 | 2014 | 2015 | 2016 | 2017 | 2018 | 2019 | Useful Heat | Dollar |  |  |  |  | Year | Average | Range | Average | Range | WtdComp |  |  | WtdComp
Electricity | 3413 | /kWh | 100% | 0.19842 | 0.175 | 0.1976 | 0.2277 | 0.203 | 0.2072 | 0.18 | 0.1999 | 0.211 | 0.2005 | 0.2333 | 6.8356 | 14629.2327 |  |  |  | Actual | 2000 | 1.372 | (1.330-1.400) | 1.312 | (1.270-1.360) | 1.3311 |  |  | 1.372
District Hot Water Heat | 1000000 | /mmBTU | 100% | 23.475 | 23.4 | 17.93 | 27.03 | 27.03 | 27.03 | 18.43 | 18.43 | 21.05 | 24.41 | 24.41 | 2.441 | 40966.8169 |  |  |  | Actual | 2001 | 1.343 | (1.300-1.380) | 1.283 | (1.260-1.310) | 1.3021 |  |  | 1.343
District Steam Heat | 1066000 | /1,000 lb | 100% | 12.5267 | 10.5 | 10.5 | 10.5 | 10.5 | 15 | 18.16 | 18.16 | 19.59 | 19.59 | 19.59 | 1.8377 | 54415.5181 |  |  |  | Actual | 2002 | 1.212 | (1.175-1.310) | 1.175 | (1.110-1.280) | 1.1868 |  |  | 1.212
Fuel Oil (common #2/#1 blend) | 135000 | /gal | 85% | 3.4064 | 3.1 | 3.8525 | 3.867 | 3.732 | 3.452 | 2.435 | 2.394 | 2.783 | 2.928 | 3.008 | 2.6214 | 38148.2713 |  |  |  | Actual | 2003 | 1.273 | (1.220-1.320) | 1.224 | (1.200-1.260) | 1.2396 |  |  | 1.273
Natural Gas | 1010000 | /mcf | 85% | 23.35 | 23.35 | 23.35 | 23.35 | 23.35 | 23.35 | 23.35 | 20.2 | 20.2 | 20.81 | 20.81 | 2.424 | 41254.2047 |  |  |  | Actual | 2004 | 1.824 | (1.770-1.870) | 1.809 | (1.770-1.840) | 1.8138 |  |  | 1.824
Propane | 91333 | /gal | 85% | 3.8057 | 3.54 | 4.07 | 4.117 | 2.807 | 4.44 | 3.86 | 3.88 | 4.34 | 3.43 | 4.35 | 5.6033 | 17846.6782 |  |  |  | Actual | 2005 | 2.544 | (2.500-2.610) | 2.523 | (2.480-2.560) | 2.5297 |  |  | 2.544
Wood, Pellet | 16000000 | /ton | 85% | 290.5 | 295 | 295 | 282 | 282 | 294.5 | 294.5 | 292 | 272 | 272 | 294.5 | 2.1654 | 46179.966 | lb/cord (at Baseline MC) |  |  | Actual | 2006 | 2.494 | (2.390-2.580) | 2.479 | (2.380-2.550) | 2.4838 |  |  | 2.494
Wood, Birch Cordwood | 23600000 | /cord | 70% | 264.43 | 185 | 250 | 325 | 272.33 | 260.5 | 293.75 | 277 | 277.78 | 285 | 290.63 | 1.7593 | 56842.0328 | 3964.5621 | 11905476.349 | /ton | Actual | 2007 | 2.683 | (2.640-2.730) | 2.598 | (2.540-2.640) | 2.625 |  |  | 2.683
Wood, Spruce Cordwood | 18100000 | /cord | 70% | 272.195 | 165 | 250 | 327 | 340 | 276.67 | 274.5 | 258.33 | 280 | 229.17 | 289.09 | 2.2817 | 43827.1818 | 2900.8991 | 12478889.8285 | /ton | Actual | 2008 | 3.67 | (3.610-3.790) | 3.67 | (3.630-3.770) | 3.67 |  |  | 3.67
Wood, Aspen Cordwood | 16600000 | /cord | 70% | 272.195 | 165 | 250 | 327 | 340 | 276.67 | 274.5 | 258.33 | 280 | 229.17 | 289.09 | 2.4879 | 40195.095 | 2746.1845 | 12089501.0789 | /ton | Actual | 2009 | 2.731 | (2.680-2.750) | 2.722 | (2.690-2.740) | 2.7249 |  |  | 2.731
Wood, Cordwood Wtd. Avg. | 20372979.9387 | /cord | 70% | 268.5944 | 174.274 | 250 | 326.0726 | 308.6214 | 269.172 | 283.4262 | 266.9873 | 278.9706 | 255.0584 | 289.8041 | 2.0321 | 49209.4005 |  | 12106915.9595 | /ton | Actual | 2010 | 3.02 | (2.980-3.060) | 3 | (2.960-3.060) | 3.0064 |  |  | 3.02
Coal, Stoker | 15200000 | /ton | 55% | 116.6667 | 115 | 110 | 115 | 120 | 120 | 120 | 120 | 120 | 120 | 130 | 1.555 | 64307.6923 |  |  |  | Actual | 2011 | 3.922 | (3.890-3.950) | 3.852 | (3.820-3.880) | 3.8742 |  |  | 3.922
[20 empty] | Actual | 2012 | 4.055 | (4.010-4.080) | 3.977 | (3.940-4.010) | 4.0018 |  |  | 4.055
Notes: | [18 empty] | 3.6012 | Actual | 2013 | 3.887 | (3.850-3.960) | 3.808 | (3.780-3.860) | 3.8331 | 3.562 | <-- Avg 2011-2015 (HH Survey period) | 3.887
Electricity (distributed) price includes rate, customer change, RCA charge,cost of fuel adjustment charge |  |  |  |  | Fuel Prices (November/December of indicated year) 2012: 0.293 Wh; Fuel Prices (November/December of indicated year) 2013: per BTU | [5 empty] | Actual | 2014 | 3.806 | (3.720-3.850) | 3.754 | (3.670-3.850) | 3.7705 |  |  | 3.806
Wood energy content based on data for Interior Alaska species from George Sampson, Institute of Northern Forestry |  |  |  |  | Fuel Prices (November/December of indicated year) 2017: 469.4393 | [5 empty] | Actual | 2015 | 2.336 | (2.280-2.400) | 2.328 | (2.190-2.600) | 2.3305 |  |  | 2.336
Natural gas price based on liquefied gas, trucked to Fairbanks or delivered by pipeline, includes rate, customer charge, RCA | [19 empty] | Actual | 2016 | 2.306 | (2.050-2.410) | 2.277 | (2.110-2.360) | 2.2862 |  |  | 2.306
Propane price assumes delivery by truck to homes | [19 empty] | Actual | 2017 | 2.678 | (2.600-2.770) | 2.62 | (2.555-2.670) | 2.6384 |  |  | 2.678
Coal price assumes delivery to a downtown location | [19 empty] | Forecasted | 2018 | 3.15 | (3.130-3.180) | 3.073 | (3.050-3.100) | 3.0975 | High | Low | 3.15
[5 empty] | Fuel Prices (November/December of indicated year) 2014: Local Species Splits | [5 empty] | Forecasted | 2019 | 2.944 | (2.790-3.050) | 2.874 | (2.840-3.050) | 2.8962 | 2.8962 | 2.8962 | 2.944
At Baseline Moisture Content (36.4% db): |  |  |  |  | Fuel Prices (November/December of indicated year) 2014: Volume; Fuel Prices (November/December of indicated year) 2015: Mass | [5 empty] | Forecasted | 2020 |  |  |  |  | 2.8104 | 3.4202 | 2.2028 | 2.8567
Wood Density: | 1.6828 | tons/cord, from Cord_Wood_Weight.xlsx |  |  | Fuel Prices (November/December of indicated year) 2014: 46.37%; Fuel Prices (November/December of indicated year) 2015: 54.62% | [5 empty] | Forecasted | 2021 |  |  |  |  | 2.8603 | 3.6099 | 2.1485 | 2.9075
Cordwood Species-Composite HHV: | 12106915.9595 | BTU/ton |  |  | Fuel Prices (November/December of indicated year) 2014: 35.14%; Fuel Prices (November/December of indicated year) 2015: 30.29% | [5 empty] | Forecasted | 2022 |  |  |  |  | 2.9248 | 3.8619 | 2.2188 | 2.973
Cordwood Species-Composite HHV: | 6053.458 | BTU/lb |  |  | Fuel Prices (November/December of indicated year) 2014: 18.49%; Fuel Prices (November/December of indicated year) 2015: 15.09% | [5 empty] | Forecasted | 2023 |  |  |  |  | 2.9775 | 4.2037 | 2.2709 | 3.0266
[5 empty] | Fuel Prices (November/December of indicated year) 2014: 100%; Fuel Prices (November/December of indicated year) 2015: 100% | [5 empty] | Forecasted | 2024 |  |  |  |  | 3.0601 | 4.4013 | 2.3196 | 3.1105
[20 empty] | Forecasted | 2025 |  |  |  |  | 3.106 | 4.5267 | 2.365 | 3.1572
[20 empty] | Forecasted | 2026 |  |  |  |  | 3.1586 | 4.6045 | 2.3779 | 3.2106
[20 empty] | Forecasted | 2027 |  |  |  |  | 3.1623 | 4.61 | 2.392 | 3.2145
[20 empty] | Forecasted | 2028 |  |  |  |  | 3.2143 | 4.6657 | 2.3876 | 3.2673
[20 empty] | Forecasted | 2029 |  |  |  |  | 3.2402 | 4.8368 | 2.3928 | 3.2936
2013 Tag Survey Woodstove/Insert ER (g/hr) Distribution | [19 empty] | Forecasted | 2030 |  |  |  |  | 3.2758 | 4.8739 | 2.4237 | 3.3298
[5 empty] | Fuel Prices (November/December of indicated year) 2012: Certified Device EF | [5 empty] | Forecasted | 2031 |  |  |  |  | 3.3157 | 4.9497 | 2.427 | 3.3704
[5 empty] | Fuel Prices (November/December of indicated year) 2011: Emis Ratio; Fuel Prices (November/December of indicated year) 2012: Adjustment Factors | [5 empty] | Forecasted | 2032 |  |  |  |  | 3.3374 | 5.1023 | 2.4396 | 3.3924
|  | Standard | Pct Over | Avg Over | Fuel Prices (November/December of indicated year) 2010: Avg Under; Fuel Prices (November/December of indicated year) 2011: Undr/Ovr; Fuel Prices (November/December of indicated year) 2012: >; Fuel Prices (November/December of indicated year) 2013: <
|  | 2.0 g/hr: | 64.62% | 3.0333 | Fuel Prices (November/December of indicated year) 2010: 1.4413; Fuel Prices (November/December of indicated year) 2011: 0.47516; Fuel Prices (November/December of indicated year) 2012: 2.0346; Fuel Prices (November/December of indicated year) 2013: 0.58352 | [5 empty] | Sources:
|  | 2.5 g/hr: | 30.77% | 3.75 | Fuel Prices (November/December of indicated year) 2010: 1.9011; Fuel Prices (November/December of indicated year) 2011: 0.50696; Fuel Prices (November/December of indicated year) 2012: 1.3936; Fuel Prices (November/December of indicated year) 2013: 0.76968 | [5 empty] | Actual - | FNSB, Community Research Surveys, 2000-2019. (Prices based on automatic delivery of 500 gallons of heating oil, without early payment discount.)
[20 empty] | Forecasted - | Energy Information Administration (EIA), Annual Energy Outlook (AEO) 2020, Tables 3.9
Wood Device Replacement Levels Under Different Assumptions
|  |  | ER | 34% Max | bar: Fuel Prices (November/December of indicated year) 2010
Program | Type | SubType | (g/hr) | Slope | Fuel Prices (November/December of indicated year) 2010: (lb/mmBTU); Fuel Prices (November/December of indicated year) 2011: Assumption
FNSB WSCO | WS/Ins | Non Catalytic | 2.6657 | 5.3806 | Fuel Prices (November/December of indicated year) 2010: 0.49542; Fuel Prices (November/December of indicated year) 2011: Current (CY2012) replacement level
| WS/Ins | Non Catalytic | 2 | 5.3806 | Fuel Prices (November/December of indicated year) 2010: 0.3717; Fuel Prices (November/December of indicated year) 2011: Replace to cutpoint
| WS/Ins | Catalytic | 2 | 5.1071 | Fuel Prices (November/December of indicated year) 2010: 0.39162; Fuel Prices (November/December of indicated year) 2011: Replace to cutpoint
| WS/Ins | Non Catalytic | 0 | 0 | Fuel Prices (November/December of indicated year) 2010: -; Fuel Prices (November/December of indicated year) 2011: Replace to avg. below cutpoint
| WS/Ins | Catalytic | 0 | MultYrAvg | Fuel Prices (November/December of indicated year) 2010: -; Fuel Prices (November/December of indicated year) 2011: Replace to avg. below cutpoint; Fuel Prices (November/December of indicated year) 2015: HH Slope
| OWB | Unq --> Phase 2 | 5.1 |  | Fuel Prices (November/December of indicated year) 2010: 0.28667; Fuel Prices (November/December of indicated year) 2011: Current (CY2012) replacement level; Fuel Prices (November/December of indicated year) 2015: 17.7907
FNSB ESFBA | WS/Ins | Non Catalytic | 2 | 0 | Fuel Prices (November/December of indicated year) 2010: -; Fuel Prices (November/December of indicated year) 2011: Replace to cutpoint
| WS/Ins | Catalytic | 2 | MultYrAvg | Fuel Prices (November/December of indicated year) 2010: -; Fuel Prices (November/December of indicated year) 2011: Replace to cutpoint
| WS/Ins | Non Catalytic | 0 | 0 | Fuel Prices (November/December of indicated year) 2010: -; Fuel Prices (November/December of indicated year) 2011: Replace to avg. below cutpoint
| WS/Ins | Catalytic | 0 | MultYrAvg | Fuel Prices (November/December of indicated year) 2010: -; Fuel Prices (November/December of indicated year) 2011: Replace to avg. below cutpoint
| OWB | All | 3.9627 | 0.050471 | Fuel Prices (November/December of indicated year) 2010: 0.2; Fuel Prices (November/December of indicated year) 2011: Replace to cutpoint
State | WS/Ins | Non Catalytic | 2.5 | 5.3806 | Fuel Prices (November/December of indicated year) 2010: 0.46463; Fuel Prices (November/December of indicated year) 2011: Replace to cutpoint
| WS/Ins | Catalytic | 2.5 | 5.1071 | Fuel Prices (November/December of indicated year) 2010: 0.48952; Fuel Prices (November/December of indicated year) 2011: Replace to cutpoint
| OWB | All | 6.3403 | 0.050471 | Fuel Prices (November/December of indicated year) 2010: 0.32; Fuel Prices (November/December of indicated year) 2011: Replace to avg. below cutpoint
| WS/Ins | Non Catalytic | 0 | 0 | Fuel Prices (November/December of indicated year) 2010: -; Fuel Prices (November/December of indicated year) 2011: Replace to avg. below cutpoint
| WS/Ins | Catalytic | 0 | MultYrAvg | Fuel Prices (November/December of indicated year) 2010: -; Fuel Prices (November/December of indicated year) 2011: Replace to cutpoint
Note on A23: Tom Carlson: From "Purchasing Firewood in Alaska" on air dry basis (20% MC).
Note on A24: Tom Carlson: From "Purchasing Firewood in Alaska" on air dry basis (20% MC).
Note on A25: Tom Carlson: From "Purchasing Firewood in Alaska" on air dry basis (20% MC).
Note on F25: Tom Carlson: Assumed price equal to spruce.
Note on G25: Tom Carlson: Assumed price equal to spruce.
Note on H25: Tom Carlson: Assumed price equal to spruce.
Note on I25: Tom Carlson: Assumed price equal to spruce.
Note on J25: Tom Carlson: Assumed price equal to spruce.
Note on K25: Tom Carlson: Assumed price equal to spruce.
Note on L25: Tom Carlson: Assumed price equal to spruce.
Note on M25: Tom Carlson: Assumed price equal to spruce.
Note on N25: Tom Carlson: Assumed price equal to spruce.
Note on O25: Tom Carlson: Assumed price equal to spruce.
Note on A26: Tom Carlson: From "Purchasing Firewood in Alaska" on air dry basis (20% MC).
Note on J36: Tom Carlson: From 2013 Wood Tag survey, on a volumetric basis.
Note on K36: Tom Carlson: From 2013 Wood Tag survey, on a mass basis.
Note on A38: Tom Carlson: Split & cut.
Note on A39: Tom Carlson: Split & cut.

## EIAProjections
Energy Prices Residential Distillate Fuel Oil (Region Pacific)
https://www.eia.gov/outlooks/aeo/data/browser/#/?id=3-AEO2020&region=1-9&cases=ref2020~highprice~lowprice&start=2018&end=2050&f=A&sourcekey=0
Table 3. Energy Prices by Sector and Source |  |  | EIA Distillate EC: | 138500 | BTU/gal | https://www.eia.gov/energyexplained/?page=about_energy_units
Source: U.S. Energy Information Administration |  |  | EIA Distillate EC: | 137452.381 | BTU/gal | 5.773 | mmBTU/bbl | https://www.eia.gov/totalenergy/data/monthly/pdf/sec13_3.pdf |  |  |  | 42 | gal/bbl
Source: U.S. Energy Information Administration
Year | Ref case $/MMBtu 2019 | High oil price $/MMBtu 2019 | Low oil price $/MMBtu 2019 | Ref case $/Gallon 2019 | High oil price $/Gallon 2019 | Low oil price $/Gallon 2019 | % change Ref case | % change high oil price | % change low oil price | FAI Indexed Ref case $/Gal | FAI Indexed high oil price $/Gal | FAI Indexed low oil price $/Gal
2019 | 21.8619 | 21.8619 | 21.8619 | 3.005 | 3.005 | 3.005 |  |  |  | 2.8962 | 2.8962 | 2.8962
2020 | 21.2138 | 25.8166 | 16.6279 | 2.9159 | 3.5486 | 2.2855 | -2.965% | 18.09% | -23.94% | 2.8104 | 3.4202 | 2.2028
2021 | 21.5907 | 27.2486 | 16.2179 | 2.9677 | 3.7454 | 2.2292 | 1.777% | 5.547% | -2.465% | 2.8603 | 3.6099 | 2.1485
2022 | 22.0772 | 29.1511 | 16.7485 | 3.0346 | 4.0069 | 2.3021 | 2.253% | 6.982% | 3.272% | 2.9248 | 3.8619 | 2.2188
2023 | 22.4753 | 31.7311 | 17.1419 | 3.0893 | 4.3615 | 2.3562 | 1.803% | 8.851% | 2.349% | 2.9775 | 4.2037 | 2.2709
2024 | 23.0984 | 33.2223 | 17.5092 | 3.1749 | 4.5665 | 2.4067 | 2.773% | 4.7% | 2.143% | 3.0601 | 4.4013 | 2.3196
2025 | 23.4452 | 34.1695 | 17.8518 | 3.2226 | 4.6967 | 2.4538 | 1.501% | 2.851% | 1.956% | 3.106 | 4.5267 | 2.365
2026 | 23.842 | 34.7567 | 17.9493 | 3.2771 | 4.7774 | 2.4672 | 1.692% | 1.718% | 0.5466% | 3.1586 | 4.6045 | 2.3779
2027 | 23.8703 | 34.7978 | 18.0555 | 3.281 | 4.783 | 2.4818 | 0.1188% | 0.1184% | 0.5912% | 3.1623 | 4.61 | 2.392
2028 | 24.2628 | 35.2181 | 18.0224 | 3.335 | 4.8408 | 2.4772 | 1.644% | 1.208% | -0.1833% | 3.2143 | 4.6657 | 2.3876
2029 | 24.4582 | 36.5102 | 18.0616 | 3.3618 | 5.0184 | 2.4826 | 0.8054% | 3.669% | 0.2177% | 3.2402 | 4.8368 | 2.3928
2030 | 24.7267 | 36.7901 | 18.2948 | 3.3987 | 5.0569 | 2.5147 | 1.098% | 0.7665% | 1.291% | 3.2758 | 4.8739 | 2.4237
2031 | 25.028 | 37.3622 | 18.3202 | 3.4402 | 5.1355 | 2.5181 | 1.218% | 1.555% | 0.1386% | 3.3157 | 4.9497 | 2.427
2032 | 25.1917 | 38.5142 | 18.415 | 3.4627 | 5.2939 | 2.5312 | 0.6543% | 3.083% | 0.5175% | 3.3374 | 5.1023 | 2.4396
2033 | 25.6043 | 38.6663 | 18.5079 | 3.5194 | 5.3148 | 2.544 | 1.638% | 0.395% | 0.5047% | 3.392 | 5.1225 | 2.4519
2034 | 25.8277 | 38.7996 | 18.5521 | 3.5501 | 5.3331 | 2.55 | 0.8723% | 0.3446% | 0.2387% | 3.4216 | 5.1401 | 2.4578
2035 | 26.0605 | 39.1361 | 18.6456 | 3.5821 | 5.3794 | 2.5629 | 0.9016% | 0.8674% | 0.504% | 3.4525 | 5.1847 | 2.4701
2036 | 26.3411 | 39.5866 | 18.6626 | 3.6206 | 5.4413 | 2.5652 | 1.077% | 1.151% | 0.09147% | 3.4896 | 5.2444 | 2.4724
2037 | 26.4609 | 39.9012 | 18.7853 | 3.6371 | 5.4845 | 2.5821 | 0.4546% | 0.7946% | 0.6572% | 3.5055 | 5.2861 | 2.4887
2038 | 26.6966 | 40.263 | 18.7452 | 3.6695 | 5.5342 | 2.5766 | 0.891% | 0.9068% | -0.2133% | 3.5367 | 5.334 | 2.4833
2039 | 26.9445 | 40.6134 | 18.8381 | 3.7036 | 5.5824 | 2.5893 | 0.9286% | 0.8704% | 0.4953% | 3.5696 | 5.3804 | 2.4956
2040 | 27.0205 | 41.008 | 18.9141 | 3.714 | 5.6366 | 2.5998 | 0.2821% | 0.9714% | 0.4034% | 3.5796 | 5.4327 | 2.5057
2041 | 27.2259 | 41.3131 | 18.9354 | 3.7423 | 5.6786 | 2.6027 | 0.7602% | 0.744% | 0.1128% | 3.6069 | 5.4731 | 2.5085
2042 | 27.619 | 41.5459 | 18.9776 | 3.7963 | 5.7106 | 2.6085 | 1.444% | 0.5636% | 0.2228% | 3.6589 | 5.504 | 2.5141
2043 | 27.7889 | 41.8923 | 18.9945 | 3.8196 | 5.7582 | 2.6108 | 0.615% | 0.8336% | 0.08898% | 3.6814 | 5.5498 | 2.5164
2044 | 28.0118 | 42.2375 | 19.1009 | 3.8503 | 5.8056 | 2.6255 | 0.8024% | 0.824% | 0.5603% | 3.711 | 5.5956 | 2.5305
2045 | 28.4614 | 42.5847 | 19.1771 | 3.9121 | 5.8534 | 2.6359 | 1.605% | 0.822% | 0.399% | 3.7705 | 5.6416 | 2.5406
2046 | 28.4853 | 42.6778 | 19.1603 | 3.9154 | 5.8662 | 2.6336 | 0.08417% | 0.2186% | -0.08756% | 3.7737 | 5.6539 | 2.5383
2047 | 28.9054 | 42.9158 | 19.1957 | 3.9731 | 5.8989 | 2.6385 | 1.475% | 0.5579% | 0.1848% | 3.8294 | 5.6854 | 2.543
2048 | 29.2215 | 43.2101 | 19.2117 | 4.0166 | 5.9393 | 2.6407 | 1.094% | 0.6857% | 0.0832% | 3.8712 | 5.7244 | 2.5451
2049 | 29.4624 | 43.3696 | 19.2471 | 4.0497 | 5.9612 | 2.6456 | 0.8242% | 0.369% | 0.1841% | 3.9031 | 5.7455 | 2.5498
2050 | 29.6038 | 43.3808 | 19.3331 | 4.0691 | 5.9628 | 2.6574 | 0.4799% | 0.02597% | 0.4467% | 3.9219 | 5.747 | 2.5612

## ULSEFs
EMISSION FACTORS FOR HEATING OIL (including ULS oil)
From EPA (WebFIRE, AP-42) | [9 empty] | Baseline Fairbanks Heating Oil Properties
|  |  | Emission Factors (lb/1000 gal, except SO2 in lb/ton) | [6 empty] | Parameter |  |  | Resid | Comm
| SCC: | 2104004000 | CO | NOX | PM-FIL | PM-FIL | SO2 | VOC |  |  |  | Sulfur Content (ppm): | 2035.3929 | 896
| LEVEL1: | Stationary Source Fuel Combustion | 5 | 18 | 3 | 0.4 | 142 x S | 0.713 |  |  |  | Energy Content (BTU/gal): | 134210.661 | 125000
| LEVEL2: | Residential
| LEVEL3: | Distillate Oil |  |  | No. 2: | 2000 | 28.4 | lb/ton
| LEVEL4: | Total: All Combustor Types |  |  | ULS: | 15 | 0.213 | lb/ton
From 2009 Brookhaven National Laboratory Report (BNL-91286-2009-IR)
Energy
Executive Summary Figures & Tables: | [13 empty] | Sample | Sulfur | PM2.5 | PM2.5 | Std Dev | PM2.5 | PM2.5 | Content | Heating
|  |  | PM (mg/kg) vs. S (ppm) | [6 empty] | Device/Operation |  |  |  | Size | (ppm) | (mg/MJ) | (mg/kg) | (mg/kg) | (lb/mmBTU) | (lb/1000 gal) | (BTU/gal) | Efficiency
| Oil Device |  | Slope |  | R2 | [7 empty] | Cast Iron Boiler, Steady-State | 3 | 5780 | 4.6 | 203.1 | 5.6 | 0.011 | 1.4 | 137114.094 | 86%
| Cast Iron Boiler, Flame Retention Head Burner |  | 0.0355 | S | 0.9969 | [7 empty] | Cast Iron Boiler, Steady-State | 4 | 1570 | 1.32 | 60 | 4.8 | 0.0031 | 0.43 | 138975.28 | 86%
| Conventional & Condensing Oil-Fired Appliances | [11 empty] | Cast Iron Boiler, Steady-State | 2 | 332 | 0.49 | 22 | 1.7959 | 0.0012 | 0.16 | 138424.28 | 88%
| - | Conventional Boiler | 0.0009 | S | 0.9892 | [7 empty] | Cast Iron Boiler, Steady-State | 2 | 11 | 0.025 | 1.18 | 0.36 | 5.9401e-05 | 0.008 | 136273.9 | 88%
| - | Conventional Furnace | 0.0014 | S | 0.9907 | [7 empty] | Cast Iron Boiler, Cyclic | 3 | 5780 | 5.1 | 224.5 | 4.8 | 0.012 | 1.6 | 137114.094 | 87.4%
| - | Condensing Boiler | 0.0013 | S | 0.9999 | [7 empty] | Cast Iron Boiler, Cyclic | 3 | 1440 | 1.02 | 45.9 | 7.8 | 0.0023731 | 0.33267 | 137972.9333 | 91.6%
| - | Condensing Furnace | 0.0013 | S | 0.9961 | [7 empty] | Warm Air Furnace, Steady-State | 3 | 1440 | 2.1 | 95.9 | 0.72111 | 0.005 | 0.69 | 137552.2388 | 89.5%
[13 empty] | Warm Air Furnace, Steady-State | 3 | 450 | 0.51 | 25.2833 | 1.6988 | 0.0012 | 0.18 | 137641.791 | 85.7%
|  |  | PM2.5 EFs | [9 empty] | Warm Air Furnace, Steady-State | 2 | 11 | 0.06 | 2.6 | 0.6 | 0.0013 | 0.018 | 136548.3871 | 86.1%
| Natural Gas-Fired Appliances |  | mg/MJ | mg/kg | [8 empty] | Condensing Steel Boiler, Steady-State | 3 | 1900 | 2.5 | 109.8 | 2 | 0.0057 | 0.79 | 138000 | 91.7%
| - | Furnace | 0.011 | 0.63 | [8 empty] | Condensing Steel Boiler, Steady-State | 3 | 37 | 0.03 | 1.34 | 0.2 | 7e-05 | 0.01 | 137400 | 91.7%
| - | Boiler | 0.016 | 0.9 | [8 empty] | Condensing Warm Air Furnace, Steady-State | 3 | 1440 | 1.8 | 77.9 | 7.9 | 0.0042 | 0.56 | 139250 | 93.7%
| - | Condensing Boiler | 0.036 | 1.96 | [8 empty] | Condensing Warm Air Furnace, Steady-State | 2 | 332 | 0.499 | 22.4 | 0.2 | 0.0016 | 0.159 | 135000 | 94.7%
[13 empty] | Condensing Warm Air Furnace, Steady-State | 2 | 11 | 0.014 | 0.85 | 0.2 | 3e-05 | 0.006 | 135333.3333 | 93.5%
[13 empty] | Cast Iron Boiler, CGR Burner, Steady-State | 3 | 37 | 0.039 | 1.8 | 0.15275 | 9e-05 | 0.013 | 137490
Linearly-Fitted Boiler Test Data at Same User-Selected Sulfur Level
[13 empty] | Cast Iron Boiler, Steady-State |  | 2000 | 1.6683 | 74.1956 |  | 0.0039822 | 0.51753 | 137692.7749 | 86.97%
[13 empty] | Condensing Steel Boiler, Steady-State |  | 2000 | 2.6326 | 115.6218 |  | 0.0060022 | 0.83187 | 138032.2061 | 91.7%
[15 empty] | Relative Benefit of Condensing vs. Conventional Boiler (2000 ppm): | -57.8% | -55.83% |  | -50.72% | -60.74%
Average PM2.5 Emission Factors for Different Oil Devices and Sulfur Contents (extracted from report tables): | [14 empty] | Relative Benefit of Condensing vs. Conventional Boiler: (with Efficiency Improvement): | -49.67% | -47.8% |  | -42.96% | -52.45% | Eff Inc: | 1.0543
[15 empty] | Relative Benefit of Condensing vs. Conventional Warm Air Furnace: | 14.29% | 18.77% |  | 16% | 18.84%
[5 empty] | ASTM | ASTM | LS | ULS | [6 empty] | Relative Benefit of Condensing vs. Conventional Warm Air Furnace (with Efficiency Improvement): | 18.13% | 22.41% |  | 19.77% | 22.48% | Eff Inc: | 1.0469
| Device & Data |  |  |  | No. 2 | No. 2 | Oil | Oil
| Cast Iron Boiler, Flame Retention Head Burner, Steady-State Operation | [13 empty] | Tested Heating Oil Energy Content (BTU/gal) vs. Fuel Sulfur (ppm)
| - | Notes |  |  | Table 8, N=3 | Table 1, N=4 | Table 4, N=2 | Table 6, N=2
| - | Fuel Sulfur (ppm) |  |  | 5780 | 1570 | 332 | 11
| - | PM2.5 (mg/MJ) |  |  | 4.6 | 1.32 | 0.49 | 0.025
| - | PM2.5 (mg/kg) |  |  | 203.1 | 60 | 22 | 1.18
| - | Std Dev PM2.5 (mg/kg) |  |  | 5.6 | 4.8 | 1.7959 | 0.36
| - | PM2.5 (lb/mmBTU) |  |  | 0.011 | 0.0031 | 0.0012 | 5.9401e-05
| - | PM2.5 (lb/1000 gal) |  |  | 1.4 | 0.43 | 0.16 | 0.008
| - | Energy Content (BTU/gal) |  |  | 137114.094 | 138975.28 | 138424.28 | 136273.9
Cast Iron Boiler, Flame Retention Head Burner, Cyclic Operation
| - | Notes |  |  | Table 10, N=3 | Table 2, N=3
| - | Fuel Sulfur (ppm) |  |  | 5780 | 1440
| - | PM2.5 (mg/MJ) |  |  | 5.1 | 1.02
| - | PM2.5 (mg/kg) |  |  | 224.5 | 45.9
| - | Std Dev PM2.5 (mg/kg) |  |  | 4.8 | 7.8
| - | PM2.5 (lb/mmBTU) |  |  | 0.012 | 0.0023731
| - | PM2.5 (lb/1000 gal) |  |  | 1.6 | 0.33267
| - | Energy Content (BTU/gal) |  |  | 137114.094 | 137972.9333
| Warm Air Furnace, Flame Retention Head Burner, Steady-State Operation | [13 empty] | Tested Heating Oil Device PM2.5 Emission Factors (lb/mmBTU) vs. Fuel Sulfur (ppm)
| - | Notes |  |  |  | Table 11, N=3 | Table 13, N=3 | Table 15, N=2 | With Intercept | [12 empty] | No Intercept
| - | Fuel Sulfur (ppm) |  |  |  | 1440 | 450 | 11 | 1.9424e-06 | 0.00059763 | #N/A | #N/A | #N/A | #N/A | [7 empty] | 2.097e-06 | 0 | #N/A | #N/A | #N/A | #N/A
| - | PM2.5 (mg/MJ) |  |  |  | 2.1 | 0.51 | 0.06 | 1.1803e-07 | 0.00027179 | #N/A | #N/A | #N/A | #N/A | [7 empty] | 1.0701e-07 | #N/A | #N/A | #N/A | #N/A | #N/A
| - | PM2.5 (mg/kg) |  |  |  | 95.9 | 25.2833 | 2.6 | 0.9542 | 0.00084559 | #N/A | #N/A | #N/A | #N/A | [7 empty] | 0.96482 | 0.00095441 | #N/A | #N/A | #N/A | #N/A
| - | Std Dev PM2.5 (mg/kg) |  |  |  | 0.72111 | 1.6988 | 0.6 | 270.8507 | 13 | #N/A | #N/A | #N/A | #N/A | [7 empty] | 383.9828 | 14 | #N/A | #N/A | #N/A | #N/A
| - | PM2.5 (lb/mmBTU) |  |  |  | 0.005 | 0.0012 | 0.0013 | 0.00019366 | 9.2952e-06 | #N/A | #N/A | #N/A | #N/A | [7 empty] | 0.00034977 | 1.2752e-05 | #N/A | #N/A | #N/A | #N/A
| - | PM2.5 (lb/1000 gal) |  |  |  | 0.69 | 0.18 | 0.018
| - | Energy Content (BTU/gal) |  |  |  | 137552.2388 | 137641.791 | 136548.3871 | Linear Eqn - PM2.5 (lb/mmBTU) vs. S (ppm):
| Condensing Steel Boiler, Flame Retention Head Burner, Steady-State Operation | [7 empty] | PM2.5 = | 1.9424e-06 | x S + | 0.00059763
| - | Notes |  |  |  | Table 26, N=3 |  | Table 27, N=3
| - | Fuel Sulfur (ppm) |  |  |  | 1900 |  | 37
| - | PM2.5 (mg/MJ) |  |  |  | 2.5 |  | 0.03
| - | PM2.5 (mg/kg) |  |  |  | 109.8 |  | 1.34
| - | Std Dev PM2.5 (mg/kg) |  |  |  | 2 |  | 0.2
| - | PM2.5 (lb/mmBTU) |  |  |  | 0.0057 |  | 7e-05
| - | PM2.5 (lb/1000 gal) |  |  |  | 0.79 |  | 0.01
| - | Energy Content (BTU/gal) |  |  |  | 138000 |  | 137400
| Condensing Warm Air Furnace, Flame Retention Head Burner, Steady-State Operation (95% AFUE) | [13 empty] | Tested Heating Oil Device PM2.5 Emission Factors (lb/100 gal) vs. Fuel Sulfur (ppm)
| - | Notes |  |  |  | Table 33, N=3 | Table 35, N=2 | Table 37, N=2
| - | Fuel Sulfur (ppm) |  |  |  | 1440 | 332 | 11
| - | PM2.5 (mg/MJ) |  |  |  | 1.8 | 0.499 | 0.014
| - | PM2.5 (mg/kg) |  |  |  | 77.9 | 22.4 | 0.85
| - | Std Dev PM2.5 (mg/kg) |  |  |  | 7.9 | 0.2 | 0.2
| - | PM2.5 (lb/mmBTU) |  |  |  | 0.0042 | 0.0016 | 3e-05
| - | PM2.5 (lb/1000 gal) |  |  |  | 0.56 | 0.159 | 0.006
| - | Energy Content (BTU/gal) |  |  |  | 139250 | 135000 | 135333.3333
Cast Iron Boiler, Combustion Gas Recirculation (blue flame) Burner, Steady-State Operation
| - | Notes | [5 empty] | Table 40, N=3
| - | Fuel Sulfur (ppm) | [5 empty] | 37
| - | PM2.5 (mg/MJ) | [5 empty] | 0.039
| - | PM2.5 (mg/kg) | [5 empty] | 1.8
| - | Std Dev PM2.5 (mg/kg) | [5 empty] | 0.15275
| - | PM2.5 (lb/mmBTU) | [5 empty] | 9e-05
| - | PM2.5 (lb/1000 gal) | [5 empty] | 0.013
| - | Energy Content (BTU/gal) | [5 empty] | 137490
Note on I6: Tom Carlson: Does not include condensible PM. Filterable PM is that particulate collected on or prior to the filter of an EPA Method 5 (or equivalent) sampling train.
Note on J6: Tom Carlson: Does not include condensible PM. Filterable PM is that particulate collected on or prior to the filter of an EPA Method 5 (or equivalent) sampling train.
Note on I7: Tom Carlson: Emission factor for Pre-1970's burner designs.
Note on J7: Tom Carlson: Based on data from new burner designs. Pre-1970's burner designs may emit filterable PM as high as 3.0 lb/1000 gallons.
Note on K7: Tom Carlson: To determine EF in lb/ton, multiply the EF provided by the weight percent sulfur. S=% Sulfur content.
Note on T24: Tom Carlson: Fuel sulfur taken as 450-ppm (80% of maximum allowable, likely lower.
Note on K62: Tom Carlson: Fuel sulfur taken as 450-ppm (80% of maximum allowable, likely lower.

## BuildSizeG3C
2010 Census & 2012 Assessor Parcel FNSB Population/Household and Parcel Tabulations | [35 empty] | Backcasted 2008 Housing Units/Buildings | [9 empty] | Historically Backcasted 2006-2010 Units/Buildings | [14 empty] | 2011 & Later Forecasted Housing Units/Buildings, Less Those Units on District Heat (DH)
[17 empty] | 0 | 834.495 | 834.495 | 1408.3846 | 0 | 0 | 1365.174 | [37 empty] | 2011 | 2012 | 2013 | 2014 | 2015 | 2016 | 2017 | 2018 | 2019 | 2020 | 2021 | 2022 | 2023 | 2024 | 2025 | 2026 | 2027 | 2028 | 2029 | 2030 | 2031 | 2032 | 2033 | 2034 | 2035 | 2011 | 2012 | 2013 | 2014 | 2015 | 2016 | 2017 | 2018 | 2019 | 2020 | 2021 | 2022 | 2023 | 2024 | 2025 | 2026 | 2027 | 2028 | 2029 | 2030 | 2031 | 2032 | 2033 | 2034 | 2035 | 2011 | 2012 | 2013 | 2014 | 2015 | 2016 | 2017 | 2018 | 2019 | 2020 | 2021 | 2022 | 2023 | 2024 | 2025 | 2026 | 2027 | 2028 | 2029 | 2030 | 2031 | 2032 | 2033 | 2034 | 2035 | 2011 | 2012 | 2013 | 2014 | 2015 | 2016 | 2017 | 2018 | 2019 | 2020 | 2021 | 2022 | 2023 | 2024 | 2025 | 2026 | 2027 | 2028 | 2029 | 2030 | 2031 | 2032 | 2033 | 2034 | 2035 | 2011 | 2012 | 2013 | 2014 | 2015 | 2016 | 2017 | 2018 | 2019 | 2020 | 2021 | 2022 | 2023 | 2024 | 2025 | 2026 | 2027 | 2028 | 2029 | 2030 | 2031 | 2032 | 2033 | 2034 | 2035
[6 empty] | 97581 | 41783 | 36441 | 5342 | [5 empty] | Total Residential (incl. DH): | 23088 | 0 | 834.495 | 834.495 | 1408.3846 | 0 | 0 | 1402.0706 | Total Building | [8 empty] | SumCheck: | 36441 |  |  |  | 39758.6683 |  |  |  | 34836.6485 |  |  | 1661.7751 | 37787.1142 | 38704.5696 | 39658.7427 | 40650.7742 | 41681.8672 | 33274.7296 | 33997.8097 | 34751.8686 | 35537.5203 | 36355.4426 | 1568.4695 | 1592.4401 | 1617.0075 | 1642.1883 | 1668 | 42184.1224 | 42693.9619 | 43211.5201 | 42927.4233 | 42645.1944 | 42509.0144 | 42373.2694 | 42237.9578 | 42103.0784 | 41968.6296 | 42279.0702 | 42591.8071 | 42906.8574 | 43224.238 | 43543.9663 | 43719.4841 | 43895.0018 | 44070.5196 | 44246.0373 | 44421.5551 | 44565.4278 | 44709.3004 | 44853.1731 | 44997.0458 | 45140.9185 | 36799.0213 | 37249.3741 | 37706.6219 | 37458.7175 | 37212.4428 | 37093.6114 | 36975.1595 | 36857.0859 | 36739.3893 | 36622.0685 | 36892.9608 | 37165.8568 | 37440.7715 | 37717.7197 | 37996.7164 | 38149.8742 | 38303.032 | 38456.1898 | 38609.3476 | 38762.5054 | 38888.0496 | 39013.5937 | 39139.1378 | 39264.682 | 39390.2261 | 1692.4691 | 1717.3556 | 1742.6675 | 1731.2103 | 1719.8283 | 1714.3363 | 1708.8619 | 1703.405 | 1697.9654 | 1692.5433 | 1705.063 | 1717.6753 | 1730.3809 | 1743.1804 | 1756.0747 | 1763.1531 | 1770.2315 | 1777.3099 | 1784.3883 | 1791.4668 | 1797.269 | 1803.0712 | 1808.8734 | 1814.6756 | 1820.4778 | 102.4325 | 103.7493 | 105.0835 | 104.3926 | 103.7063 | 103.3751 | 103.045 | 102.7159 | 102.3879 | 102.061 | 102.8159 | 103.5764 | 104.3426 | 105.1144 | 105.8919 | 106.3188 | 106.7456 | 107.1724 | 107.5993 | 108.0261 | 108.376 | 108.7258 | 109.0757 | 109.4256 | 109.7755 | 45.5418 | 46.0905 | 46.6463 | 46.3396 | 46.035 | 45.888 | 45.7414 | 45.5954 | 45.4498 | 45.3046 | 45.6398 | 45.9773 | 46.3174 | 46.66 | 47.0052 | 47.1947 | 47.3841 | 47.5736 | 47.7631 | 47.9525 | 48.1078 | 48.2632 | 48.4185 | 48.5738 | 48.7291
[6 empty] | Census Block-Level Data |  |  |  | Assessor Parcel Data | [6 empty] | Average Building Size (sq ft) | [6 empty] | Space (ft2) |  | Buildings, Res. Counts Adjusted to 2010 Census HUs | [5 empty] | Occupied 2010 Housing Units |  |  |  | Total Housing Units |  |  |  | Occupied Housing Units |  |  |  | Non-Residential |  | Total Housing Units (excluding DH) |  |  |  |  | Occupied Housing Units (excluding DH) |  |  |  |  | Non-Residential (Commercial, excluding DH) |  |  |  |  | 2011 & Later Forecasted Housing Units/Buildings, Less Those Units on District Heat (DH) 2011: Total Housing Units (excluding DH); 2011 & Later Forecasted Housing Units/Buildings, Less Those Units on District Heat (DH) 2011: Occupied Housing Units (excluding DH); 2011 & Later Forecasted Housing Units/Buildings, Less Those Units on District Heat (DH) 2011: Non-Residential (Commercial, excluding DH); 2011 & Later Forecasted Housing Units/Buildings, Less Those Units on District Heat (DH) 2011: Residential District Heat (DH); 2011 & Later Forecasted Housing Units/Buildings, Less Those Units on District Heat (DH) 2011: Non-Residential District Heat (DH)
XIndex | YIndex | G3Cell | Zip10 | SubArea | NA Area? | Popn | Hus | Occ HUs | Vac HUs | ResMF | ResElse | ResTotal | NR | DH-Res | DH-NR | Total | ResMF | ResElse | ResTotal | NR | DH-Res | DH-NR | Total | Resid | Comm | ResMF | ResElse | DH-Res | NR | DH-NR | Total | ResMF | ResElse | ResTot | DH-Res | ResMF | ResElse | ResTot | DH-Res | ResMF | ResElse | ResTot | DH-Res | NR | DH-NR | R-2006 | R-2007 | R-2008 | R-2009 | R-2010 | O-2006 | O-2007 | O-2008 | O-2009 | O-2010 | NR-2006 | NR-2007 | NR-2008 | NR-2009 | NR-2010 | R-2011 | R-2012 | R-2013 | R-2014 | R-2015 | R-2016 | R-2017 | R-2018 | R-2019 | R-2020 | R-2021 | R-2022 | R-2023 | R-2024 | R-2025 | R-2026 | R-2027 | R-2028 | R-2029 | R-2030 | R-2031 | R-2032 | R-2033 | R-2034 | R-2035 | O-2011 | O-2012 | O-2013 | O-2014 | O-2015 | O-2016 | O-2017 | O-2018 | O-2019 | O-2020 | O-2021 | O-2022 | O-2023 | O-2024 | O-2025 | O-2026 | O-2027 | O-2028 | O-2029 | O-2030 | O-2031 | O-2032 | O-2033 | O-2034 | O-2035 | NR-2011 | NR-2012 | NR-2013 | NR-2014 | NR-2015 | NR-2016 | NR-2017 | NR-2018 | NR-2019 | NR-2020 | NR-2021 | NR-2022 | NR-2023 | NR-2024 | NR-2025 | NR-2026 | NR-2027 | NR-2028 | NR-2029 | NR-2030 | NR-2031 | NR-2032 | NR-2033 | NR-2034 | NR-2035 | RDH-2011 | RDH-2012 | RDH-2013 | RDH-2014 | RDH-2015 | RDH-2016 | RDH-2017 | RDH-2018 | RDH-2019 | RDH-2020 | RDH-2021 | RDH-2022 | RDH-2023 | RDH-2024 | RDH-2025 | RDH-2026 | RDH-2027 | RDH-2028 | RDH-2029 | RDH-2030 | RDH-2031 | RDH-2032 | RDH-2033 | RDH-2034 | RDH-2035 | NRDH-2011 | NRDH-2012 | NRDH-2013 | NRDH-2014 | NRDH-2015 | NRDH-2016 | NRDH-2017 | NRDH-2018 | NRDH-2019 | NRDH-2020 | NRDH-2021 | NRDH-2022 | NRDH-2023 | NRDH-2024 | NRDH-2025 | NRDH-2026 | NRDH-2027 | NRDH-2028 | NRDH-2029 | NRDH-2030 | NRDH-2031 | NRDH-2032 | NRDH-2033 | NRDH-2034 | NRDH-2035
108 | 49 | 108,49 | 99760 | - | N | 0 | 9 | 0 | 9 | 0 | 0 | 0 | 0 | 0 | 0 | 0 | 0 | 834.495 | 834.495 | 1408.3846 | 0 | 0 | 1365.174 | 0 | 0 | 0.20621 | 8.7821 | 0.011694 | 0 | 0 | 9 | 0 | 0 | 0 | 0 | 0.19046 | 8.1112 | 8.3017 | 0.010801 | 0 | 0 | 0 | 0 | 0 | 0 | 7.6675 | 7.9783 | 8.3017 | 8.6382 | 8.9883 | 0 | 0 | 0 | 0 | 0 | 0 | 0 | 0 | 0 | 0 | 9.0257 | 9.0632 | 9.1008 | 9.041 | 8.9815 | 8.9529 | 8.9243 | 8.8958 | 8.8674 | 8.839 | 8.9044 | 8.9703 | 9.0367 | 9.1035 | 9.1708 | 9.2078 | 9.2448 | 9.2817 | 9.3187 | 9.3557 | 9.386 | 9.4163 | 9.4466 | 9.4769 | 9.5072 | 0 | 0 | 0 | 0 | 0 | 0 | 0 | 0 | 0 | 0 | 0 | 0 | 0 | 0 | 0 | 0 | 0 | 0 | 0 | 0 | 0 | 0 | 0 | 0 | 0 | 0 | 0 | 0 | 0 | 0 | 0 | 0 | 0 | 0 | 0 | 0 | 0 | 0 | 0 | 0 | 0 | 0 | 0 | 0 | 0 | 0 | 0 | 0 | 0 | 0 | 0.011743 | 0.011792 | 0.011841 | 0.011763 | 0.011686 | 0.011648 | 0.011611 | 0.011574 | 0.011537 | 0.0115 | 0.011585 | 0.011671 | 0.011757 | 0.011844 | 0.011932 | 0.01198 | 0.012028 | 0.012076 | 0.012124 | 0.012172 | 0.012212 | 0.012251 | 0.012291 | 0.01233 | 0.012369 | 0 | 0 | 0 | 0 | 0 | 0 | 0 | 0 | 0 | 0 | 0 | 0 | 0 | 0 | 0 | 0 | 0 | 0 | 0 | 0 | 0 | 0 | 0 | 0 | 0
133 | 49 | 133,49 | 99714 | - | N | 0 | 1 | 0 | 1 | 0 | 0 | 0 | 0 | 0 | 0 | 0 | 0 | 834.495 | 834.495 | 1408.3846 | 0 | 0 | 1365.174 | 0 | 0 | 0.022912 | 0.97579 | 0.0012994 | 0 | 0 | 1 | 0 | 0 | 0 | 0 | 0.021495 | 0.91542 | 0.93691 | 0.001219 | 0 | 0 | 0 | 0 | 0 | 0 | 0.87894 | 0.90747 | 0.93691 | 0.96731 | 0.9987 | 0 | 0 | 0 | 0 | 0 | 0 | 0 | 0 | 0 | 0 | 1.0029 | 1.007 | 1.0112 | 1.0046 | 0.99795 | 0.99476 | 0.99159 | 0.98842 | 0.98526 | 0.98212 | 0.98938 | 0.9967 | 1.0041 | 1.0115 | 1.019 | 1.0231 | 1.0272 | 1.0313 | 1.0354 | 1.0395 | 1.0429 | 1.0463 | 1.0496 | 1.053 | 1.0564 | 0 | 0 | 0 | 0 | 0 | 0 | 0 | 0 | 0 | 0 | 0 | 0 | 0 | 0 | 0 | 0 | 0 | 0 | 0 | 0 | 0 | 0 | 0 | 0 | 0 | 0 | 0 | 0 | 0 | 0 | 0 | 0 | 0 | 0 | 0 | 0 | 0 | 0 | 0 | 0 | 0 | 0 | 0 | 0 | 0 | 0 | 0 | 0 | 0 | 0 | 0.0013048 | 0.0013102 | 0.0013156 | 0.001307 | 0.0012984 | 0.0012943 | 0.0012901 | 0.001286 | 0.0012819 | 0.0012778 | 0.0012873 | 0.0012968 | 0.0013064 | 0.001316 | 0.0013258 | 0.0013311 | 0.0013365 | 0.0013418 | 0.0013471 | 0.0013525 | 0.0013569 | 0.0013612 | 0.0013656 | 0.00137 | 0.0013744 | 0 | 0 | 0 | 0 | 0 | 0 | 0 | 0 | 0 | 0 | 0 | 0 | 0 | 0 | 0 | 0 | 0 | 0 | 0 | 0 | 0 | 0 | 0 | 0 | 0
156 | 49 | 156,49 | 99714 | - | N | 0 | 2 | 0 | 2 | 0 | 0 | 0 | 0 | 0 | 0 | 0 | 0 | 834.495 | 834.495 | 1408.3846 | 0 | 0 | 1365.174 | 0 | 0 | 0.045825 | 1.9516 | 0.0025988 | 0 | 0 | 2 | 0 | 0 | 0 | 0 | 0.04299 | 1.8308 | 1.8738 | 0.002438 | 0 | 0 | 0 | 0 | 0 | 0 | 1.7579 | 1.8149 | 1.8738 | 1.9346 | 1.9974 | 0 | 0 | 0 | 0 | 0 | 0 | 0 | 0 | 0 | 0 | 2.0138 | 2.0304 | 2.047 | 2.0336 | 2.0202 | 2.0138 | 2.0073 | 2.0009 | 1.9945 | 1.9882 | 2.0029 | 2.0177 | 2.0326 | 2.0476 | 2.0628 | 2.0711 | 2.0794 | 2.0877 | 2.0961 | 2.1044 | 2.1112 | 2.118 | 2.1248 | 2.1316 | 2.1384 | 0 | 0 | 0 | 0 | 0 | 0 | 0 | 0 | 0 | 0 | 0 | 0 | 0 | 0 | 0 | 0 | 0 | 0 | 0 | 0 | 0 | 0 | 0 | 0 | 0 | 0 | 0 | 0 | 0 | 0 | 0 | 0 | 0 | 0 | 0 | 0 | 0 | 0 | 0 | 0 | 0 | 0 | 0 | 0 | 0 | 0 | 0 | 0 | 0 | 0 | 0.0026201 | 0.0026416 | 0.0026633 | 0.0026458 | 0.0026284 | 0.00262 | 0.0026117 | 0.0026033 | 0.002595 | 0.0025867 | 0.0026059 | 0.0026251 | 0.0026446 | 0.0026641 | 0.0026838 | 0.0026947 | 0.0027055 | 0.0027163 | 0.0027271 | 0.0027379 | 0.0027468 | 0.0027557 | 0.0027645 | 0.0027734 | 0.0027823 | 0 | 0 | 0 | 0 | 0 | 0 | 0 | 0 | 0 | 0 | 0 | 0 | 0 | 0 | 0 | 0 | 0 | 0 | 0 | 0 | 0 | 0 | 0 | 0 | 0
158 | 49 | 158,49 | 99714 | - | N | 0 | 2 | 0 | 2 | 0 | 2 | 2 | 0 | 0 | 0 | 2 | 0 | 1003 | 1003 | 0 | 0 | 0 | 1003 | 2006 | 0 | 0 | 2 | 0 | 0 | 0 | 2 | 0 | 0 | 0 | 0 | 0 | 1.8763 | 1.8763 | 0 | 0 | 0 | 0 | 0 | 0 | 0 | 1.7602 | 1.8173 | 1.8763 | 1.9371 | 2 | 0 | 0 | 0 | 0 | 0 | 0 | 0 | 0 | 0 | 0 | 2.0164 | 2.033 | 2.0497 | 2.0362 | 2.0228 | 2.0164 | 2.0099 | 2.0035 | 1.9971 | 1.9908 | 2.0055 | 2.0203 | 2.0353 | 2.0503 | 2.0655 | 2.0738 | 2.0821 | 2.0905 | 2.0988 | 2.1071 | 2.1139 | 2.1208 | 2.1276 | 2.1344 | 2.1412 | 0 | 0 | 0 | 0 | 0 | 0 | 0 | 0 | 0 | 0 | 0 | 0 | 0 | 0 | 0 | 0 | 0 | 0 | 0 | 0 | 0 | 0 | 0 | 0 | 0 | 0 | 0 | 0 | 0 | 0 | 0 | 0 | 0 | 0 | 0 | 0 | 0 | 0 | 0 | 0 | 0 | 0 | 0 | 0 | 0 | 0 | 0 | 0 | 0 | 0 | 0 | 0 | 0 | 0 | 0 | 0 | 0 | 0 | 0 | 0 | 0 | 0 | 0 | 0 | 0 | 0 | 0 | 0 | 0 | 0 | 0 | 0 | 0 | 0 | 0 | 0 | 0 | 0 | 0 | 0 | 0 | 0 | 0 | 0 | 0 | 0 | 0 | 0 | 0 | 0 | 0 | 0 | 0 | 0 | 0 | 0 | 0 | 0 | 0 | 0
148 | 50 | 148,50 | 99714 | - | N | 12 | 46 | 8 | 38 | 0 | 1 | 1 | 0 | 0 | 0 | 1 | 0 | 448 | 448 | 0 | 0 | 0 | 448 | 448 | 0 | 0 | 46 | 0 | 0 | 0 | 46 | 0 | 8 | 8 | 0 | 0 | 43.154 | 43.154 | 0 | 0 | 7.6511 | 7.6511 | 0 | 0 | 0 | 40.484 | 41.7977 | 43.154 | 44.5543 | 46 | 7.3174 | 7.4824 | 7.6511 | 7.8236 | 8 | 0 | 0 | 0 | 0 | 0 | 46.378 | 46.7591 | 47.1433 | 46.8334 | 46.5255 | 46.3769 | 46.2288 | 46.0812 | 45.934 | 45.7873 | 46.126 | 46.4672 | 46.8109 | 47.1572 | 47.506 | 47.6975 | 47.889 | 48.0805 | 48.272 | 48.4635 | 48.6204 | 48.7774 | 48.9343 | 49.0913 | 49.2483 | 8.0657 | 8.132 | 8.1988 | 8.1449 | 8.0914 | 8.0655 | 8.0398 | 8.0141 | 7.9885 | 7.963 | 8.0219 | 8.0813 | 8.141 | 8.2013 | 8.2619 | 8.2952 | 8.3285 | 8.3618 | 8.3951 | 8.4284 | 8.4557 | 8.483 | 8.5103 | 8.5376 | 8.5649 | 0 | 0 | 0 | 0 | 0 | 0 | 0 | 0 | 0 | 0 | 0 | 0 | 0 | 0 | 0 | 0 | 0 | 0 | 0 | 0 | 0 | 0 | 0 | 0 | 0 | 0 | 0 | 0 | 0 | 0 | 0 | 0 | 0 | 0 | 0 | 0 | 0 | 0 | 0 | 0 | 0 | 0 | 0 | 0 | 0 | 0 | 0 | 0 | 0 | 0 | 0 | 0 | 0 | 0 | 0 | 0 | 0 | 0 | 0 | 0 | 0 | 0 | 0 | 0 | 0 | 0 | 0 | 0 | 0 | 0 | 0 | 0 | 0 | 0 | 0
143 | 52 | 143,52 | 99714 | - | N | 1 | 1 | 1 | 0 | 0 | 5 | 5 | 0 | 0 | 0 | 5 | 0 | 1572.4 | 1572.4 | 0 | 0 | 0 | 1572.4 | 7862 | 0 | 0 | 1 | 0 | 0 | 0 | 1 | 0 | 1 | 1 | 0 | 0 | 0.93813 | 0.93813 | 0 | 0 | 0.95639 | 0.95639 | 0 | 0 | 0 | 0.88009 | 0.90865 | 0.93813 | 0.96857 | 1 | 0.91468 | 0.9353 | 0.95639 | 0.97795 | 1 | 0 | 0 | 0 | 0 | 0 | 1.0082 | 1.0165 | 1.0249 | 1.0181 | 1.0114 | 1.0082 | 1.005 | 1.0018 | 0.99857 | 0.99538 | 1.0027 | 1.0102 | 1.0176 | 1.0252 | 1.0327 | 1.0369 | 1.0411 | 1.0452 | 1.0494 | 1.0536 | 1.057 | 1.0604 | 1.0638 | 1.0672 | 1.0706 | 1.0082 | 1.0165 | 1.0249 | 1.0181 | 1.0114 | 1.0082 | 1.005 | 1.0018 | 0.99857 | 0.99538 | 1.0027 | 1.0102 | 1.0176 | 1.0252 | 1.0327 | 1.0369 | 1.0411 | 1.0452 | 1.0494 | 1.0536 | 1.057 | 1.0604 | 1.0638 | 1.0672 | 1.0706 | 0 | 0 | 0 | 0 | 0 | 0 | 0 | 0 | 0 | 0 | 0 | 0 | 0 | 0 | 0 | 0 | 0 | 0 | 0 | 0 | 0 | 0 | 0 | 0 | 0 | 0 | 0 | 0 | 0 | 0 | 0 | 0 | 0 | 0 | 0 | 0 | 0 | 0 | 0 | 0 | 0 | 0 | 0 | 0 | 0 | 0 | 0 | 0 | 0 | 0 | 0 | 0 | 0 | 0 | 0 | 0 | 0 | 0 | 0 | 0 | 0 | 0 | 0 | 0 | 0 | 0 | 0 | 0 | 0 | 0 | 0 | 0 | 0 | 0 | 0
138 | 54 | 138,54 | 99714 | - | N | 0 | 3 | 0 | 3 | 0 | 0 | 0 | 0 | 0 | 0 | 0 | 0 | 834.495 | 834.495 | 1408.3846 | 0 | 0 | 1365.174 | 0 | 0 | 0.068737 | 2.9274 | 0.0038981 | 0 | 0 | 3 | 0 | 0 | 0 | 0 | 0.064484 | 2.7462 | 2.8107 | 0.003657 | 0 | 0 | 0 | 0 | 0 | 0 | 2.6368 | 2.7224 | 2.8107 | 2.9019 | 2.9961 | 0 | 0 | 0 | 0 | 0 | 0 | 0 | 0 | 0 | 0 | 3.0086 | 3.0211 | 3.0336 | 3.0137 | 2.9938 | 2.9843 | 2.9748 | 2.9653 | 2.9558 | 2.9463 | 2.9681 | 2.9901 | 3.0122 | 3.0345 | 3.0569 | 3.0693 | 3.0816 | 3.0939 | 3.1062 | 3.1186 | 3.1287 | 3.1388 | 3.1489 | 3.159 | 3.1691 | 0 | 0 | 0 | 0 | 0 | 0 | 0 | 0 | 0 | 0 | 0 | 0 | 0 | 0 | 0 | 0 | 0 | 0 | 0 | 0 | 0 | 0 | 0 | 0 | 0 | 0 | 0 | 0 | 0 | 0 | 0 | 0 | 0 | 0 | 0 | 0 | 0 | 0 | 0 | 0 | 0 | 0 | 0 | 0 | 0 | 0 | 0 | 0 | 0 | 0 | 0.0039143 | 0.0039306 | 0.0039469 | 0.003921 | 0.0038952 | 0.0038828 | 0.0038704 | 0.003858 | 0.0038457 | 0.0038334 | 0.0038618 | 0.0038903 | 0.0039191 | 0.0039481 | 0.0039773 | 0.0039933 | 0.0040094 | 0.0040254 | 0.0040414 | 0.0040574 | 0.0040706 | 0.0040837 | 0.0040969 | 0.00411 | 0.0041232 | 0 | 0 | 0 | 0 | 0 | 0 | 0 | 0 | 0 | 0 | 0 | 0 | 0 | 0 | 0 | 0 | 0 | 0 | 0 | 0 | 0 | 0 | 0 | 0 | 0
139 | 56 | 139,56 | 99714 | - | N | 7 | 2 | 1 | 1 | 0 | 2 | 2 | 0 | 0 | 0 | 2 | 0 | 964 | 964 | 0 | 0 | 0 | 964 | 1928 | 0 | 0 | 2 | 0 | 0 | 0 | 2 | 0 | 1 | 1 | 0 | 0 | 1.8763 | 1.8763 | 0 | 0 | 0.95639 | 0.95639 | 0 | 0 | 0 | 1.7602 | 1.8173 | 1.8763 | 1.9371 | 2 | 0.91468 | 0.9353 | 0.95639 | 0.97795 | 1 | 0 | 0 | 0 | 0 | 0 | 2.0164 | 2.033 | 2.0497 | 2.0362 | 2.0228 | 2.0164 | 2.0099 | 2.0035 | 1.9971 | 1.9908 | 2.0055 | 2.0203 | 2.0353 | 2.0503 | 2.0655 | 2.0738 | 2.0821 | 2.0905 | 2.0988 | 2.1071 | 2.1139 | 2.1208 | 2.1276 | 2.1344 | 2.1412 | 1.0082 | 1.0165 | 1.0249 | 1.0181 | 1.0114 | 1.0082 | 1.005 | 1.0018 | 0.99857 | 0.99538 | 1.0027 | 1.0102 | 1.0176 | 1.0252 | 1.0327 | 1.0369 | 1.0411 | 1.0452 | 1.0494 | 1.0536 | 1.057 | 1.0604 | 1.0638 | 1.0672 | 1.0706 | 0 | 0 | 0 | 0 | 0 | 0 | 0 | 0 | 0 | 0 | 0 | 0 | 0 | 0 | 0 | 0 | 0 | 0 | 0 | 0 | 0 | 0 | 0 | 0 | 0 | 0 | 0 | 0 | 0 | 0 | 0 | 0 | 0 | 0 | 0 | 0 | 0 | 0 | 0 | 0 | 0 | 0 | 0 | 0 | 0 | 0 | 0 | 0 | 0 | 0 | 0 | 0 | 0 | 0 | 0 | 0 | 0 | 0 | 0 | 0 | 0 | 0 | 0 | 0 | 0 | 0 | 0 | 0 | 0 | 0 | 0 | 0 | 0 | 0 | 0
137 | 57 | 137,57 | 99714 | - | N | 0 | 2 | 0 | 2 | 0 | 0 | 0 | 0 | 0 | 0 | 0 | 0 | 834.495 | 834.495 | 1408.3846 | 0 | 0 | 1365.174 | 0 | 0 | 0.045825 | 1.9516 | 0.0025988 | 0 | 0 | 2 | 0 | 0 | 0 | 0 | 0.04299 | 1.8308 | 1.8738 | 0.002438 | 0 | 0 | 0 | 0 | 0 | 0 | 1.7579 | 1.8149 | 1.8738 | 1.9346 | 1.9974 | 0 | 0 | 0 | 0 | 0 | 0 | 0 | 0 | 0 | 0 | 2.0138 | 2.0304 | 2.047 | 2.0336 | 2.0202 | 2.0138 | 2.0073 | 2.0009 | 1.9945 | 1.9882 | 2.0029 | 2.0177 | 2.0326 | 2.0476 | 2.0628 | 2.0711 | 2.0794 | 2.0877 | 2.0961 | 2.1044 | 2.1112 | 2.118 | 2.1248 | 2.1316 | 2.1384 | 0 | 0 | 0 | 0 | 0 | 0 | 0 | 0 | 0 | 0 | 0 | 0 | 0 | 0 | 0 | 0 | 0 | 0 | 0 | 0 | 0 | 0 | 0 | 0 | 0 | 0 | 0 | 0 | 0 | 0 | 0 | 0 | 0 | 0 | 0 | 0 | 0 | 0 | 0 | 0 | 0 | 0 | 0 | 0 | 0 | 0 | 0 | 0 | 0 | 0 | 0.0026201 | 0.0026416 | 0.0026633 | 0.0026458 | 0.0026284 | 0.00262 | 0.0026117 | 0.0026033 | 0.002595 | 0.0025867 | 0.0026059 | 0.0026251 | 0.0026446 | 0.0026641 | 0.0026838 | 0.0026947 | 0.0027055 | 0.0027163 | 0.0027271 | 0.0027379 | 0.0027468 | 0.0027557 | 0.0027645 | 0.0027734 | 0.0027823 | 0 | 0 | 0 | 0 | 0 | 0 | 0 | 0 | 0 | 0 | 0 | 0 | 0 | 0 | 0 | 0 | 0 | 0 | 0 | 0 | 0 | 0 | 0 | 0 | 0
151 | 57 | 151,57 | 99714 | - | N | 148 | 459 | 63 | 396 | 0 | 0 | 0 | 0 | 0 | 0 | 0 | 0 | 834.495 | 834.495 | 1408.3846 | 0 | 0 | 1365.174 | 0 | 0 | 10.5168 | 447.8868 | 0.59641 | 0 | 0 | 459 | 1.4435 | 61.4747 | 62.9181 | 0.081861 | 9.8661 | 420.1761 | 430.0422 | 0.55951 | 1.3805 | 58.7937 | 60.1742 | 0.078291 | 0 | 0 | 403.4355 | 416.5264 | 430.0422 | 443.9965 | 458.4036 | 57.55 | 58.8475 | 60.1742 | 61.5309 | 62.9181 | 0 | 0 | 0 | 0 | 0 | 462.1704 | 465.9681 | 469.7971 | 466.7084 | 463.64 | 462.1594 | 460.6836 | 459.2125 | 457.7461 | 456.2844 | 459.6595 | 463.0596 | 466.4848 | 469.9354 | 473.4115 | 475.3197 | 477.2279 | 479.1362 | 481.0444 | 482.9526 | 484.5168 | 486.081 | 487.6452 | 489.2094 | 490.7736 | 63.4352 | 63.9564 | 64.482 | 64.058 | 63.6369 | 63.4336 | 63.2311 | 63.0292 | 62.8279 | 62.6273 | 63.0905 | 63.5572 | 64.0273 | 64.5009 | 64.978 | 65.24 | 65.5019 | 65.7638 | 66.0257 | 66.2876 | 66.5023 | 66.717 | 66.9317 | 67.1464 | 67.3611 | 0 | 0 | 0 | 0 | 0 | 0 | 0 | 0 | 0 | 0 | 0 | 0 | 0 | 0 | 0 | 0 | 0 | 0 | 0 | 0 | 0 | 0 | 0 | 0 | 0 | 0.60131 | 0.60626 | 0.61124 | 0.60722 | 0.60323 | 0.6013 | 0.59938 | 0.59747 | 0.59556 | 0.59366 | 0.59805 | 0.60247 | 0.60693 | 0.61142 | 0.61594 | 0.61842 | 0.62091 | 0.62339 | 0.62587 | 0.62835 | 0.63039 | 0.63242 | 0.63446 | 0.63649 | 0.63853 | 0 | 0 | 0 | 0 | 0 | 0 | 0 | 0 | 0 | 0 | 0 | 0 | 0 | 0 | 0 | 0 | 0 | 0 | 0 | 0 | 0 | 0 | 0 | 0 | 0
139 | 58 | 139,58 | 99714 | - | N | 6 | 21 | 5 | 16 | 0 | 2 | 2 | 0 | 0 | 0 | 2 | 0 | 715 | 715 | 0 | 0 | 0 | 715 | 1430 | 0 | 0 | 21 | 0 | 0 | 0 | 21 | 0 | 5 | 5 | 0 | 0 | 19.7007 | 19.7007 | 0 | 0 | 4.7819 | 4.7819 | 0 | 0 | 0 | 18.4818 | 19.0816 | 19.7007 | 20.34 | 21 | 4.5734 | 4.6765 | 4.7819 | 4.8898 | 5 | 0 | 0 | 0 | 0 | 0 | 21.1726 | 21.3465 | 21.522 | 21.3805 | 21.2399 | 21.1721 | 21.1045 | 21.0371 | 20.9699 | 20.9029 | 21.0575 | 21.2133 | 21.3702 | 21.5283 | 21.6875 | 21.7749 | 21.8624 | 21.9498 | 22.0372 | 22.1246 | 22.1963 | 22.2679 | 22.3396 | 22.4113 | 22.4829 | 5.0411 | 5.0825 | 5.1243 | 5.0906 | 5.0571 | 5.041 | 5.0249 | 5.0088 | 4.9928 | 4.9769 | 5.0137 | 5.0508 | 5.0881 | 5.1258 | 5.1637 | 5.1845 | 5.2053 | 5.2261 | 5.247 | 5.2678 | 5.2848 | 5.3019 | 5.319 | 5.336 | 5.3531 | 0 | 0 | 0 | 0 | 0 | 0 | 0 | 0 | 0 | 0 | 0 | 0 | 0 | 0 | 0 | 0 | 0 | 0 | 0 | 0 | 0 | 0 | 0 | 0 | 0 | 0 | 0 | 0 | 0 | 0 | 0 | 0 | 0 | 0 | 0 | 0 | 0 | 0 | 0 | 0 | 0 | 0 | 0 | 0 | 0 | 0 | 0 | 0 | 0 | 0 | 0 | 0 | 0 | 0 | 0 | 0 | 0 | 0 | 0 | 0 | 0 | 0 | 0 | 0 | 0 | 0 | 0 | 0 | 0 | 0 | 0 | 0 | 0 | 0 | 0
141 | 58 | 141,58 | 99714 | - | N | 0 | 7 | 0 | 7 | 0 | 0 | 0 | 0 | 0 | 0 | 0 | 0 | 834.495 | 834.495 | 1408.3846 | 0 | 0 | 1365.174 | 0 | 0 | 0.16039 | 6.8305 | 0.0090956 | 0 | 0 | 7 | 0 | 0 | 0 | 0 | 0.15046 | 6.4079 | 6.5584 | 0.0085329 | 0 | 0 | 0 | 0 | 0 | 0 | 6.1526 | 6.3523 | 6.5584 | 6.7712 | 6.9909 | 0 | 0 | 0 | 0 | 0 | 0 | 0 | 0 | 0 | 0 | 7.0484 | 7.1063 | 7.1647 | 7.1176 | 7.0708 | 7.0482 | 7.0257 | 7.0032 | 6.9809 | 6.9586 | 7.0101 | 7.0619 | 7.1141 | 7.1668 | 7.2198 | 7.2489 | 7.278 | 7.3071 | 7.3362 | 7.3653 | 7.3891 | 7.413 | 7.4369 | 7.4607 | 7.4846 | 0 | 0 | 0 | 0 | 0 | 0 | 0 | 0 | 0 | 0 | 0 | 0 | 0 | 0 | 0 | 0 | 0 | 0 | 0 | 0 | 0 | 0 | 0 | 0 | 0 | 0 | 0 | 0 | 0 | 0 | 0 | 0 | 0 | 0 | 0 | 0 | 0 | 0 | 0 | 0 | 0 | 0 | 0 | 0 | 0 | 0 | 0 | 0 | 0 | 0 | 0.0091704 | 0.0092457 | 0.0093217 | 0.0092604 | 0.0091995 | 0.0091702 | 0.0091409 | 0.0091117 | 0.0090826 | 0.0090536 | 0.0091206 | 0.009188 | 0.009256 | 0.0093244 | 0.0093934 | 0.0094313 | 0.0094691 | 0.009507 | 0.0095449 | 0.0095827 | 0.0096138 | 0.0096448 | 0.0096758 | 0.0097069 | 0.0097379 | 0 | 0 | 0 | 0 | 0 | 0 | 0 | 0 | 0 | 0 | 0 | 0 | 0 | 0 | 0 | 0 | 0 | 0 | 0 | 0 | 0 | 0 | 0 | 0 | 0
137 | 59 | 137,59 | 99714 | - | N | 119 | 78 | 47 | 31 | 0 | 8 | 8 | 2 | 0 | 0 | 10 | 0 | 1873.5 | 1873.5 | 825 | 0 | 0 | 1663.8 | 14988 | 1650 | 0 | 78 | 0 | 2 | 0 | 80 | 0 | 47 | 47 | 0 | 0 | 73.1741 | 73.1741 | 0 | 0 | 44.9503 | 44.9503 | 0 | 1.9328 | 0 | 68.6469 | 70.8744 | 73.1741 | 75.5485 | 78 | 42.99 | 43.9592 | 44.9503 | 45.9637 | 47 | 1.8678 | 1.9 | 1.9328 | 1.9661 | 2 | 78.6409 | 79.2872 | 79.9387 | 79.4131 | 78.891 | 78.6391 | 78.388 | 78.1376 | 77.8881 | 77.6394 | 78.2137 | 78.7922 | 79.3751 | 79.9622 | 80.5537 | 80.8784 | 81.2031 | 81.5278 | 81.8525 | 82.1772 | 82.4433 | 82.7095 | 82.9756 | 83.2418 | 83.5079 | 47.3862 | 47.7756 | 48.1682 | 47.8515 | 47.5369 | 47.3851 | 47.2338 | 47.0829 | 46.9326 | 46.7827 | 47.1288 | 47.4774 | 47.8286 | 48.1824 | 48.5388 | 48.7344 | 48.9301 | 49.1257 | 49.3214 | 49.517 | 49.6774 | 49.8378 | 49.9981 | 50.1585 | 50.3189 | 2.0164 | 2.033 | 2.0497 | 2.0362 | 2.0228 | 2.0164 | 2.0099 | 2.0035 | 1.9971 | 1.9908 | 2.0055 | 2.0203 | 2.0353 | 2.0503 | 2.0655 | 2.0738 | 2.0821 | 2.0905 | 2.0988 | 2.1071 | 2.1139 | 2.1208 | 2.1276 | 2.1344 | 2.1412 | 0 | 0 | 0 | 0 | 0 | 0 | 0 | 0 | 0 | 0 | 0 | 0 | 0 | 0 | 0 | 0 | 0 | 0 | 0 | 0 | 0 | 0 | 0 | 0 | 0 | 0 | 0 | 0 | 0 | 0 | 0 | 0 | 0 | 0 | 0 | 0 | 0 | 0 | 0 | 0 | 0 | 0 | 0 | 0 | 0 | 0 | 0 | 0 | 0 | 0
139 | 59 | 139,59 | 99714 | - | N | 1 | 5 | 1 | 4 | 0 | 64 | 64 | 0 | 0 | 0 | 64 | 0 | 1384.6562 | 1384.6562 | 0 | 0 | 0 | 1384.6562 | 88618 | 0 | 0 | 5 | 0 | 0 | 0 | 5 | 0 | 1 | 1 | 0 | 0 | 4.6907 | 4.6907 | 0 | 0 | 0.95639 | 0.95639 | 0 | 0 | 0 | 4.4004 | 4.5432 | 4.6907 | 4.8429 | 5 | 0.91468 | 0.9353 | 0.95639 | 0.97795 | 1 | 0 | 0 | 0 | 0 | 0 | 5.0411 | 5.0825 | 5.1243 | 5.0906 | 5.0571 | 5.041 | 5.0249 | 5.0088 | 4.9928 | 4.9769 | 5.0137 | 5.0508 | 5.0881 | 5.1258 | 5.1637 | 5.1845 | 5.2053 | 5.2261 | 5.247 | 5.2678 | 5.2848 | 5.3019 | 5.319 | 5.336 | 5.3531 | 1.0082 | 1.0165 | 1.0249 | 1.0181 | 1.0114 | 1.0082 | 1.005 | 1.0018 | 0.99857 | 0.99538 | 1.0027 | 1.0102 | 1.0176 | 1.0252 | 1.0327 | 1.0369 | 1.0411 | 1.0452 | 1.0494 | 1.0536 | 1.057 | 1.0604 | 1.0638 | 1.0672 | 1.0706 | 0 | 0 | 0 | 0 | 0 | 0 | 0 | 0 | 0 | 0 | 0 | 0 | 0 | 0 | 0 | 0 | 0 | 0 | 0 | 0 | 0 | 0 | 0 | 0 | 0 | 0 | 0 | 0 | 0 | 0 | 0 | 0 | 0 | 0 | 0 | 0 | 0 | 0 | 0 | 0 | 0 | 0 | 0 | 0 | 0 | 0 | 0 | 0 | 0 | 0 | 0 | 0 | 0 | 0 | 0 | 0 | 0 | 0 | 0 | 0 | 0 | 0 | 0 | 0 | 0 | 0 | 0 | 0 | 0 | 0 | 0 | 0 | 0 | 0 | 0
141 | 59 | 141,59 | 99714 | - | N | 0 | 20 | 0 | 20 | 0 | 40 | 40 | 0 | 0 | 0 | 40 | 0 | 1013.675 | 1013.675 | 0 | 0 | 0 | 1013.675 | 40547 | 0 | 0 | 20 | 0 | 0 | 0 | 20 | 0 | 0 | 0 | 0 | 0 | 18.7626 | 18.7626 | 0 | 0 | 0 | 0 | 0 | 0 | 0 | 17.6018 | 18.1729 | 18.7626 | 19.3714 | 20 | 0 | 0 | 0 | 0 | 0 | 0 | 0 | 0 | 0 | 0 | 20.1643 | 20.33 | 20.4971 | 20.3623 | 20.2285 | 20.1639 | 20.0995 | 20.0353 | 19.9713 | 19.9075 | 20.0548 | 20.2031 | 20.3526 | 20.5031 | 20.6548 | 20.738 | 20.8213 | 20.9046 | 20.9878 | 21.0711 | 21.1393 | 21.2076 | 21.2758 | 21.344 | 21.4123 | 0 | 0 | 0 | 0 | 0 | 0 | 0 | 0 | 0 | 0 | 0 | 0 | 0 | 0 | 0 | 0 | 0 | 0 | 0 | 0 | 0 | 0 | 0 | 0 | 0 | 0 | 0 | 0 | 0 | 0 | 0 | 0 | 0 | 0 | 0 | 0 | 0 | 0 | 0 | 0 | 0 | 0 | 0 | 0 | 0 | 0 | 0 | 0 | 0 | 0 | 0 | 0 | 0 | 0 | 0 | 0 | 0 | 0 | 0 | 0 | 0 | 0 | 0 | 0 | 0 | 0 | 0 | 0 | 0 | 0 | 0 | 0 | 0 | 0 | 0 | 0 | 0 | 0 | 0 | 0 | 0 | 0 | 0 | 0 | 0 | 0 | 0 | 0 | 0 | 0 | 0 | 0 | 0 | 0 | 0 | 0 | 0 | 0 | 0 | 0
142 | 59 | 142,59 | 99714 | - | N | 0 | 8 | 0 | 8 | 0 | 27 | 27 | 0 | 0 | 0 | 27 | 0 | 745.5185 | 745.5185 | 0 | 0 | 0 | 745.5185 | 20129 | 0 | 0 | 8 | 0 | 0 | 0 | 8 | 0 | 0 | 0 | 0 | 0 | 7.505 | 7.505 | 0 | 0 | 0 | 0 | 0 | 0 | 0 | 7.0407 | 7.2692 | 7.505 | 7.7486 | 8 | 0 | 0 | 0 | 0 | 0 | 0 | 0 | 0 | 0 | 0 | 8.0657 | 8.132 | 8.1988 | 8.1449 | 8.0914 | 8.0655 | 8.0398 | 8.0141 | 7.9885 | 7.963 | 8.0219 | 8.0813 | 8.141 | 8.2013 | 8.2619 | 8.2952 | 8.3285 | 8.3618 | 8.3951 | 8.4284 | 8.4557 | 8.483 | 8.5103 | 8.5376 | 8.5649 | 0 | 0 | 0 | 0 | 0 | 0 | 0 | 0 | 0 | 0 | 0 | 0 | 0 | 0 | 0 | 0 | 0 | 0 | 0 | 0 | 0 | 0 | 0 | 0 | 0 | 0 | 0 | 0 | 0 | 0 | 0 | 0 | 0 | 0 | 0 | 0 | 0 | 0 | 0 | 0 | 0 | 0 | 0 | 0 | 0 | 0 | 0 | 0 | 0 | 0 | 0 | 0 | 0 | 0 | 0 | 0 | 0 | 0 | 0 | 0 | 0 | 0 | 0 | 0 | 0 | 0 | 0 | 0 | 0 | 0 | 0 | 0 | 0 | 0 | 0 | 0 | 0 | 0 | 0 | 0 | 0 | 0 | 0 | 0 | 0 | 0 | 0 | 0 | 0 | 0 | 0 | 0 | 0 | 0 | 0 | 0 | 0 | 0 | 0 | 0
136 | 61 | 136,61 | 99714 | - | N | 2 | 2 | 1 | 1 | 0 | 0 | 0 | 0 | 0 | 0 | 0 | 0 | 834.495 | 834.495 | 1408.3846 | 0 | 0 | 1365.174 | 0 | 0 | 0.045825 | 1.9516 | 0.0025988 | 0 | 0 | 2 | 0.022912 | 0.97579 | 0.9987 | 0.0012994 | 0.04299 | 1.8308 | 1.8738 | 0.002438 | 0.021913 | 0.93323 | 0.95515 | 0.0012427 | 0 | 0 | 1.7579 | 1.8149 | 1.8738 | 1.9346 | 1.9974 | 0.91349 | 0.93409 | 0.95515 | 0.97668 | 0.9987 | 0 | 0 | 0 | 0 | 0 | 2.0138 | 2.0304 | 2.047 | 2.0336 | 2.0202 | 2.0138 | 2.0073 | 2.0009 | 1.9945 | 1.9882 | 2.0029 | 2.0177 | 2.0326 | 2.0476 | 2.0628 | 2.0711 | 2.0794 | 2.0877 | 2.0961 | 2.1044 | 2.1112 | 2.118 | 2.1248 | 2.1316 | 2.1384 | 1.0069 | 1.0152 | 1.0235 | 1.0168 | 1.0101 | 1.0069 | 1.0037 | 1.0005 | 0.99727 | 0.99408 | 1.0014 | 1.0088 | 1.0163 | 1.0238 | 1.0314 | 1.0356 | 1.0397 | 1.0439 | 1.048 | 1.0522 | 1.0556 | 1.059 | 1.0624 | 1.0658 | 1.0692 | 0 | 0 | 0 | 0 | 0 | 0 | 0 | 0 | 0 | 0 | 0 | 0 | 0 | 0 | 0 | 0 | 0 | 0 | 0 | 0 | 0 | 0 | 0 | 0 | 0 | 0.0026201 | 0.0026416 | 0.0026633 | 0.0026458 | 0.0026284 | 0.00262 | 0.0026117 | 0.0026033 | 0.002595 | 0.0025867 | 0.0026059 | 0.0026251 | 0.0026446 | 0.0026641 | 0.0026838 | 0.0026947 | 0.0027055 | 0.0027163 | 0.0027271 | 0.0027379 | 0.0027468 | 0.0027557 | 0.0027645 | 0.0027734 | 0.0027823 | 0 | 0 | 0 | 0 | 0 | 0 | 0 | 0 | 0 | 0 | 0 | 0 | 0 | 0 | 0 | 0 | 0 | 0 | 0 | 0 | 0 | 0 | 0 | 0 | 0
135 | 62 | 135,62 | 99714 | - | N | 0 | 2 | 0 | 2 | 0 | 0 | 0 | 0 | 0 | 0 | 0 | 0 | 834.495 | 834.495 | 1408.3846 | 0 | 0 | 1365.174 | 0 | 0 | 0.045825 | 1.9516 | 0.0025988 | 0 | 0 | 2 | 0 | 0 | 0 | 0 | 0.04299 | 1.8308 | 1.8738 | 0.002438 | 0 | 0 | 0 | 0 | 0 | 0 | 1.7579 | 1.8149 | 1.8738 | 1.9346 | 1.9974 | 0 | 0 | 0 | 0 | 0 | 0 | 0 | 0 | 0 | 0 | 2.0138 | 2.0304 | 2.047 | 2.0336 | 2.0202 | 2.0138 | 2.0073 | 2.0009 | 1.9945 | 1.9882 | 2.0029 | 2.0177 | 2.0326 | 2.0476 | 2.0628 | 2.0711 | 2.0794 | 2.0877 | 2.0961 | 2.1044 | 2.1112 | 2.118 | 2.1248 | 2.1316 | 2.1384 | 0 | 0 | 0 | 0 | 0 | 0 | 0 | 0 | 0 | 0 | 0 | 0 | 0 | 0 | 0 | 0 | 0 | 0 | 0 | 0 | 0 | 0 | 0 | 0 | 0 | 0 | 0 | 0 | 0 | 0 | 0 | 0 | 0 | 0 | 0 | 0 | 0 | 0 | 0 | 0 | 0 | 0 | 0 | 0 | 0 | 0 | 0 | 0 | 0 | 0 | 0.0026201 | 0.0026416 | 0.0026633 | 0.0026458 | 0.0026284 | 0.00262 | 0.0026117 | 0.0026033 | 0.002595 | 0.0025867 | 0.0026059 | 0.0026251 | 0.0026446 | 0.0026641 | 0.0026838 | 0.0026947 | 0.0027055 | 0.0027163 | 0.0027271 | 0.0027379 | 0.0027468 | 0.0027557 | 0.0027645 | 0.0027734 | 0.0027823 | 0 | 0 | 0 | 0 | 0 | 0 | 0 | 0 | 0 | 0 | 0 | 0 | 0 | 0 | 0 | 0 | 0 | 0 | 0 | 0 | 0 | 0 | 0 | 0 | 0
137 | 62 | 137,62 | 99714 | - | N | 41 | 32 | 20 | 12 | 0 | 7 | 7 | 0 | 0 | 0 | 7 | 0 | 1724.1429 | 1724.1429 | 0 | 0 | 0 | 1724.1429 | 12069 | 0 | 0 | 32 | 0 | 0 | 0 | 32 | 0 | 20 | 20 | 0 | 0 | 30.0202 | 30.0202 | 0 | 0 | 19.1278 | 19.1278 | 0 | 0 | 0 | 28.1628 | 29.0767 | 30.0202 | 30.9943 | 32 | 18.2936 | 18.706 | 19.1278 | 19.559 | 20 | 0 | 0 | 0 | 0 | 0 | 32.263 | 32.5281 | 32.7954 | 32.5797 | 32.3655 | 32.2622 | 32.1592 | 32.0565 | 31.9541 | 31.8521 | 32.0877 | 32.325 | 32.5641 | 32.805 | 33.0477 | 33.1809 | 33.3141 | 33.4473 | 33.5805 | 33.7137 | 33.8229 | 33.9321 | 34.0413 | 34.1505 | 34.2597 | 20.1643 | 20.33 | 20.4971 | 20.3623 | 20.2285 | 20.1639 | 20.0995 | 20.0353 | 19.9713 | 19.9075 | 20.0548 | 20.2031 | 20.3526 | 20.5031 | 20.6548 | 20.738 | 20.8213 | 20.9046 | 20.9878 | 21.0711 | 21.1393 | 21.2076 | 21.2758 | 21.344 | 21.4123 | 0 | 0 | 0 | 0 | 0 | 0 | 0 | 0 | 0 | 0 | 0 | 0 | 0 | 0 | 0 | 0 | 0 | 0 | 0 | 0 | 0 | 0 | 0 | 0 | 0 | 0 | 0 | 0 | 0 | 0 | 0 | 0 | 0 | 0 | 0 | 0 | 0 | 0 | 0 | 0 | 0 | 0 | 0 | 0 | 0 | 0 | 0 | 0 | 0 | 0 | 0 | 0 | 0 | 0 | 0 | 0 | 0 | 0 | 0 | 0 | 0 | 0 | 0 | 0 | 0 | 0 | 0 | 0 | 0 | 0 | 0 | 0 | 0 | 0 | 0
138 | 62 | 138,62 | 99714 | - | N | 30 | 12 | 12 | 0 | 0 | 21 | 21 | 1 | 0 | 0 | 22 | 0 | 1653.0476 | 1653.0476 | 7420 | 0 | 0 | 1915.1818 | 34714 | 7420 | 0 | 12 | 0 | 1 | 0 | 13 | 0 | 12 | 12 | 0 | 0 | 11.2576 | 11.2576 | 0 | 0 | 11.4767 | 11.4767 | 0 | 0.96638 | 0 | 10.5611 | 10.9037 | 11.2576 | 11.6229 | 12 | 10.9762 | 11.2236 | 11.4767 | 11.7354 | 12 | 0.9339 | 0.95 | 0.96638 | 0.98305 | 1 | 12.1363 | 12.2742 | 12.4136 | 12.332 | 12.2509 | 12.2118 | 12.1728 | 12.134 | 12.0952 | 12.0566 | 12.1458 | 12.2356 | 12.3261 | 12.4173 | 12.5091 | 12.5596 | 12.61 | 12.6604 | 12.7108 | 12.7612 | 12.8026 | 12.8439 | 12.8852 | 12.9266 | 12.9679 | 12.1363 | 12.2742 | 12.4136 | 12.332 | 12.2509 | 12.2118 | 12.1728 | 12.134 | 12.0952 | 12.0566 | 12.1458 | 12.2356 | 12.3261 | 12.4173 | 12.5091 | 12.5596 | 12.61 | 12.6604 | 12.7108 | 12.7612 | 12.8026 | 12.8439 | 12.8852 | 12.9266 | 12.9679 | 1.0114 | 1.0228 | 1.0345 | 1.0277 | 1.0209 | 1.0177 | 1.0144 | 1.0112 | 1.0079 | 1.0047 | 1.0121 | 1.0196 | 1.0272 | 1.0348 | 1.0424 | 1.0466 | 1.0508 | 1.055 | 1.0592 | 1.0634 | 1.0669 | 1.0703 | 1.0738 | 1.0772 | 1.0807 | 0 | 0 | 0 | 0 | 0 | 0 | 0 | 0 | 0 | 0 | 0 | 0 | 0 | 0 | 0 | 0 | 0 | 0 | 0 | 0 | 0 | 0 | 0 | 0 | 0 | 0 | 0 | 0 | 0 | 0 | 0 | 0 | 0 | 0 | 0 | 0 | 0 | 0 | 0 | 0 | 0 | 0 | 0 | 0 | 0 | 0 | 0 | 0 | 0 | 0
137 | 63 | 137,63 | 99714 | - | N | 3 | 10 | 1 | 9 | 0 | 24 | 24 | 0 | 0 | 0 | 24 | 0 | 1057.625 | 1057.625 | 0 | 0 | 0 | 1057.625 | 25383 | 0 | 0 | 10 | 0 | 0 | 0 | 10 | 0 | 1 | 1 | 0 | 0 | 9.3813 | 9.3813 | 0 | 0 | 0.95639 | 0.95639 | 0 | 0 | 0 | 8.8009 | 9.0865 | 9.3813 | 9.6857 | 10 | 0.91468 | 0.9353 | 0.95639 | 0.97795 | 1 | 0 | 0 | 0 | 0 | 0 | 10.1136 | 10.2285 | 10.3447 | 10.2767 | 10.2091 | 10.1765 | 10.144 | 10.1116 | 10.0793 | 10.0472 | 10.1215 | 10.1963 | 10.2718 | 10.3477 | 10.4243 | 10.4663 | 10.5083 | 10.5503 | 10.5924 | 10.6344 | 10.6688 | 10.7033 | 10.7377 | 10.7721 | 10.8066 | 1.0114 | 1.0228 | 1.0345 | 1.0277 | 1.0209 | 1.0177 | 1.0144 | 1.0112 | 1.0079 | 1.0047 | 1.0121 | 1.0196 | 1.0272 | 1.0348 | 1.0424 | 1.0466 | 1.0508 | 1.055 | 1.0592 | 1.0634 | 1.0669 | 1.0703 | 1.0738 | 1.0772 | 1.0807 | 0 | 0 | 0 | 0 | 0 | 0 | 0 | 0 | 0 | 0 | 0 | 0 | 0 | 0 | 0 | 0 | 0 | 0 | 0 | 0 | 0 | 0 | 0 | 0 | 0 | 0 | 0 | 0 | 0 | 0 | 0 | 0 | 0 | 0 | 0 | 0 | 0 | 0 | 0 | 0 | 0 | 0 | 0 | 0 | 0 | 0 | 0 | 0 | 0 | 0 | 0 | 0 | 0 | 0 | 0 | 0 | 0 | 0 | 0 | 0 | 0 | 0 | 0 | 0 | 0 | 0 | 0 | 0 | 0 | 0 | 0 | 0 | 0 | 0 | 0
138 | 63 | 138,63 | 99714 | - | N | 7 | 7 | 6 | 1 | 0 | 11 | 11 | 2 | 0 | 0 | 13 | 0 | 1943.2727 | 1943.2727 | 4367 | 0 | 0 | 2316.1538 | 21376 | 8734 | 0 | 7 | 0 | 2 | 0 | 9 | 0 | 6 | 6 | 0 | 0 | 6.5669 | 6.5669 | 0 | 0 | 5.7383 | 5.7383 | 0 | 1.9328 | 0 | 6.1606 | 6.3605 | 6.5669 | 6.78 | 7 | 5.4881 | 5.6118 | 5.7383 | 5.8677 | 6 | 1.8678 | 1.9 | 1.9328 | 1.9661 | 2 | 7.0795 | 7.1599 | 7.2413 | 7.1937 | 7.1464 | 7.1236 | 7.1008 | 7.0781 | 7.0555 | 7.033 | 7.085 | 7.1374 | 7.1902 | 7.2434 | 7.297 | 7.3264 | 7.3558 | 7.3852 | 7.4146 | 7.4441 | 7.4682 | 7.4923 | 7.5164 | 7.5405 | 7.5646 | 6.0682 | 6.1371 | 6.2068 | 6.166 | 6.1255 | 6.1059 | 6.0864 | 6.067 | 6.0476 | 6.0283 | 6.0729 | 6.1178 | 6.1631 | 6.2086 | 6.2546 | 6.2798 | 6.305 | 6.3302 | 6.3554 | 6.3806 | 6.4013 | 6.422 | 6.4426 | 6.4633 | 6.484 | 2.0227 | 2.0457 | 2.0689 | 2.0553 | 2.0418 | 2.0353 | 2.0288 | 2.0223 | 2.0159 | 2.0094 | 2.0243 | 2.0393 | 2.0544 | 2.0695 | 2.0849 | 2.0933 | 2.1017 | 2.1101 | 2.1185 | 2.1269 | 2.1338 | 2.1407 | 2.1475 | 2.1544 | 2.1613 | 0 | 0 | 0 | 0 | 0 | 0 | 0 | 0 | 0 | 0 | 0 | 0 | 0 | 0 | 0 | 0 | 0 | 0 | 0 | 0 | 0 | 0 | 0 | 0 | 0 | 0 | 0 | 0 | 0 | 0 | 0 | 0 | 0 | 0 | 0 | 0 | 0 | 0 | 0 | 0 | 0 | 0 | 0 | 0 | 0 | 0 | 0 | 0 | 0 | 0
136 | 64 | 136,64 | 99714 | - | N | 2 | 1 | 1 | 0 | 0 | 3 | 3 | 0 | 0 | 0 | 3 | 0 | 2031.3333 | 2031.3333 | 0 | 0 | 0 | 2031.3333 | 6094 | 0 | 0 | 1 | 0 | 0 | 0 | 1 | 0 | 1 | 1 | 0 | 0 | 0.93813 | 0.93813 | 0 | 0 | 0.95639 | 0.95639 | 0 | 0 | 0 | 0.88009 | 0.90865 | 0.93813 | 0.96857 | 1 | 0.91468 | 0.9353 | 0.95639 | 0.97795 | 1 | 0 | 0 | 0 | 0 | 0 | 1.0114 | 1.0228 | 1.0345 | 1.0277 | 1.0209 | 1.0177 | 1.0144 | 1.0112 | 1.0079 | 1.0047 | 1.0121 | 1.0196 | 1.0272 | 1.0348 | 1.0424 | 1.0466 | 1.0508 | 1.055 | 1.0592 | 1.0634 | 1.0669 | 1.0703 | 1.0738 | 1.0772 | 1.0807 | 1.0114 | 1.0228 | 1.0345 | 1.0277 | 1.0209 | 1.0177 | 1.0144 | 1.0112 | 1.0079 | 1.0047 | 1.0121 | 1.0196 | 1.0272 | 1.0348 | 1.0424 | 1.0466 | 1.0508 | 1.055 | 1.0592 | 1.0634 | 1.0669 | 1.0703 | 1.0738 | 1.0772 | 1.0807 | 0 | 0 | 0 | 0 | 0 | 0 | 0 | 0 | 0 | 0 | 0 | 0 | 0 | 0 | 0 | 0 | 0 | 0 | 0 | 0 | 0 | 0 | 0 | 0 | 0 | 0 | 0 | 0 | 0 | 0 | 0 | 0 | 0 | 0 | 0 | 0 | 0 | 0 | 0 | 0 | 0 | 0 | 0 | 0 | 0 | 0 | 0 | 0 | 0 | 0 | 0 | 0 | 0 | 0 | 0 | 0 | 0 | 0 | 0 | 0 | 0 | 0 | 0 | 0 | 0 | 0 | 0 | 0 | 0 | 0 | 0 | 0 | 0 | 0 | 0
137 | 64 | 137,64 | 99714 | - | N | 2 | 5 | 2 | 3 | 1 | 10 | 11 | 1 | 0 | 0 | 12 | 2784 | 1988.7 | 2061 | 2418 | 0 | 0 | 2090.75 | 22671 | 2418 | 0.45455 | 4.5455 | 0 | 1 | 0 | 6 | 0.18182 | 1.8182 | 2 | 0 | 0.42642 | 4.2642 | 4.6907 | 0 | 0.17389 | 1.7389 | 1.9128 | 0 | 0.96638 | 0 | 4.4004 | 4.5432 | 4.6907 | 4.8429 | 5 | 1.8294 | 1.8706 | 1.9128 | 1.9559 | 2 | 0.9339 | 0.95 | 0.96638 | 0.98305 | 1 | 5.0568 | 5.1142 | 5.1723 | 5.1383 | 5.1046 | 5.0883 | 5.072 | 5.0558 | 5.0397 | 5.0236 | 5.0607 | 5.0982 | 5.1359 | 5.1739 | 5.2121 | 5.2332 | 5.2542 | 5.2752 | 5.2962 | 5.3172 | 5.3344 | 5.3516 | 5.3689 | 5.3861 | 5.4033 | 2.0227 | 2.0457 | 2.0689 | 2.0553 | 2.0418 | 2.0353 | 2.0288 | 2.0223 | 2.0159 | 2.0094 | 2.0243 | 2.0393 | 2.0544 | 2.0695 | 2.0849 | 2.0933 | 2.1017 | 2.1101 | 2.1185 | 2.1269 | 2.1338 | 2.1407 | 2.1475 | 2.1544 | 2.1613 | 1.0114 | 1.0228 | 1.0345 | 1.0277 | 1.0209 | 1.0177 | 1.0144 | 1.0112 | 1.0079 | 1.0047 | 1.0121 | 1.0196 | 1.0272 | 1.0348 | 1.0424 | 1.0466 | 1.0508 | 1.055 | 1.0592 | 1.0634 | 1.0669 | 1.0703 | 1.0738 | 1.0772 | 1.0807 | 0 | 0 | 0 | 0 | 0 | 0 | 0 | 0 | 0 | 0 | 0 | 0 | 0 | 0 | 0 | 0 | 0 | 0 | 0 | 0 | 0 | 0 | 0 | 0 | 0 | 0 | 0 | 0 | 0 | 0 | 0 | 0 | 0 | 0 | 0 | 0 | 0 | 0 | 0 | 0 | 0 | 0 | 0 | 0 | 0 | 0 | 0 | 0 | 0 | 0
143 | 64 | 143,64 | 99714 | - | N | 15 | 23 | 8 | 15 | 0 | 1 | 1 | 0 | 0 | 0 | 1 | 0 | 1120 | 1120 | 0 | 0 | 0 | 1120 | 1120 | 0 | 0 | 23 | 0 | 0 | 0 | 23 | 0 | 8 | 8 | 0 | 0 | 21.577 | 21.577 | 0 | 0 | 7.6511 | 7.6511 | 0 | 0 | 0 | 20.242 | 20.8989 | 21.577 | 22.2771 | 23 | 7.3174 | 7.4824 | 7.6511 | 7.8236 | 8 | 0 | 0 | 0 | 0 | 0 | 23.2613 | 23.5255 | 23.7928 | 23.6364 | 23.481 | 23.406 | 23.3312 | 23.2567 | 23.1825 | 23.1084 | 23.2794 | 23.4516 | 23.625 | 23.7998 | 23.9758 | 24.0725 | 24.1691 | 24.2658 | 24.3624 | 24.4591 | 24.5383 | 24.6175 | 24.6967 | 24.7759 | 24.8551 | 8.0909 | 8.1828 | 8.2758 | 8.2213 | 8.1673 | 8.1412 | 8.1152 | 8.0893 | 8.0635 | 8.0377 | 8.0972 | 8.1571 | 8.2174 | 8.2782 | 8.3394 | 8.373 | 8.4067 | 8.4403 | 8.4739 | 8.5075 | 8.5351 | 8.5626 | 8.5902 | 8.6177 | 8.6453 | 0 | 0 | 0 | 0 | 0 | 0 | 0 | 0 | 0 | 0 | 0 | 0 | 0 | 0 | 0 | 0 | 0 | 0 | 0 | 0 | 0 | 0 | 0 | 0 | 0 | 0 | 0 | 0 | 0 | 0 | 0 | 0 | 0 | 0 | 0 | 0 | 0 | 0 | 0 | 0 | 0 | 0 | 0 | 0 | 0 | 0 | 0 | 0 | 0 | 0 | 0 | 0 | 0 | 0 | 0 | 0 | 0 | 0 | 0 | 0 | 0 | 0 | 0 | 0 | 0 | 0 | 0 | 0 | 0 | 0 | 0 | 0 | 0 | 0 | 0
136 | 65 | 136,65 | 99714 | - | N | 79 | 56 | 36 | 20 | 0 | 8 | 8 | 0 | 0 | 0 | 8 | 0 | 2156.75 | 2156.75 | 0 | 0 | 0 | 2156.75 | 17254 | 0 | 0 | 56 | 0 | 0 | 0 | 56 | 0 | 36 | 36 | 0 | 0 | 52.5353 | 52.5353 | 0 | 0 | 34.43 | 34.43 | 0 | 0 | 0 | 49.2849 | 50.8842 | 52.5353 | 54.24 | 56 | 32.9285 | 33.6709 | 34.43 | 35.2063 | 36 | 0 | 0 | 0 | 0 | 0 | 56.6362 | 57.2796 | 57.9303 | 57.5494 | 57.1711 | 56.9885 | 56.8065 | 56.6251 | 56.4443 | 56.264 | 56.6802 | 57.0995 | 57.5219 | 57.9473 | 58.376 | 58.6113 | 58.8466 | 59.0819 | 59.3172 | 59.5525 | 59.7454 | 59.9382 | 60.1311 | 60.324 | 60.5169 | 36.409 | 36.8226 | 37.2409 | 36.9961 | 36.7528 | 36.6355 | 36.5185 | 36.4019 | 36.2856 | 36.1697 | 36.4373 | 36.7068 | 36.9783 | 37.2519 | 37.5274 | 37.6787 | 37.8299 | 37.9812 | 38.1325 | 38.2837 | 38.4077 | 38.5317 | 38.6557 | 38.7797 | 38.9037 | 0 | 0 | 0 | 0 | 0 | 0 | 0 | 0 | 0 | 0 | 0 | 0 | 0 | 0 | 0 | 0 | 0 | 0 | 0 | 0 | 0 | 0 | 0 | 0 | 0 | 0 | 0 | 0 | 0 | 0 | 0 | 0 | 0 | 0 | 0 | 0 | 0 | 0 | 0 | 0 | 0 | 0 | 0 | 0 | 0 | 0 | 0 | 0 | 0 | 0 | 0 | 0 | 0 | 0 | 0 | 0 | 0 | 0 | 0 | 0 | 0 | 0 | 0 | 0 | 0 | 0 | 0 | 0 | 0 | 0 | 0 | 0 | 0 | 0 | 0
141 | 66 | 141,66 | 99714 | - | N | 65 | 37 | 24 | 13 | 0 | 0 | 0 | 0 | 0 | 0 | 0 | 0 | 834.495 | 834.495 | 1408.3846 | 0 | 0 | 1365.174 | 0 | 0 | 0.84776 | 36.1042 | 0.048077 | 0 | 0 | 37 | 0.5499 | 23.4189 | 23.9688 | 0.031185 | 0.79531 | 33.8704 | 34.6657 | 0.045102 | 0.52591 | 22.3976 | 22.9235 | 0.029825 | 0 | 0 | 32.5209 | 33.5762 | 34.6657 | 35.7906 | 36.9519 | 21.9238 | 22.4181 | 22.9235 | 23.4403 | 23.9688 | 0 | 0 | 0 | 0 | 0 | 37.3717 | 37.7963 | 38.2256 | 37.9743 | 37.7247 | 37.6042 | 37.4841 | 37.3644 | 37.2451 | 37.1262 | 37.4008 | 37.6774 | 37.9561 | 38.2369 | 38.5197 | 38.675 | 38.8303 | 38.9855 | 39.1408 | 39.2961 | 39.4233 | 39.5506 | 39.6779 | 39.8051 | 39.9324 | 24.2411 | 24.5165 | 24.795 | 24.632 | 24.47 | 24.3919 | 24.314 | 24.2364 | 24.159 | 24.0818 | 24.26 | 24.4394 | 24.6202 | 24.8023 | 24.9858 | 25.0865 | 25.1872 | 25.2879 | 25.3886 | 25.4893 | 25.5719 | 25.6544 | 25.737 | 25.8196 | 25.9021 | 0 | 0 | 0 | 0 | 0 | 0 | 0 | 0 | 0 | 0 | 0 | 0 | 0 | 0 | 0 | 0 | 0 | 0 | 0 | 0 | 0 | 0 | 0 | 0 | 0 | 0.048623 | 0.049175 | 0.049734 | 0.049407 | 0.049082 | 0.048926 | 0.048769 | 0.048614 | 0.048458 | 0.048304 | 0.048661 | 0.049021 | 0.049383 | 0.049749 | 0.050117 | 0.050319 | 0.050521 | 0.050723 | 0.050925 | 0.051127 | 0.051292 | 0.051458 | 0.051624 | 0.051789 | 0.051955 | 0 | 0 | 0 | 0 | 0 | 0 | 0 | 0 | 0 | 0 | 0 | 0 | 0 | 0 | 0 | 0 | 0 | 0 | 0 | 0 | 0 | 0 | 0 | 0 | 0
152 | 66 | 152,66 | 99714 | - | N | 0 | 28 | 0 | 28 | 0 | 1 | 1 | 0 | 0 | 0 | 1 | 0 | 1876 | 1876 | 0 | 0 | 0 | 1876 | 1876 | 0 | 0 | 28 | 0 | 0 | 0 | 28 | 0 | 0 | 0 | 0 | 0 | 26.2676 | 26.2676 | 0 | 0 | 0 | 0 | 0 | 0 | 0 | 24.6425 | 25.4421 | 26.2676 | 27.12 | 28 | 0 | 0 | 0 | 0 | 0 | 0 | 0 | 0 | 0 | 0 | 28.2301 | 28.4621 | 28.6959 | 28.5073 | 28.3198 | 28.2294 | 28.1393 | 28.0494 | 27.9598 | 27.8706 | 28.0767 | 28.2844 | 28.4936 | 28.7044 | 28.9167 | 29.0333 | 29.1498 | 29.2664 | 29.3829 | 29.4995 | 29.595 | 29.6906 | 29.7861 | 29.8817 | 29.9772 | 0 | 0 | 0 | 0 | 0 | 0 | 0 | 0 | 0 | 0 | 0 | 0 | 0 | 0 | 0 | 0 | 0 | 0 | 0 | 0 | 0 | 0 | 0 | 0 | 0 | 0 | 0 | 0 | 0 | 0 | 0 | 0 | 0 | 0 | 0 | 0 | 0 | 0 | 0 | 0 | 0 | 0 | 0 | 0 | 0 | 0 | 0 | 0 | 0 | 0 | 0 | 0 | 0 | 0 | 0 | 0 | 0 | 0 | 0 | 0 | 0 | 0 | 0 | 0 | 0 | 0 | 0 | 0 | 0 | 0 | 0 | 0 | 0 | 0 | 0 | 0 | 0 | 0 | 0 | 0 | 0 | 0 | 0 | 0 | 0 | 0 | 0 | 0 | 0 | 0 | 0 | 0 | 0 | 0 | 0 | 0 | 0 | 0 | 0 | 0
100 | 68 | 100,68 | 99760 | - | N | 0 | 11 | 0 | 11 | 0 | 0 | 0 | 0 | 0 | 0 | 0 | 0 | 834.495 | 834.495 | 1408.3846 | 0 | 0 | 1365.174 | 0 | 0 | 0.25204 | 10.7337 | 0.014293 | 0 | 0 | 11 | 0 | 0 | 0 | 0 | 0.23278 | 9.9137 | 10.1465 | 0.013201 | 0 | 0 | 0 | 0 | 0 | 0 | 9.3714 | 9.7512 | 10.1465 | 10.5578 | 10.9857 | 0 | 0 | 0 | 0 | 0 | 0 | 0 | 0 | 0 | 0 | 11.0314 | 11.0772 | 11.1232 | 11.0501 | 10.9774 | 10.9424 | 10.9074 | 10.8726 | 10.8379 | 10.8033 | 10.8832 | 10.9637 | 11.0448 | 11.1265 | 11.2088 | 11.254 | 11.2992 | 11.3443 | 11.3895 | 11.4347 | 11.4717 | 11.5088 | 11.5458 | 11.5828 | 11.6199 | 0 | 0 | 0 | 0 | 0 | 0 | 0 | 0 | 0 | 0 | 0 | 0 | 0 | 0 | 0 | 0 | 0 | 0 | 0 | 0 | 0 | 0 | 0 | 0 | 0 | 0 | 0 | 0 | 0 | 0 | 0 | 0 | 0 | 0 | 0 | 0 | 0 | 0 | 0 | 0 | 0 | 0 | 0 | 0 | 0 | 0 | 0 | 0 | 0 | 0 | 0.014353 | 0.014412 | 0.014472 | 0.014377 | 0.014282 | 0.014237 | 0.014191 | 0.014146 | 0.014101 | 0.014056 | 0.01416 | 0.014265 | 0.01437 | 0.014476 | 0.014583 | 0.014642 | 0.014701 | 0.01476 | 0.014819 | 0.014877 | 0.014925 | 0.014974 | 0.015022 | 0.01507 | 0.015118 | 0 | 0 | 0 | 0 | 0 | 0 | 0 | 0 | 0 | 0 | 0 | 0 | 0 | 0 | 0 | 0 | 0 | 0 | 0 | 0 | 0 | 0 | 0 | 0 | 0
135 | 68 | 135,68 | 99714 | - | N | 53 | 23 | 20 | 3 | 0 | 3 | 3 | 1 | 0 | 0 | 4 | 0 | 2356 | 2356 | 6230 | 0 | 0 | 3324.5 | 7068 | 6230 | 0 | 23 | 0 | 1 | 0 | 24 | 0 | 20 | 20 | 0 | 0 | 21.577 | 21.577 | 0 | 0 | 19.1278 | 19.1278 | 0 | 0.96638 | 0 | 20.242 | 20.8989 | 21.577 | 22.2771 | 23 | 18.2936 | 18.706 | 19.1278 | 19.559 | 20 | 0.9339 | 0.95 | 0.96638 | 0.98305 | 1 | 23.2613 | 23.5255 | 23.7928 | 23.6364 | 23.481 | 23.406 | 23.3312 | 23.2567 | 23.1825 | 23.1084 | 23.2794 | 23.4516 | 23.625 | 23.7998 | 23.9758 | 24.0725 | 24.1691 | 24.2658 | 24.3624 | 24.4591 | 24.5383 | 24.6175 | 24.6967 | 24.7759 | 24.8551 | 20.2272 | 20.457 | 20.6894 | 20.5534 | 20.4182 | 20.353 | 20.288 | 20.2233 | 20.1587 | 20.0943 | 20.2429 | 20.3927 | 20.5435 | 20.6955 | 20.8486 | 20.9326 | 21.0166 | 21.1007 | 21.1847 | 21.2687 | 21.3376 | 21.4065 | 21.4754 | 21.5443 | 21.6132 | 1.0114 | 1.0228 | 1.0345 | 1.0277 | 1.0209 | 1.0177 | 1.0144 | 1.0112 | 1.0079 | 1.0047 | 1.0121 | 1.0196 | 1.0272 | 1.0348 | 1.0424 | 1.0466 | 1.0508 | 1.055 | 1.0592 | 1.0634 | 1.0669 | 1.0703 | 1.0738 | 1.0772 | 1.0807 | 0 | 0 | 0 | 0 | 0 | 0 | 0 | 0 | 0 | 0 | 0 | 0 | 0 | 0 | 0 | 0 | 0 | 0 | 0 | 0 | 0 | 0 | 0 | 0 | 0 | 0 | 0 | 0 | 0 | 0 | 0 | 0 | 0 | 0 | 0 | 0 | 0 | 0 | 0 | 0 | 0 | 0 | 0 | 0 | 0 | 0 | 0 | 0 | 0 | 0
158 | 68 | 158,68 | 99714 | - | N | 0 | 12 | 0 | 12 | 0 | 3 | 3 | 0 | 0 | 0 | 3 | 0 | 565.3333 | 565.3333 | 0 | 0 | 0 | 565.3333 | 1696 | 0 | 0 | 12 | 0 | 0 | 0 | 12 | 0 | 0 | 0 | 0 | 0 | 11.2576 | 11.2576 | 0 | 0 | 0 | 0 | 0 | 0 | 0 | 10.5611 | 10.9037 | 11.2576 | 11.6229 | 12 | 0 | 0 | 0 | 0 | 0 | 0 | 0 | 0 | 0 | 0 | 12.0986 | 12.198 | 12.2983 | 12.2174 | 12.1371 | 12.0983 | 12.0597 | 12.0212 | 11.9828 | 11.9445 | 12.0329 | 12.1219 | 12.2115 | 12.3019 | 12.3929 | 12.4428 | 12.4928 | 12.5427 | 12.5927 | 12.6426 | 12.6836 | 12.7245 | 12.7655 | 12.8064 | 12.8474 | 0 | 0 | 0 | 0 | 0 | 0 | 0 | 0 | 0 | 0 | 0 | 0 | 0 | 0 | 0 | 0 | 0 | 0 | 0 | 0 | 0 | 0 | 0 | 0 | 0 | 0 | 0 | 0 | 0 | 0 | 0 | 0 | 0 | 0 | 0 | 0 | 0 | 0 | 0 | 0 | 0 | 0 | 0 | 0 | 0 | 0 | 0 | 0 | 0 | 0 | 0 | 0 | 0 | 0 | 0 | 0 | 0 | 0 | 0 | 0 | 0 | 0 | 0 | 0 | 0 | 0 | 0 | 0 | 0 | 0 | 0 | 0 | 0 | 0 | 0 | 0 | 0 | 0 | 0 | 0 | 0 | 0 | 0 | 0 | 0 | 0 | 0 | 0 | 0 | 0 | 0 | 0 | 0 | 0 | 0 | 0 | 0 | 0 | 0 | 0
138 | 69 | 138,69 | 99714 | - | N | 106 | 55 | 34 | 21 | 0 | 2 | 2 | 0 | 0 | 0 | 2 | 0 | 1003 | 1003 | 0 | 0 | 0 | 1003 | 2006 | 0 | 0 | 55 | 0 | 0 | 0 | 55 | 0 | 34 | 34 | 0 | 0 | 51.5972 | 51.5972 | 0 | 0 | 32.5172 | 32.5172 | 0 | 0 | 0 | 48.4048 | 49.9755 | 51.5972 | 53.2714 | 55 | 31.0991 | 31.8003 | 32.5172 | 33.2504 | 34 | 0 | 0 | 0 | 0 | 0 | 55.6248 | 56.2567 | 56.8958 | 56.5218 | 56.1502 | 55.9708 | 55.7921 | 55.614 | 55.4364 | 55.2593 | 55.6681 | 56.0799 | 56.4947 | 56.9126 | 57.3335 | 57.5647 | 57.7958 | 58.0269 | 58.258 | 58.4891 | 58.6785 | 58.8679 | 59.0574 | 59.2468 | 59.4362 | 34.3862 | 34.7769 | 35.172 | 34.9407 | 34.711 | 34.6002 | 34.4897 | 34.3795 | 34.2697 | 34.1603 | 34.413 | 34.6675 | 34.924 | 35.1823 | 35.4426 | 35.5854 | 35.7283 | 35.8711 | 36.014 | 36.1569 | 36.274 | 36.3911 | 36.5082 | 36.6253 | 36.7424 | 0 | 0 | 0 | 0 | 0 | 0 | 0 | 0 | 0 | 0 | 0 | 0 | 0 | 0 | 0 | 0 | 0 | 0 | 0 | 0 | 0 | 0 | 0 | 0 | 0 | 0 | 0 | 0 | 0 | 0 | 0 | 0 | 0 | 0 | 0 | 0 | 0 | 0 | 0 | 0 | 0 | 0 | 0 | 0 | 0 | 0 | 0 | 0 | 0 | 0 | 0 | 0 | 0 | 0 | 0 | 0 | 0 | 0 | 0 | 0 | 0 | 0 | 0 | 0 | 0 | 0 | 0 | 0 | 0 | 0 | 0 | 0 | 0 | 0 | 0
152 | 69 | 152,69 | 99714 | - | N | 2 | 22 | 1 | 21 | 0 | 0 | 0 | 0 | 0 | 0 | 0 | 0 | 834.495 | 834.495 | 1408.3846 | 0 | 0 | 1365.174 | 0 | 0 | 0.50407 | 21.4673 | 0.028586 | 0 | 0 | 22 | 0.022912 | 0.97579 | 0.9987 | 0.0012994 | 0.47288 | 20.1392 | 20.612 | 0.026818 | 0.021913 | 0.93323 | 0.95515 | 0.0012427 | 0 | 0 | 19.3368 | 19.9642 | 20.612 | 21.2809 | 21.9714 | 0.91349 | 0.93409 | 0.95515 | 0.97668 | 0.9987 | 0 | 0 | 0 | 0 | 0 | 22.221 | 22.4735 | 22.7288 | 22.5793 | 22.4309 | 22.3592 | 22.2878 | 22.2167 | 22.1457 | 22.075 | 22.2383 | 22.4028 | 22.5685 | 22.7354 | 22.9036 | 22.9959 | 23.0883 | 23.1806 | 23.2729 | 23.3652 | 23.4409 | 23.5166 | 23.5922 | 23.6679 | 23.7436 | 1.01 | 1.0215 | 1.0331 | 1.0263 | 1.0196 | 1.0163 | 1.0131 | 1.0098 | 1.0066 | 1.0034 | 1.0108 | 1.0183 | 1.0258 | 1.0334 | 1.0411 | 1.0453 | 1.0495 | 1.0537 | 1.0579 | 1.0621 | 1.0655 | 1.0689 | 1.0724 | 1.0758 | 1.0793 | 0 | 0 | 0 | 0 | 0 | 0 | 0 | 0 | 0 | 0 | 0 | 0 | 0 | 0 | 0 | 0 | 0 | 0 | 0 | 0 | 0 | 0 | 0 | 0 | 0 | 0.028911 | 0.029239 | 0.029572 | 0.029377 | 0.029184 | 0.029091 | 0.028998 | 0.028905 | 0.028813 | 0.028721 | 0.028934 | 0.029148 | 0.029363 | 0.02958 | 0.029799 | 0.029919 | 0.030039 | 0.030159 | 0.03028 | 0.0304 | 0.030498 | 0.030597 | 0.030695 | 0.030794 | 0.030892 | 0 | 0 | 0 | 0 | 0 | 0 | 0 | 0 | 0 | 0 | 0 | 0 | 0 | 0 | 0 | 0 | 0 | 0 | 0 | 0 | 0 | 0 | 0 | 0 | 0
134 | 70 | 134,70 | 99714 | - | N | 127 | 50 | 45 | 5 | 0 | 32 | 32 | 1 | 0 | 0 | 33 | 0 | 1735.0938 | 1735.0938 | 1452 | 0 | 0 | 1726.5152 | 55523 | 1452 | 0 | 50 | 0 | 1 | 0 | 51 | 0 | 45 | 45 | 0 | 0 | 46.9065 | 46.9065 | 0 | 0 | 43.0375 | 43.0375 | 0 | 0.96638 | 0 | 44.0044 | 45.4323 | 46.9065 | 48.4286 | 50 | 41.1606 | 42.0886 | 43.0375 | 44.0078 | 45 | 0.9339 | 0.95 | 0.96638 | 0.98305 | 1 | 50.568 | 51.1425 | 51.7235 | 51.3834 | 51.0456 | 50.8826 | 50.7201 | 50.5581 | 50.3967 | 50.2358 | 50.6073 | 50.9817 | 51.3588 | 51.7387 | 52.1214 | 52.3315 | 52.5416 | 52.7517 | 52.9618 | 53.1719 | 53.3441 | 53.5163 | 53.6885 | 53.8607 | 54.0329 | 45.5112 | 46.0282 | 46.5511 | 46.2451 | 45.941 | 45.7943 | 45.6481 | 45.5023 | 45.357 | 45.2122 | 45.5466 | 45.8835 | 46.2229 | 46.5648 | 46.9093 | 47.0984 | 47.2874 | 47.4765 | 47.6656 | 47.8547 | 48.0097 | 48.1647 | 48.3197 | 48.4746 | 48.6296 | 1.0114 | 1.0228 | 1.0345 | 1.0277 | 1.0209 | 1.0177 | 1.0144 | 1.0112 | 1.0079 | 1.0047 | 1.0121 | 1.0196 | 1.0272 | 1.0348 | 1.0424 | 1.0466 | 1.0508 | 1.055 | 1.0592 | 1.0634 | 1.0669 | 1.0703 | 1.0738 | 1.0772 | 1.0807 | 0 | 0 | 0 | 0 | 0 | 0 | 0 | 0 | 0 | 0 | 0 | 0 | 0 | 0 | 0 | 0 | 0 | 0 | 0 | 0 | 0 | 0 | 0 | 0 | 0 | 0 | 0 | 0 | 0 | 0 | 0 | 0 | 0 | 0 | 0 | 0 | 0 | 0 | 0 | 0 | 0 | 0 | 0 | 0 | 0 | 0 | 0 | 0 | 0 | 0
133 | 71 | 133,71 | 99714 | - | N | 6 | 9 | 4 | 5 | 0 | 28 | 28 | 2 | 0 | 0 | 30 | 0 | 1967.2143 | 1967.2143 | 1040 | 0 | 0 | 1905.4 | 55082 | 2080 | 0 | 9 | 0 | 2 | 0 | 11 | 0 | 4 | 4 | 0 | 0 | 8.4432 | 8.4432 | 0 | 0 | 3.8256 | 3.8256 | 0 | 1.9328 | 0 | 7.9208 | 8.1778 | 8.4432 | 8.7171 | 9 | 3.6587 | 3.7412 | 3.8256 | 3.9118 | 4 | 1.8678 | 1.9 | 1.9328 | 1.9661 | 2 | 9.1022 | 9.2056 | 9.3102 | 9.249 | 9.1882 | 9.1589 | 9.1296 | 9.1005 | 9.0714 | 9.0424 | 9.1093 | 9.1767 | 9.2446 | 9.313 | 9.3819 | 9.4197 | 9.4575 | 9.4953 | 9.5331 | 9.5709 | 9.6019 | 9.6329 | 9.6639 | 9.6949 | 9.7259 | 4.0454 | 4.0914 | 4.1379 | 4.1107 | 4.0836 | 4.0706 | 4.0576 | 4.0447 | 4.0317 | 4.0189 | 4.0486 | 4.0785 | 4.1087 | 4.1391 | 4.1697 | 4.1865 | 4.2033 | 4.2201 | 4.2369 | 4.2537 | 4.2675 | 4.2813 | 4.2951 | 4.3089 | 4.3226 | 2.0227 | 2.0457 | 2.0689 | 2.0553 | 2.0418 | 2.0353 | 2.0288 | 2.0223 | 2.0159 | 2.0094 | 2.0243 | 2.0393 | 2.0544 | 2.0695 | 2.0849 | 2.0933 | 2.1017 | 2.1101 | 2.1185 | 2.1269 | 2.1338 | 2.1407 | 2.1475 | 2.1544 | 2.1613 | 0 | 0 | 0 | 0 | 0 | 0 | 0 | 0 | 0 | 0 | 0 | 0 | 0 | 0 | 0 | 0 | 0 | 0 | 0 | 0 | 0 | 0 | 0 | 0 | 0 | 0 | 0 | 0 | 0 | 0 | 0 | 0 | 0 | 0 | 0 | 0 | 0 | 0 | 0 | 0 | 0 | 0 | 0 | 0 | 0 | 0 | 0 | 0 | 0 | 0
133 | 72 | 133,72 | 99714 | - | N | 140 | 57 | 49 | 8 | 0 | 52 | 52 | 2 | 0 | 0 | 54 | 0 | 1493.0769 | 1493.0769 | 4706 | 0 | 0 | 1612.0741 | 77640 | 9412 | 0 | 57 | 0 | 2 | 0 | 59 | 0 | 49 | 49 | 0 | 0 | 53.4734 | 53.4734 | 0 | 0 | 46.8631 | 46.8631 | 0 | 1.9328 | 0 | 50.165 | 51.7928 | 53.4734 | 55.2086 | 57 | 44.8193 | 45.8298 | 46.8631 | 47.9196 | 49 | 1.8678 | 1.9 | 1.9328 | 1.9661 | 2 | 57.6475 | 58.3024 | 58.9648 | 58.5771 | 58.192 | 58.0062 | 57.8209 | 57.6363 | 57.4522 | 57.2688 | 57.6924 | 58.1191 | 58.549 | 58.9821 | 59.4184 | 59.6579 | 59.8974 | 60.1369 | 60.3764 | 60.6159 | 60.8123 | 61.0086 | 61.2049 | 61.4012 | 61.5975 | 49.5567 | 50.1196 | 50.689 | 50.3557 | 50.0247 | 49.8649 | 49.7057 | 49.547 | 49.3888 | 49.231 | 49.5952 | 49.9621 | 50.3316 | 50.7039 | 51.079 | 51.2849 | 51.4908 | 51.6967 | 51.9025 | 52.1084 | 52.2772 | 52.446 | 52.6147 | 52.7835 | 52.9523 | 2.0227 | 2.0457 | 2.0689 | 2.0553 | 2.0418 | 2.0353 | 2.0288 | 2.0223 | 2.0159 | 2.0094 | 2.0243 | 2.0393 | 2.0544 | 2.0695 | 2.0849 | 2.0933 | 2.1017 | 2.1101 | 2.1185 | 2.1269 | 2.1338 | 2.1407 | 2.1475 | 2.1544 | 2.1613 | 0 | 0 | 0 | 0 | 0 | 0 | 0 | 0 | 0 | 0 | 0 | 0 | 0 | 0 | 0 | 0 | 0 | 0 | 0 | 0 | 0 | 0 | 0 | 0 | 0 | 0 | 0 | 0 | 0 | 0 | 0 | 0 | 0 | 0 | 0 | 0 | 0 | 0 | 0 | 0 | 0 | 0 | 0 | 0 | 0 | 0 | 0 | 0 | 0 | 0
137 | 72 | 137,72 | 99714 | - | N | 140 | 73 | 58 | 15 | 0 | 0 | 0 | 0 | 0 | 0 | 0 | 0 | 834.495 | 834.495 | 1408.3846 | 0 | 0 | 1365.174 | 0 | 0 | 1.6726 | 71.2325 | 0.094854 | 0 | 0 | 73 | 1.3289 | 56.5957 | 57.9246 | 0.075364 | 1.5691 | 66.8254 | 68.3945 | 0.088986 | 1.271 | 54.1275 | 55.3985 | 0.072077 | 0 | 0 | 64.1629 | 66.2449 | 68.3945 | 70.6138 | 72.9051 | 52.9825 | 54.177 | 55.3985 | 56.6475 | 57.9246 | 0 | 0 | 0 | 0 | 0 | 73.7334 | 74.571 | 75.4182 | 74.9223 | 74.4297 | 74.192 | 73.9551 | 73.719 | 73.4836 | 73.2489 | 73.7907 | 74.3365 | 74.8864 | 75.4403 | 75.9984 | 76.3047 | 76.611 | 76.9174 | 77.2237 | 77.5301 | 77.7812 | 78.0323 | 78.2834 | 78.5345 | 78.7856 | 58.5827 | 59.2482 | 59.9213 | 59.5273 | 59.1359 | 58.9471 | 58.7589 | 58.5712 | 58.3842 | 58.1978 | 58.6282 | 59.0619 | 59.4988 | 59.9389 | 60.3823 | 60.6257 | 60.8691 | 61.1124 | 61.3558 | 61.5992 | 61.7987 | 61.9982 | 62.1977 | 62.3973 | 62.5968 | 0 | 0 | 0 | 0 | 0 | 0 | 0 | 0 | 0 | 0 | 0 | 0 | 0 | 0 | 0 | 0 | 0 | 0 | 0 | 0 | 0 | 0 | 0 | 0 | 0 | 0.095932 | 0.097022 | 0.098124 | 0.097479 | 0.096838 | 0.096529 | 0.096221 | 0.095913 | 0.095607 | 0.095302 | 0.096007 | 0.096717 | 0.097432 | 0.098153 | 0.098879 | 0.099278 | 0.099676 | 0.10007 | 0.10047 | 0.10087 | 0.1012 | 0.10153 | 0.10185 | 0.10218 | 0.10251 | 0 | 0 | 0 | 0 | 0 | 0 | 0 | 0 | 0 | 0 | 0 | 0 | 0 | 0 | 0 | 0 | 0 | 0 | 0 | 0 | 0 | 0 | 0 | 0 | 0
132 | 73 | 132,73 | 99714 | - | N | 46 | 34 | 21 | 13 | 0 | 4 | 4 | 0 | 0 | 0 | 4 | 0 | 1644 | 1644 | 0 | 0 | 0 | 1644 | 6576 | 0 | 0 | 34 | 0 | 0 | 0 | 34 | 0 | 21 | 21 | 0 | 0 | 31.8964 | 31.8964 | 0 | 0 | 20.0842 | 20.0842 | 0 | 0 | 0 | 29.923 | 30.894 | 31.8964 | 32.9314 | 34 | 19.2083 | 19.6413 | 20.0842 | 20.537 | 21 | 0 | 0 | 0 | 0 | 0 | 34.3862 | 34.7769 | 35.172 | 34.9407 | 34.711 | 34.6002 | 34.4897 | 34.3795 | 34.2697 | 34.1603 | 34.413 | 34.6675 | 34.924 | 35.1823 | 35.4426 | 35.5854 | 35.7283 | 35.8711 | 36.014 | 36.1569 | 36.274 | 36.3911 | 36.5082 | 36.6253 | 36.7424 | 21.2386 | 21.4798 | 21.7239 | 21.581 | 21.4391 | 21.3707 | 21.3024 | 21.2344 | 21.1666 | 21.099 | 21.2551 | 21.4123 | 21.5707 | 21.7303 | 21.891 | 21.9792 | 22.0675 | 22.1557 | 22.2439 | 22.3322 | 22.4045 | 22.4768 | 22.5492 | 22.6215 | 22.6938 | 0 | 0 | 0 | 0 | 0 | 0 | 0 | 0 | 0 | 0 | 0 | 0 | 0 | 0 | 0 | 0 | 0 | 0 | 0 | 0 | 0 | 0 | 0 | 0 | 0 | 0 | 0 | 0 | 0 | 0 | 0 | 0 | 0 | 0 | 0 | 0 | 0 | 0 | 0 | 0 | 0 | 0 | 0 | 0 | 0 | 0 | 0 | 0 | 0 | 0 | 0 | 0 | 0 | 0 | 0 | 0 | 0 | 0 | 0 | 0 | 0 | 0 | 0 | 0 | 0 | 0 | 0 | 0 | 0 | 0 | 0 | 0 | 0 | 0 | 0
133 | 73 | 133,73 | 99714 | - | N | 41 | 20 | 19 | 1 | 0 | 13 | 13 | 0 | 0 | 0 | 13 | 0 | 1930.3077 | 1930.3077 | 0 | 0 | 0 | 1930.3077 | 25094 | 0 | 0 | 20 | 0 | 0 | 0 | 20 | 0 | 19 | 19 | 0 | 0 | 18.7626 | 18.7626 | 0 | 0 | 18.1714 | 18.1714 | 0 | 0 | 0 | 17.6018 | 18.1729 | 18.7626 | 19.3714 | 20 | 17.3789 | 17.7707 | 18.1714 | 18.5811 | 19 | 0 | 0 | 0 | 0 | 0 | 20.2272 | 20.457 | 20.6894 | 20.5534 | 20.4182 | 20.353 | 20.288 | 20.2233 | 20.1587 | 20.0943 | 20.2429 | 20.3927 | 20.5435 | 20.6955 | 20.8486 | 20.9326 | 21.0166 | 21.1007 | 21.1847 | 21.2687 | 21.3376 | 21.4065 | 21.4754 | 21.5443 | 21.6132 | 19.2158 | 19.4341 | 19.6549 | 19.5257 | 19.3973 | 19.3354 | 19.2736 | 19.2121 | 19.1507 | 19.0896 | 19.2308 | 19.373 | 19.5163 | 19.6607 | 19.8061 | 19.886 | 19.9658 | 20.0456 | 20.1255 | 20.2053 | 20.2708 | 20.3362 | 20.4016 | 20.4671 | 20.5325 | 0 | 0 | 0 | 0 | 0 | 0 | 0 | 0 | 0 | 0 | 0 | 0 | 0 | 0 | 0 | 0 | 0 | 0 | 0 | 0 | 0 | 0 | 0 | 0 | 0 | 0 | 0 | 0 | 0 | 0 | 0 | 0 | 0 | 0 | 0 | 0 | 0 | 0 | 0 | 0 | 0 | 0 | 0 | 0 | 0 | 0 | 0 | 0 | 0 | 0 | 0 | 0 | 0 | 0 | 0 | 0 | 0 | 0 | 0 | 0 | 0 | 0 | 0 | 0 | 0 | 0 | 0 | 0 | 0 | 0 | 0 | 0 | 0 | 0 | 0
131 | 74 | 131,74 | 99714 | - | N | 2 | 2 | 1 | 1 | 0 | 8 | 8 | 0 | 0 | 0 | 8 | 0 | 1723 | 1723 | 0 | 0 | 0 | 1723 | 13784 | 0 | 0 | 2 | 0 | 0 | 0 | 2 | 0 | 1 | 1 | 0 | 0 | 1.8763 | 1.8763 | 0 | 0 | 0.95639 | 0.95639 | 0 | 0 | 0 | 1.7602 | 1.8173 | 1.8763 | 1.9371 | 2 | 0.91468 | 0.9353 | 0.95639 | 0.97795 | 1 | 0 | 0 | 0 | 0 | 0 | 2.0227 | 2.0457 | 2.0689 | 2.0553 | 2.0418 | 2.0353 | 2.0288 | 2.0223 | 2.0159 | 2.0094 | 2.0243 | 2.0393 | 2.0544 | 2.0695 | 2.0849 | 2.0933 | 2.1017 | 2.1101 | 2.1185 | 2.1269 | 2.1338 | 2.1407 | 2.1475 | 2.1544 | 2.1613 | 1.0114 | 1.0228 | 1.0345 | 1.0277 | 1.0209 | 1.0177 | 1.0144 | 1.0112 | 1.0079 | 1.0047 | 1.0121 | 1.0196 | 1.0272 | 1.0348 | 1.0424 | 1.0466 | 1.0508 | 1.055 | 1.0592 | 1.0634 | 1.0669 | 1.0703 | 1.0738 | 1.0772 | 1.0807 | 0 | 0 | 0 | 0 | 0 | 0 | 0 | 0 | 0 | 0 | 0 | 0 | 0 | 0 | 0 | 0 | 0 | 0 | 0 | 0 | 0 | 0 | 0 | 0 | 0 | 0 | 0 | 0 | 0 | 0 | 0 | 0 | 0 | 0 | 0 | 0 | 0 | 0 | 0 | 0 | 0 | 0 | 0 | 0 | 0 | 0 | 0 | 0 | 0 | 0 | 0 | 0 | 0 | 0 | 0 | 0 | 0 | 0 | 0 | 0 | 0 | 0 | 0 | 0 | 0 | 0 | 0 | 0 | 0 | 0 | 0 | 0 | 0 | 0 | 0
132 | 74 | 132,74 | 99714 | - | N | 60 | 23 | 19 | 4 | 0 | 32 | 32 | 0 | 0 | 0 | 32 | 0 | 1443.7188 | 1443.7188 | 0 | 0 | 0 | 1443.7188 | 46199 | 0 | 0 | 23 | 0 | 0 | 0 | 23 | 0 | 19 | 19 | 0 | 0 | 21.577 | 21.577 | 0 | 0 | 18.1714 | 18.1714 | 0 | 0 | 0 | 20.242 | 20.8989 | 21.577 | 22.2771 | 23 | 17.3789 | 17.7707 | 18.1714 | 18.5811 | 19 | 0 | 0 | 0 | 0 | 0 | 23.2613 | 23.5255 | 23.7928 | 23.6364 | 23.481 | 23.406 | 23.3312 | 23.2567 | 23.1825 | 23.1084 | 23.2794 | 23.4516 | 23.625 | 23.7998 | 23.9758 | 24.0725 | 24.1691 | 24.2658 | 24.3624 | 24.4591 | 24.5383 | 24.6175 | 24.6967 | 24.7759 | 24.8551 | 19.2158 | 19.4341 | 19.6549 | 19.5257 | 19.3973 | 19.3354 | 19.2736 | 19.2121 | 19.1507 | 19.0896 | 19.2308 | 19.373 | 19.5163 | 19.6607 | 19.8061 | 19.886 | 19.9658 | 20.0456 | 20.1255 | 20.2053 | 20.2708 | 20.3362 | 20.4016 | 20.4671 | 20.5325 | 0 | 0 | 0 | 0 | 0 | 0 | 0 | 0 | 0 | 0 | 0 | 0 | 0 | 0 | 0 | 0 | 0 | 0 | 0 | 0 | 0 | 0 | 0 | 0 | 0 | 0 | 0 | 0 | 0 | 0 | 0 | 0 | 0 | 0 | 0 | 0 | 0 | 0 | 0 | 0 | 0 | 0 | 0 | 0 | 0 | 0 | 0 | 0 | 0 | 0 | 0 | 0 | 0 | 0 | 0 | 0 | 0 | 0 | 0 | 0 | 0 | 0 | 0 | 0 | 0 | 0 | 0 | 0 | 0 | 0 | 0 | 0 | 0 | 0 | 0
133 | 74 | 133,74 | 99714 | - | N | 9 | 4 | 4 | 0 | 0 | 3 | 3 | 0 | 0 | 0 | 3 | 0 | 1639.6667 | 1639.6667 | 0 | 0 | 0 | 1639.6667 | 4919 | 0 | 0 | 4 | 0 | 0 | 0 | 4 | 0 | 4 | 4 | 0 | 0 | 3.7525 | 3.7525 | 0 | 0 | 3.8256 | 3.8256 | 0 | 0 | 0 | 3.5204 | 3.6346 | 3.7525 | 3.8743 | 4 | 3.6587 | 3.7412 | 3.8256 | 3.9118 | 4 | 0 | 0 | 0 | 0 | 0 | 4.0454 | 4.0914 | 4.1379 | 4.1107 | 4.0836 | 4.0706 | 4.0576 | 4.0447 | 4.0317 | 4.0189 | 4.0486 | 4.0785 | 4.1087 | 4.1391 | 4.1697 | 4.1865 | 4.2033 | 4.2201 | 4.2369 | 4.2537 | 4.2675 | 4.2813 | 4.2951 | 4.3089 | 4.3226 | 4.0454 | 4.0914 | 4.1379 | 4.1107 | 4.0836 | 4.0706 | 4.0576 | 4.0447 | 4.0317 | 4.0189 | 4.0486 | 4.0785 | 4.1087 | 4.1391 | 4.1697 | 4.1865 | 4.2033 | 4.2201 | 4.2369 | 4.2537 | 4.2675 | 4.2813 | 4.2951 | 4.3089 | 4.3226 | 0 | 0 | 0 | 0 | 0 | 0 | 0 | 0 | 0 | 0 | 0 | 0 | 0 | 0 | 0 | 0 | 0 | 0 | 0 | 0 | 0 | 0 | 0 | 0 | 0 | 0 | 0 | 0 | 0 | 0 | 0 | 0 | 0 | 0 | 0 | 0 | 0 | 0 | 0 | 0 | 0 | 0 | 0 | 0 | 0 | 0 | 0 | 0 | 0 | 0 | 0 | 0 | 0 | 0 | 0 | 0 | 0 | 0 | 0 | 0 | 0 | 0 | 0 | 0 | 0 | 0 | 0 | 0 | 0 | 0 | 0 | 0 | 0 | 0 | 0
131 | 75 | 131,75 | 99714 | - | N | 67 | 31 | 25 | 6 | 0 | 24 | 24 | 0 | 0 | 0 | 24 | 0 | 1990 | 1990 | 0 | 0 | 0 | 1990 | 47760 | 0 | 0 | 31 | 0 | 0 | 0 | 31 | 0 | 25 | 25 | 0 | 0 | 29.082 | 29.082 | 0 | 0 | 23.9097 | 23.9097 | 0 | 0 | 0 | 27.2827 | 28.168 | 29.082 | 30.0257 | 31 | 22.867 | 23.3826 | 23.9097 | 24.4488 | 25 | 0 | 0 | 0 | 0 | 0 | 31.3522 | 31.7083 | 32.0686 | 31.8577 | 31.6483 | 31.5472 | 31.4465 | 31.346 | 31.2459 | 31.1462 | 31.3766 | 31.6086 | 31.8425 | 32.078 | 32.3153 | 32.4455 | 32.5758 | 32.706 | 32.8363 | 32.9666 | 33.0733 | 33.1801 | 33.2869 | 33.3936 | 33.5004 | 25.284 | 25.5712 | 25.8617 | 25.6917 | 25.5228 | 25.4413 | 25.3601 | 25.2791 | 25.1983 | 25.1179 | 25.3037 | 25.4908 | 25.6794 | 25.8693 | 26.0607 | 26.1658 | 26.2708 | 26.3758 | 26.4809 | 26.5859 | 26.672 | 26.7581 | 26.8443 | 26.9304 | 27.0165 | 0 | 0 | 0 | 0 | 0 | 0 | 0 | 0 | 0 | 0 | 0 | 0 | 0 | 0 | 0 | 0 | 0 | 0 | 0 | 0 | 0 | 0 | 0 | 0 | 0 | 0 | 0 | 0 | 0 | 0 | 0 | 0 | 0 | 0 | 0 | 0 | 0 | 0 | 0 | 0 | 0 | 0 | 0 | 0 | 0 | 0 | 0 | 0 | 0 | 0 | 0 | 0 | 0 | 0 | 0 | 0 | 0 | 0 | 0 | 0 | 0 | 0 | 0 | 0 | 0 | 0 | 0 | 0 | 0 | 0 | 0 | 0 | 0 | 0 | 0
130 | 76 | 130,76 | 99714 | - | N | 50 | 20 | 18 | 2 | 0 | 3 | 3 | 0 | 0 | 0 | 3 | 0 | 2651.6667 | 2651.6667 | 0 | 0 | 0 | 2651.6667 | 7955 | 0 | 0 | 20 | 0 | 0 | 0 | 20 | 0 | 18 | 18 | 0 | 0 | 18.7626 | 18.7626 | 0 | 0 | 17.215 | 17.215 | 0 | 0 | 0 | 17.6018 | 18.1729 | 18.7626 | 19.3714 | 20 | 16.4642 | 16.8354 | 17.215 | 17.6031 | 18 | 0 | 0 | 0 | 0 | 0 | 20.0803 | 20.1609 | 20.2419 | 20.1088 | 19.9766 | 19.9128 | 19.8492 | 19.7858 | 19.7227 | 19.6597 | 19.8051 | 19.9516 | 20.0992 | 20.2479 | 20.3976 | 20.4798 | 20.5621 | 20.6443 | 20.7265 | 20.8087 | 20.8761 | 20.9435 | 21.0109 | 21.0783 | 21.1457 | 18.0723 | 18.1448 | 18.2177 | 18.0979 | 17.9789 | 17.9215 | 17.8643 | 17.8073 | 17.7504 | 17.6937 | 17.8246 | 17.9564 | 18.0893 | 18.2231 | 18.3579 | 18.4319 | 18.5059 | 18.5799 | 18.6539 | 18.7278 | 18.7885 | 18.8492 | 18.9098 | 18.9705 | 19.0311 | 0 | 0 | 0 | 0 | 0 | 0 | 0 | 0 | 0 | 0 | 0 | 0 | 0 | 0 | 0 | 0 | 0 | 0 | 0 | 0 | 0 | 0 | 0 | 0 | 0 | 0 | 0 | 0 | 0 | 0 | 0 | 0 | 0 | 0 | 0 | 0 | 0 | 0 | 0 | 0 | 0 | 0 | 0 | 0 | 0 | 0 | 0 | 0 | 0 | 0 | 0 | 0 | 0 | 0 | 0 | 0 | 0 | 0 | 0 | 0 | 0 | 0 | 0 | 0 | 0 | 0 | 0 | 0 | 0 | 0 | 0 | 0 | 0 | 0 | 0
131 | 76 | 131,76 | 99705 | - | N | 6 | 3 | 3 | 0 | 0 | 6 | 6 | 0 | 0 | 0 | 6 | 0 | 1360 | 1360 | 0 | 0 | 0 | 1360 | 8160 | 0 | 0 | 3 | 0 | 0 | 0 | 3 | 0 | 3 | 3 | 0 | 0 | 2.7845 | 2.7845 | 0 | 0 | 2.7987 | 2.7987 | 0 | 0 | 0 | 2.5844 | 2.6826 | 2.7845 | 2.8902 | 3 | 2.611 | 2.7032 | 2.7987 | 2.8976 | 3 | 0 | 0 | 0 | 0 | 0 | 3.012 | 3.0241 | 3.0363 | 3.0163 | 2.9965 | 2.9869 | 2.9774 | 2.9679 | 2.9584 | 2.949 | 2.9708 | 2.9927 | 3.0149 | 3.0372 | 3.0596 | 3.072 | 3.0843 | 3.0966 | 3.109 | 3.1213 | 3.1314 | 3.1415 | 3.1516 | 3.1617 | 3.1719 | 3.012 | 3.0241 | 3.0363 | 3.0163 | 2.9965 | 2.9869 | 2.9774 | 2.9679 | 2.9584 | 2.949 | 2.9708 | 2.9927 | 3.0149 | 3.0372 | 3.0596 | 3.072 | 3.0843 | 3.0966 | 3.109 | 3.1213 | 3.1314 | 3.1415 | 3.1516 | 3.1617 | 3.1719 | 0 | 0 | 0 | 0 | 0 | 0 | 0 | 0 | 0 | 0 | 0 | 0 | 0 | 0 | 0 | 0 | 0 | 0 | 0 | 0 | 0 | 0 | 0 | 0 | 0 | 0 | 0 | 0 | 0 | 0 | 0 | 0 | 0 | 0 | 0 | 0 | 0 | 0 | 0 | 0 | 0 | 0 | 0 | 0 | 0 | 0 | 0 | 0 | 0 | 0 | 0 | 0 | 0 | 0 | 0 | 0 | 0 | 0 | 0 | 0 | 0 | 0 | 0 | 0 | 0 | 0 | 0 | 0 | 0 | 0 | 0 | 0 | 0 | 0 | 0
134 | 76 | 134,76 | 99702 | - | N | 18 | 6 | 6 | 0 | 0 | 0 | 0 | 0 | 0 | 0 | 0 | 0 | 834.495 | 834.495 | 1408.3846 | 0 | 0 | 1365.174 | 0 | 0 | 0.13747 | 5.8547 | 0.0077963 | 0 | 0 | 6 | 0.13747 | 5.8547 | 5.9922 | 0.0077963 | 0.15346 | 6.5355 | 6.6889 | 0.0087027 | 0.16034 | 6.8284 | 6.9887 | 0.0090928 | 0 | 0 | 7.4666 | 7.0671 | 6.6889 | 6.331 | 5.9922 | 8.151 | 7.5475 | 6.9887 | 6.4713 | 5.9922 | 0 | 0 | 0 | 0 | 0 | 6.0163 | 6.0404 | 6.0647 | 6.0248 | 5.9852 | 5.9661 | 5.947 | 5.928 | 5.9091 | 5.8902 | 5.9338 | 5.9777 | 6.0219 | 6.0665 | 6.1113 | 6.136 | 6.1606 | 6.1852 | 6.2099 | 6.2345 | 6.2547 | 6.2749 | 6.2951 | 6.3153 | 6.3355 | 6.0163 | 6.0404 | 6.0647 | 6.0248 | 5.9852 | 5.9661 | 5.947 | 5.928 | 5.9091 | 5.8902 | 5.9338 | 5.9777 | 6.0219 | 6.0665 | 6.1113 | 6.136 | 6.1606 | 6.1852 | 6.2099 | 6.2345 | 6.2547 | 6.2749 | 6.2951 | 6.3153 | 6.3355 | 0 | 0 | 0 | 0 | 0 | 0 | 0 | 0 | 0 | 0 | 0 | 0 | 0 | 0 | 0 | 0 | 0 | 0 | 0 | 0 | 0 | 0 | 0 | 0 | 0 | 0.0078276 | 0.007859 | 0.0078906 | 0.0078387 | 0.0077871 | 0.0077623 | 0.0077375 | 0.0077128 | 0.0076881 | 0.0076636 | 0.0077203 | 0.0077774 | 0.0078349 | 0.0078929 | 0.0079513 | 0.0079833 | 0.0080154 | 0.0080474 | 0.0080795 | 0.0081115 | 0.0081378 | 0.0081641 | 0.0081903 | 0.0082166 | 0.0082429 | 0 | 0 | 0 | 0 | 0 | 0 | 0 | 0 | 0 | 0 | 0 | 0 | 0 | 0 | 0 | 0 | 0 | 0 | 0 | 0 | 0 | 0 | 0 | 0 | 0
168 | 76 | 168,76 | 99712 | - | N | 0 | 5 | 0 | 5 | 0 | 0 | 0 | 0 | 0 | 0 | 0 | 0 | 834.495 | 834.495 | 1408.3846 | 0 | 0 | 1365.174 | 0 | 0 | 0.11456 | 4.8789 | 0.0064969 | 0 | 0 | 5 | 0 | 0 | 0 | 0 | 0.10415 | 4.4355 | 4.5397 | 0.0059064 | 0 | 0 | 0 | 0 | 0 | 0 | 4.1271 | 4.3285 | 4.5397 | 4.7612 | 4.9935 | 0 | 0 | 0 | 0 | 0 | 0 | 0 | 0 | 0 | 0 | 5.0567 | 5.1207 | 5.1855 | 5.1514 | 5.1176 | 5.1012 | 5.0849 | 5.0687 | 5.0525 | 5.0364 | 5.0736 | 5.1112 | 5.149 | 5.1871 | 5.2254 | 5.2465 | 5.2676 | 5.2886 | 5.3097 | 5.3307 | 5.348 | 5.3653 | 5.3825 | 5.3998 | 5.4171 | 0 | 0 | 0 | 0 | 0 | 0 | 0 | 0 | 0 | 0 | 0 | 0 | 0 | 0 | 0 | 0 | 0 | 0 | 0 | 0 | 0 | 0 | 0 | 0 | 0 | 0 | 0 | 0 | 0 | 0 | 0 | 0 | 0 | 0 | 0 | 0 | 0 | 0 | 0 | 0 | 0 | 0 | 0 | 0 | 0 | 0 | 0 | 0 | 0 | 0 | 0.0065791 | 0.0066624 | 0.0067467 | 0.0067024 | 0.0066583 | 0.006637 | 0.0066158 | 0.0065947 | 0.0065737 | 0.0065527 | 0.0066011 | 0.00665 | 0.0066992 | 0.0067487 | 0.0067986 | 0.006826 | 0.0068534 | 0.0068808 | 0.0069082 | 0.0069357 | 0.0069581 | 0.0069806 | 0.007003 | 0.0070255 | 0.007048 | 0 | 0 | 0 | 0 | 0 | 0 | 0 | 0 | 0 | 0 | 0 | 0 | 0 | 0 | 0 | 0 | 0 | 0 | 0 | 0 | 0 | 0 | 0 | 0 | 0
130 | 77 | 130,77 | 99705 | - | N | 1 | 1 | 1 | 0 | 0 | 5 | 5 | 0 | 0 | 0 | 5 | 0 | 1915.6 | 1915.6 | 0 | 0 | 0 | 1915.6 | 9578 | 0 | 0 | 1 | 0 | 0 | 0 | 1 | 0 | 1 | 1 | 0 | 0 | 0.92815 | 0.92815 | 0 | 0 | 0.93291 | 0.93291 | 0 | 0 | 0 | 0.86147 | 0.89419 | 0.92815 | 0.96341 | 1 | 0.87033 | 0.90108 | 0.93291 | 0.96587 | 1 | 0 | 0 | 0 | 0 | 0 | 1.004 | 1.008 | 1.0121 | 1.0054 | 0.99883 | 0.99564 | 0.99246 | 0.98929 | 0.98613 | 0.98298 | 0.99026 | 0.99758 | 1.005 | 1.0124 | 1.0199 | 1.024 | 1.0281 | 1.0322 | 1.0363 | 1.0404 | 1.0438 | 1.0472 | 1.0505 | 1.0539 | 1.0573 | 1.004 | 1.008 | 1.0121 | 1.0054 | 0.99883 | 0.99564 | 0.99246 | 0.98929 | 0.98613 | 0.98298 | 0.99026 | 0.99758 | 1.005 | 1.0124 | 1.0199 | 1.024 | 1.0281 | 1.0322 | 1.0363 | 1.0404 | 1.0438 | 1.0472 | 1.0505 | 1.0539 | 1.0573 | 0 | 0 | 0 | 0 | 0 | 0 | 0 | 0 | 0 | 0 | 0 | 0 | 0 | 0 | 0 | 0 | 0 | 0 | 0 | 0 | 0 | 0 | 0 | 0 | 0 | 0 | 0 | 0 | 0 | 0 | 0 | 0 | 0 | 0 | 0 | 0 | 0 | 0 | 0 | 0 | 0 | 0 | 0 | 0 | 0 | 0 | 0 | 0 | 0 | 0 | 0 | 0 | 0 | 0 | 0 | 0 | 0 | 0 | 0 | 0 | 0 | 0 | 0 | 0 | 0 | 0 | 0 | 0 | 0 | 0 | 0 | 0 | 0 | 0 | 0
129 | 78 | 129,78 | 99705 | - | N | 14 | 6 | 6 | 0 | 0 | 2 | 2 | 1 | 0 | 0 | 3 | 0 | 3110.5 | 3110.5 | 1118 | 0 | 0 | 2446.3333 | 6221 | 1118 | 0 | 6 | 0 | 1 | 0 | 7 | 0 | 6 | 6 | 0 | 0 | 5.5689 | 5.5689 | 0 | 0 | 5.5975 | 5.5975 | 0 | 0.94011 | 0 | 5.1688 | 5.3651 | 5.5689 | 5.7804 | 6 | 5.222 | 5.4065 | 5.5975 | 5.7952 | 6 | 0.8838 | 0.91152 | 0.94011 | 0.96959 | 1 | 6.0682 | 6.1371 | 6.2068 | 6.166 | 6.1255 | 6.1059 | 6.0864 | 6.067 | 6.0476 | 6.0283 | 6.0729 | 6.1178 | 6.1631 | 6.2086 | 6.2546 | 6.2798 | 6.305 | 6.3302 | 6.3554 | 6.3806 | 6.4013 | 6.422 | 6.4426 | 6.4633 | 6.484 | 6.0682 | 6.1371 | 6.2068 | 6.166 | 6.1255 | 6.1059 | 6.0864 | 6.067 | 6.0476 | 6.0283 | 6.0729 | 6.1178 | 6.1631 | 6.2086 | 6.2546 | 6.2798 | 6.305 | 6.3302 | 6.3554 | 6.3806 | 6.4013 | 6.422 | 6.4426 | 6.4633 | 6.484 | 1.0114 | 1.0228 | 1.0345 | 1.0277 | 1.0209 | 1.0177 | 1.0144 | 1.0112 | 1.0079 | 1.0047 | 1.0121 | 1.0196 | 1.0272 | 1.0348 | 1.0424 | 1.0466 | 1.0508 | 1.055 | 1.0592 | 1.0634 | 1.0669 | 1.0703 | 1.0738 | 1.0772 | 1.0807 | 0 | 0 | 0 | 0 | 0 | 0 | 0 | 0 | 0 | 0 | 0 | 0 | 0 | 0 | 0 | 0 | 0 | 0 | 0 | 0 | 0 | 0 | 0 | 0 | 0 | 0 | 0 | 0 | 0 | 0 | 0 | 0 | 0 | 0 | 0 | 0 | 0 | 0 | 0 | 0 | 0 | 0 | 0 | 0 | 0 | 0 | 0 | 0 | 0 | 0
130 | 78 | 130,78 | 99705 | - | N | 5 | 1 | 1 | 0 | 0 | 0 | 0 | 1 | 0 | 0 | 1 | 0 | 0 | 0 | 9320 | 0 | 0 | 9320 | 0 | 9320 | 0.022912 | 0.97579 | 0.0012994 | 1 | 0 | 2 | 0.022912 | 0.97579 | 0.9987 | 0.0012994 | 0.021266 | 0.90568 | 0.92695 | 0.001206 | 0.021375 | 0.91032 | 0.9317 | 0.0012122 | 0.94011 | 0 | 0.86035 | 0.89303 | 0.92695 | 0.96215 | 0.9987 | 0.86919 | 0.8999 | 0.9317 | 0.96462 | 0.9987 | 0.8838 | 0.91152 | 0.94011 | 0.96959 | 1 | 1.0027 | 1.0067 | 1.0108 | 1.0041 | 0.99753 | 0.99435 | 0.99117 | 0.98801 | 0.98485 | 0.98171 | 0.98897 | 0.99628 | 1.0037 | 1.0111 | 1.0186 | 1.0227 | 1.0268 | 1.0309 | 1.035 | 1.0391 | 1.0424 | 1.0458 | 1.0492 | 1.0525 | 1.0559 | 1.0027 | 1.0067 | 1.0108 | 1.0041 | 0.99753 | 0.99435 | 0.99117 | 0.98801 | 0.98485 | 0.98171 | 0.98897 | 0.99628 | 1.0037 | 1.0111 | 1.0186 | 1.0227 | 1.0268 | 1.0309 | 1.035 | 1.0391 | 1.0424 | 1.0458 | 1.0492 | 1.0525 | 1.0559 | 1.004 | 1.008 | 1.0121 | 1.0054 | 0.99883 | 0.99564 | 0.99246 | 0.98929 | 0.98613 | 0.98298 | 0.99026 | 0.99758 | 1.005 | 1.0124 | 1.0199 | 1.024 | 1.0281 | 1.0322 | 1.0363 | 1.0404 | 1.0438 | 1.0472 | 1.0505 | 1.0539 | 1.0573 | 0.0013046 | 0.0013098 | 0.0013151 | 0.0013064 | 0.0012979 | 0.0012937 | 0.0012896 | 0.0012855 | 0.0012814 | 0.0012773 | 0.0012867 | 0.0012962 | 0.0013058 | 0.0013155 | 0.0013252 | 0.0013306 | 0.0013359 | 0.0013412 | 0.0013466 | 0.0013519 | 0.0013563 | 0.0013607 | 0.0013651 | 0.0013694 | 0.0013738 | 0 | 0 | 0 | 0 | 0 | 0 | 0 | 0 | 0 | 0 | 0 | 0 | 0 | 0 | 0 | 0 | 0 | 0 | 0 | 0 | 0 | 0 | 0 | 0 | 0
200 | 78 | 200,78 | 99712 | - | N | 0 | 20 | 0 | 20 | 0 | 0 | 0 | 0 | 0 | 0 | 0 | 0 | 834.495 | 834.495 | 1408.3846 | 0 | 0 | 1365.174 | 0 | 0 | 0.45825 | 19.5158 | 0.025988 | 0 | 0 | 20 | 0 | 0 | 0 | 0 | 0.4166 | 17.7421 | 18.1587 | 0.023626 | 0 | 0 | 0 | 0 | 0 | 0 | 16.5083 | 17.3138 | 18.1587 | 19.0447 | 19.974 | 0 | 0 | 0 | 0 | 0 | 0 | 0 | 0 | 0 | 0 | 20.2268 | 20.4829 | 20.7421 | 20.6058 | 20.4703 | 20.4049 | 20.3398 | 20.2748 | 20.2101 | 20.1455 | 20.2945 | 20.4447 | 20.5959 | 20.7482 | 20.9017 | 20.986 | 21.0702 | 21.1545 | 21.2387 | 21.323 | 21.392 | 21.4611 | 21.5301 | 21.5992 | 21.6683 | 0 | 0 | 0 | 0 | 0 | 0 | 0 | 0 | 0 | 0 | 0 | 0 | 0 | 0 | 0 | 0 | 0 | 0 | 0 | 0 | 0 | 0 | 0 | 0 | 0 | 0 | 0 | 0 | 0 | 0 | 0 | 0 | 0 | 0 | 0 | 0 | 0 | 0 | 0 | 0 | 0 | 0 | 0 | 0 | 0 | 0 | 0 | 0 | 0 | 0 | 0.026316 | 0.02665 | 0.026987 | 0.026809 | 0.026633 | 0.026548 | 0.026463 | 0.026379 | 0.026295 | 0.026211 | 0.026405 | 0.0266 | 0.026797 | 0.026995 | 0.027195 | 0.027304 | 0.027414 | 0.027523 | 0.027633 | 0.027743 | 0.027832 | 0.027922 | 0.028012 | 0.028102 | 0.028192 | 0 | 0 | 0 | 0 | 0 | 0 | 0 | 0 | 0 | 0 | 0 | 0 | 0 | 0 | 0 | 0 | 0 | 0 | 0 | 0 | 0 | 0 | 0 | 0 | 0
128 | 79 | 128,79 | 99705 | - | N | 8 | 3 | 3 | 0 | 0 | 3 | 3 | 0 | 0 | 0 | 3 | 0 | 2121 | 2121 | 0 | 0 | 0 | 2121 | 6363 | 0 | 0 | 3 | 0 | 0 | 0 | 3 | 0 | 3 | 3 | 0 | 0 | 2.7845 | 2.7845 | 0 | 0 | 2.7987 | 2.7987 | 0 | 0 | 0 | 2.5844 | 2.6826 | 2.7845 | 2.8902 | 3 | 2.611 | 2.7032 | 2.7987 | 2.8976 | 3 | 0 | 0 | 0 | 0 | 0 | 3.0341 | 3.0685 | 3.1034 | 3.083 | 3.0627 | 3.053 | 3.0432 | 3.0335 | 3.0238 | 3.0141 | 3.0364 | 3.0589 | 3.0815 | 3.1043 | 3.1273 | 3.1399 | 3.1525 | 3.1651 | 3.1777 | 3.1903 | 3.2006 | 3.211 | 3.2213 | 3.2316 | 3.242 | 3.0341 | 3.0685 | 3.1034 | 3.083 | 3.0627 | 3.053 | 3.0432 | 3.0335 | 3.0238 | 3.0141 | 3.0364 | 3.0589 | 3.0815 | 3.1043 | 3.1273 | 3.1399 | 3.1525 | 3.1651 | 3.1777 | 3.1903 | 3.2006 | 3.211 | 3.2213 | 3.2316 | 3.242 | 0 | 0 | 0 | 0 | 0 | 0 | 0 | 0 | 0 | 0 | 0 | 0 | 0 | 0 | 0 | 0 | 0 | 0 | 0 | 0 | 0 | 0 | 0 | 0 | 0 | 0 | 0 | 0 | 0 | 0 | 0 | 0 | 0 | 0 | 0 | 0 | 0 | 0 | 0 | 0 | 0 | 0 | 0 | 0 | 0 | 0 | 0 | 0 | 0 | 0 | 0 | 0 | 0 | 0 | 0 | 0 | 0 | 0 | 0 | 0 | 0 | 0 | 0 | 0 | 0 | 0 | 0 | 0 | 0 | 0 | 0 | 0 | 0 | 0 | 0
129 | 79 | 129,79 | 99705 | - | N | 0 | 1 | 0 | 1 | 0 | 1 | 1 | 1 | 0 | 0 | 2 | 0 | 746 | 746 | 3300 | 0 | 0 | 2023 | 746 | 3300 | 0 | 1 | 0 | 1 | 0 | 2 | 0 | 0 | 0 | 0 | 0 | 0.92815 | 0.92815 | 0 | 0 | 0 | 0 | 0 | 0.94011 | 0 | 0.86147 | 0.89419 | 0.92815 | 0.96341 | 1 | 0 | 0 | 0 | 0 | 0 | 0.8838 | 0.91152 | 0.94011 | 0.96959 | 1 | 1.004 | 1.008 | 1.0121 | 1.0054 | 0.99883 | 0.99564 | 0.99246 | 0.98929 | 0.98613 | 0.98298 | 0.99026 | 0.99758 | 1.005 | 1.0124 | 1.0199 | 1.024 | 1.0281 | 1.0322 | 1.0363 | 1.0404 | 1.0438 | 1.0472 | 1.0505 | 1.0539 | 1.0573 | 0 | 0 | 0 | 0 | 0 | 0 | 0 | 0 | 0 | 0 | 0 | 0 | 0 | 0 | 0 | 0 | 0 | 0 | 0 | 0 | 0 | 0 | 0 | 0 | 0 | 1.004 | 1.008 | 1.0121 | 1.0054 | 0.99883 | 0.99564 | 0.99246 | 0.98929 | 0.98613 | 0.98298 | 0.99026 | 0.99758 | 1.005 | 1.0124 | 1.0199 | 1.024 | 1.0281 | 1.0322 | 1.0363 | 1.0404 | 1.0438 | 1.0472 | 1.0505 | 1.0539 | 1.0573 | 0 | 0 | 0 | 0 | 0 | 0 | 0 | 0 | 0 | 0 | 0 | 0 | 0 | 0 | 0 | 0 | 0 | 0 | 0 | 0 | 0 | 0 | 0 | 0 | 0 | 0 | 0 | 0 | 0 | 0 | 0 | 0 | 0 | 0 | 0 | 0 | 0 | 0 | 0 | 0 | 0 | 0 | 0 | 0 | 0 | 0 | 0 | 0 | 0 | 0
128 | 80 | 128,80 | 99705 | - | N | 7 | 2 | 2 | 0 | 0 | 16 | 16 | 0 | 0 | 0 | 16 | 0 | 2430.4375 | 2430.4375 | 0 | 0 | 0 | 2430.4375 | 38887 | 0 | 0 | 2 | 0 | 0 | 0 | 2 | 0 | 2 | 2 | 0 | 0 | 1.8563 | 1.8563 | 0 | 0 | 1.8658 | 1.8658 | 0 | 0 | 0 | 1.7229 | 1.7884 | 1.8563 | 1.9268 | 2 | 1.7407 | 1.8022 | 1.8658 | 1.9317 | 2 | 0 | 0 | 0 | 0 | 0 | 2.0227 | 2.0457 | 2.0689 | 2.0553 | 2.0418 | 2.0353 | 2.0288 | 2.0223 | 2.0159 | 2.0094 | 2.0243 | 2.0393 | 2.0544 | 2.0695 | 2.0849 | 2.0933 | 2.1017 | 2.1101 | 2.1185 | 2.1269 | 2.1338 | 2.1407 | 2.1475 | 2.1544 | 2.1613 | 2.0227 | 2.0457 | 2.0689 | 2.0553 | 2.0418 | 2.0353 | 2.0288 | 2.0223 | 2.0159 | 2.0094 | 2.0243 | 2.0393 | 2.0544 | 2.0695 | 2.0849 | 2.0933 | 2.1017 | 2.1101 | 2.1185 | 2.1269 | 2.1338 | 2.1407 | 2.1475 | 2.1544 | 2.1613 | 0 | 0 | 0 | 0 | 0 | 0 | 0 | 0 | 0 | 0 | 0 | 0 | 0 | 0 | 0 | 0 | 0 | 0 | 0 | 0 | 0 | 0 | 0 | 0 | 0 | 0 | 0 | 0 | 0 | 0 | 0 | 0 | 0 | 0 | 0 | 0 | 0 | 0 | 0 | 0 | 0 | 0 | 0 | 0 | 0 | 0 | 0 | 0 | 0 | 0 | 0 | 0 | 0 | 0 | 0 | 0 | 0 | 0 | 0 | 0 | 0 | 0 | 0 | 0 | 0 | 0 | 0 | 0 | 0 | 0 | 0 | 0 | 0 | 0 | 0
129 | 80 | 129,80 | 99705 | - | N | 6 | 3 | 3 | 0 | 0 | 0 | 0 | 1 | 0 | 0 | 1 | 0 | 0 | 0 | 6176 | 0 | 0 | 6176 | 0 | 6176 | 0.068737 | 2.9274 | 0.0038981 | 1 | 0 | 4 | 0.068737 | 2.9274 | 2.9961 | 0.0038981 | 0.063798 | 2.717 | 2.7808 | 0.0036181 | 0.064126 | 2.731 | 2.7951 | 0.0036366 | 0.94011 | 0 | 2.581 | 2.6791 | 2.7808 | 2.8865 | 2.9961 | 2.6076 | 2.6997 | 2.7951 | 2.8939 | 2.9961 | 0.8838 | 0.91152 | 0.94011 | 0.96959 | 1 | 3.0081 | 3.0202 | 3.0323 | 3.0124 | 2.9926 | 2.983 | 2.9735 | 2.964 | 2.9546 | 2.9451 | 2.9669 | 2.9889 | 3.011 | 3.0332 | 3.0557 | 3.068 | 3.0803 | 3.0926 | 3.1049 | 3.1173 | 3.1273 | 3.1374 | 3.1475 | 3.1576 | 3.1677 | 3.0081 | 3.0202 | 3.0323 | 3.0124 | 2.9926 | 2.983 | 2.9735 | 2.964 | 2.9546 | 2.9451 | 2.9669 | 2.9889 | 3.011 | 3.0332 | 3.0557 | 3.068 | 3.0803 | 3.0926 | 3.1049 | 3.1173 | 3.1273 | 3.1374 | 3.1475 | 3.1576 | 3.1677 | 1.004 | 1.008 | 1.0121 | 1.0054 | 0.99883 | 0.99564 | 0.99246 | 0.98929 | 0.98613 | 0.98298 | 0.99026 | 0.99758 | 1.005 | 1.0124 | 1.0199 | 1.024 | 1.0281 | 1.0322 | 1.0363 | 1.0404 | 1.0438 | 1.0472 | 1.0505 | 1.0539 | 1.0573 | 0.0039138 | 0.0039295 | 0.0039453 | 0.0039193 | 0.0038936 | 0.0038811 | 0.0038687 | 0.0038564 | 0.0038441 | 0.0038318 | 0.0038601 | 0.0038887 | 0.0039175 | 0.0039464 | 0.0039756 | 0.0039917 | 0.0040077 | 0.0040237 | 0.0040397 | 0.0040558 | 0.0040689 | 0.004082 | 0.0040952 | 0.0041083 | 0.0041214 | 0 | 0 | 0 | 0 | 0 | 0 | 0 | 0 | 0 | 0 | 0 | 0 | 0 | 0 | 0 | 0 | 0 | 0 | 0 | 0 | 0 | 0 | 0 | 0 | 0
132 | 80 | 132,80 | 99702 | - | N | 154 | 36 | 30 | 6 | 0 | 0 | 0 | 0 | 0 | 0 | 0 | 0 | 834.495 | 834.495 | 1408.3846 | 0 | 0 | 1365.174 | 0 | 0 | 0.82484 | 35.1284 | 0.046778 | 0 | 0 | 36 | 0.68737 | 29.2736 | 29.961 | 0.038981 | 0.92075 | 39.2127 | 40.1335 | 0.052216 | 0.80168 | 34.142 | 34.9437 | 0.045464 | 0 | 0 | 44.7998 | 42.4025 | 40.1335 | 37.9859 | 35.9532 | 40.755 | 37.7377 | 34.9437 | 32.3566 | 29.961 | 0 | 0 | 0 | 0 | 0 | 36.0976 | 36.2425 | 36.3881 | 36.1488 | 35.9112 | 35.7965 | 35.6822 | 35.5682 | 35.4547 | 35.3414 | 35.6029 | 35.8662 | 36.1315 | 36.3988 | 36.668 | 36.8158 | 36.9636 | 37.1114 | 37.2592 | 37.407 | 37.5282 | 37.6493 | 37.7705 | 37.8916 | 38.0128 | 30.0813 | 30.2021 | 30.3234 | 30.124 | 29.926 | 29.8304 | 29.7352 | 29.6402 | 29.5456 | 29.4512 | 29.6691 | 29.8885 | 30.1096 | 30.3323 | 30.5567 | 30.6799 | 30.803 | 30.9262 | 31.0494 | 31.1725 | 31.2735 | 31.3744 | 31.4754 | 31.5764 | 31.6773 | 0 | 0 | 0 | 0 | 0 | 0 | 0 | 0 | 0 | 0 | 0 | 0 | 0 | 0 | 0 | 0 | 0 | 0 | 0 | 0 | 0 | 0 | 0 | 0 | 0 | 0.046965 | 0.047154 | 0.047343 | 0.047032 | 0.046723 | 0.046574 | 0.046425 | 0.046277 | 0.046129 | 0.045982 | 0.046322 | 0.046664 | 0.04701 | 0.047357 | 0.047708 | 0.0479 | 0.048092 | 0.048284 | 0.048477 | 0.048669 | 0.048827 | 0.048984 | 0.049142 | 0.0493 | 0.049457 | 0 | 0 | 0 | 0 | 0 | 0 | 0 | 0 | 0 | 0 | 0 | 0 | 0 | 0 | 0 | 0 | 0 | 0 | 0 | 0 | 0 | 0 | 0 | 0 | 0
81 | 81 | 81,81 | 99709 | - | N | 0 | 3 | 0 | 3 | 0 | 0 | 0 | 0 | 0 | 0 | 0 | 0 | 834.495 | 834.495 | 1408.3846 | 0 | 0 | 1365.174 | 0 | 0 | 0.068737 | 2.9274 | 0.0038981 | 0 | 0 | 3 | 0 | 0 | 0 | 0 | 0.065449 | 2.7873 | 2.8528 | 0.0037116 | 0 | 0 | 0 | 0 | 0 | 0 | 2.7163 | 2.7837 | 2.8528 | 2.9236 | 2.9961 | 0 | 0 | 0 | 0 | 0 | 0 | 0 | 0 | 0 | 0 | 3.0114 | 3.0269 | 3.0424 | 3.0224 | 3.0025 | 2.9929 | 2.9834 | 2.9738 | 2.9643 | 2.9549 | 2.9767 | 2.9987 | 3.0209 | 3.0433 | 3.0658 | 3.0781 | 3.0905 | 3.1029 | 3.1152 | 3.1276 | 3.1377 | 3.1478 | 3.158 | 3.1681 | 3.1782 | 0 | 0 | 0 | 0 | 0 | 0 | 0 | 0 | 0 | 0 | 0 | 0 | 0 | 0 | 0 | 0 | 0 | 0 | 0 | 0 | 0 | 0 | 0 | 0 | 0 | 0 | 0 | 0 | 0 | 0 | 0 | 0 | 0 | 0 | 0 | 0 | 0 | 0 | 0 | 0 | 0 | 0 | 0 | 0 | 0 | 0 | 0 | 0 | 0 | 0 | 0.0039181 | 0.0039382 | 0.0039583 | 0.0039323 | 0.0039065 | 0.003894 | 0.0038816 | 0.0038692 | 0.0038568 | 0.0038445 | 0.0038729 | 0.0039016 | 0.0039304 | 0.0039595 | 0.0039888 | 0.0040049 | 0.004021 | 0.004037 | 0.0040531 | 0.0040692 | 0.0040824 | 0.0040955 | 0.0041087 | 0.0041219 | 0.0041351 | 0 | 0 | 0 | 0 | 0 | 0 | 0 | 0 | 0 | 0 | 0 | 0 | 0 | 0 | 0 | 0 | 0 | 0 | 0 | 0 | 0 | 0 | 0 | 0 | 0
126 | 81 | 126,81 | 99705 | - | N | 36 | 13 | 13 | 0 | 0 | 4 | 4 | 1 | 0 | 0 | 5 | 0 | 1537.25 | 1537.25 | 1628 | 0 | 0 | 1555.4 | 6149 | 1628 | 0 | 13 | 0 | 1 | 0 | 14 | 0 | 13 | 13 | 0 | 0 | 12.066 | 12.066 | 0 | 0 | 12.1279 | 12.1279 | 0 | 0.94011 | 0 | 11.1991 | 11.6244 | 12.066 | 12.5243 | 13 | 11.3142 | 11.714 | 12.1279 | 12.5564 | 13 | 0.8838 | 0.91152 | 0.94011 | 0.96959 | 1 | 13.1477 | 13.297 | 13.4481 | 13.3597 | 13.2719 | 13.2295 | 13.1872 | 13.1451 | 13.1031 | 13.0613 | 13.1579 | 13.2552 | 13.3533 | 13.4521 | 13.5516 | 13.6062 | 13.6608 | 13.7154 | 13.7701 | 13.8247 | 13.8695 | 13.9142 | 13.959 | 14.0038 | 14.0486 | 13.1477 | 13.297 | 13.4481 | 13.3597 | 13.2719 | 13.2295 | 13.1872 | 13.1451 | 13.1031 | 13.0613 | 13.1579 | 13.2552 | 13.3533 | 13.4521 | 13.5516 | 13.6062 | 13.6608 | 13.7154 | 13.7701 | 13.8247 | 13.8695 | 13.9142 | 13.959 | 14.0038 | 14.0486 | 1.0114 | 1.0228 | 1.0345 | 1.0277 | 1.0209 | 1.0177 | 1.0144 | 1.0112 | 1.0079 | 1.0047 | 1.0121 | 1.0196 | 1.0272 | 1.0348 | 1.0424 | 1.0466 | 1.0508 | 1.055 | 1.0592 | 1.0634 | 1.0669 | 1.0703 | 1.0738 | 1.0772 | 1.0807 | 0 | 0 | 0 | 0 | 0 | 0 | 0 | 0 | 0 | 0 | 0 | 0 | 0 | 0 | 0 | 0 | 0 | 0 | 0 | 0 | 0 | 0 | 0 | 0 | 0 | 0 | 0 | 0 | 0 | 0 | 0 | 0 | 0 | 0 | 0 | 0 | 0 | 0 | 0 | 0 | 0 | 0 | 0 | 0 | 0 | 0 | 0 | 0 | 0 | 0
128 | 81 | 128,81 | 99705 | - | N | 28 | 11 | 10 | 1 | 0 | 1 | 1 | 0 | 0 | 0 | 1 | 0 | 4288 | 4288 | 0 | 0 | 0 | 4288 | 4288 | 0 | 0 | 11 | 0 | 0 | 0 | 11 | 0 | 10 | 10 | 0 | 0 | 10.2097 | 10.2097 | 0 | 0 | 9.3291 | 9.3291 | 0 | 0 | 0 | 9.4761 | 9.8361 | 10.2097 | 10.5975 | 11 | 8.7033 | 9.0108 | 9.3291 | 9.6587 | 10 | 0 | 0 | 0 | 0 | 0 | 11.125 | 11.2513 | 11.3792 | 11.3044 | 11.23 | 11.1942 | 11.1584 | 11.1228 | 11.0873 | 11.0519 | 11.1336 | 11.216 | 11.2989 | 11.3825 | 11.4667 | 11.5129 | 11.5592 | 11.6054 | 11.6516 | 11.6978 | 11.7357 | 11.7736 | 11.8115 | 11.8494 | 11.8872 | 10.1136 | 10.2285 | 10.3447 | 10.2767 | 10.2091 | 10.1765 | 10.144 | 10.1116 | 10.0793 | 10.0472 | 10.1215 | 10.1963 | 10.2718 | 10.3477 | 10.4243 | 10.4663 | 10.5083 | 10.5503 | 10.5924 | 10.6344 | 10.6688 | 10.7033 | 10.7377 | 10.7721 | 10.8066 | 0 | 0 | 0 | 0 | 0 | 0 | 0 | 0 | 0 | 0 | 0 | 0 | 0 | 0 | 0 | 0 | 0 | 0 | 0 | 0 | 0 | 0 | 0 | 0 | 0 | 0 | 0 | 0 | 0 | 0 | 0 | 0 | 0 | 0 | 0 | 0 | 0 | 0 | 0 | 0 | 0 | 0 | 0 | 0 | 0 | 0 | 0 | 0 | 0 | 0 | 0 | 0 | 0 | 0 | 0 | 0 | 0 | 0 | 0 | 0 | 0 | 0 | 0 | 0 | 0 | 0 | 0 | 0 | 0 | 0 | 0 | 0 | 0 | 0 | 0
131 | 81 | 131,81 | 99702 | - | N | 428 | 2 | 2 | 0 | 0 | 0 | 0 | 0 | 0 | 0 | 0 | 0 | 834.495 | 834.495 | 1408.3846 | 0 | 0 | 1365.174 | 0 | 0 | 0.045825 | 1.9516 | 0.0025988 | 0 | 0 | 2 | 0.045825 | 1.9516 | 1.9974 | 0.0025988 | 0.051153 | 2.1785 | 2.2296 | 0.0029009 | 0.053446 | 2.2761 | 2.3296 | 0.0030309 | 0 | 0 | 2.4889 | 2.3557 | 2.2296 | 2.1103 | 1.9974 | 2.717 | 2.5158 | 2.3296 | 2.1571 | 1.9974 | 0 | 0 | 0 | 0 | 0 | 2.0054 | 2.0135 | 2.0216 | 2.0083 | 1.9951 | 1.9887 | 1.9823 | 1.976 | 1.9697 | 1.9634 | 1.9779 | 1.9926 | 2.0073 | 2.0222 | 2.0371 | 2.0453 | 2.0535 | 2.0617 | 2.07 | 2.0782 | 2.0849 | 2.0916 | 2.0984 | 2.1051 | 2.1118 | 2.0054 | 2.0135 | 2.0216 | 2.0083 | 1.9951 | 1.9887 | 1.9823 | 1.976 | 1.9697 | 1.9634 | 1.9779 | 1.9926 | 2.0073 | 2.0222 | 2.0371 | 2.0453 | 2.0535 | 2.0617 | 2.07 | 2.0782 | 2.0849 | 2.0916 | 2.0984 | 2.1051 | 2.1118 | 0 | 0 | 0 | 0 | 0 | 0 | 0 | 0 | 0 | 0 | 0 | 0 | 0 | 0 | 0 | 0 | 0 | 0 | 0 | 0 | 0 | 0 | 0 | 0 | 0 | 0.0026092 | 0.0026197 | 0.0026302 | 0.0026129 | 0.0025957 | 0.0025874 | 0.0025792 | 0.0025709 | 0.0025627 | 0.0025545 | 0.0025734 | 0.0025925 | 0.0026116 | 0.002631 | 0.0026504 | 0.0026611 | 0.0026718 | 0.0026825 | 0.0026932 | 0.0027038 | 0.0027126 | 0.0027214 | 0.0027301 | 0.0027389 | 0.0027476 | 0 | 0 | 0 | 0 | 0 | 0 | 0 | 0 | 0 | 0 | 0 | 0 | 0 | 0 | 0 | 0 | 0 | 0 | 0 | 0 | 0 | 0 | 0 | 0 | 0
132 | 81 | 132,81 | 99702 | - | N | 1798 | 718 | 522 | 196 | 0 | 0 | 0 | 0 | 0 | 0 | 0 | 0 | 834.495 | 834.495 | 1408.3846 | 0 | 0 | 1365.174 | 0 | 0 | 16.4511 | 700.616 | 0.93295 | 0 | 0 | 718 | 11.9602 | 509.3615 | 521.3217 | 0.67827 | 18.3638 | 782.076 | 800.4398 | 1.0414 | 13.9493 | 594.0711 | 608.0204 | 0.79108 | 0 | 0 | 893.5063 | 845.6938 | 800.4398 | 757.6074 | 717.067 | 709.1375 | 656.6354 | 608.0204 | 563.0046 | 521.3217 | 0 | 0 | 0 | 0 | 0 | 719.9464 | 722.8373 | 725.7398 | 720.9684 | 716.2284 | 713.9412 | 711.6614 | 709.3888 | 707.1235 | 704.8654 | 710.0793 | 715.3317 | 720.623 | 725.9534 | 731.3233 | 734.2711 | 737.219 | 740.1668 | 743.1146 | 746.0624 | 748.4788 | 750.8951 | 753.3115 | 755.7278 | 758.1442 | 523.4151 | 525.5168 | 527.627 | 524.1581 | 520.712 | 519.0492 | 517.3917 | 515.7395 | 514.0926 | 512.4509 | 516.2415 | 520.0601 | 523.907 | 527.7823 | 531.6863 | 533.8294 | 535.9726 | 538.1157 | 540.2588 | 542.4019 | 544.1587 | 545.9154 | 547.6721 | 549.4289 | 551.1856 | 0 | 0 | 0 | 0 | 0 | 0 | 0 | 0 | 0 | 0 | 0 | 0 | 0 | 0 | 0 | 0 | 0 | 0 | 0 | 0 | 0 | 0 | 0 | 0 | 0 | 0.9367 | 0.94046 | 0.94424 | 0.93803 | 0.93186 | 0.92889 | 0.92592 | 0.92296 | 0.92001 | 0.91708 | 0.92386 | 0.93069 | 0.93758 | 0.94451 | 0.9515 | 0.95534 | 0.95917 | 0.96301 | 0.96684 | 0.97068 | 0.97382 | 0.97696 | 0.98011 | 0.98325 | 0.9864 | 0 | 0 | 0 | 0 | 0 | 0 | 0 | 0 | 0 | 0 | 0 | 0 | 0 | 0 | 0 | 0 | 0 | 0 | 0 | 0 | 0 | 0 | 0 | 0 | 0
133 | 81 | 133,81 | 99702 | - | N | 57 | 25 | 21 | 4 | 0 | 0 | 0 | 0 | 0 | 0 | 0 | 0 | 834.495 | 834.495 | 1408.3846 | 0 | 0 | 1365.174 | 0 | 0 | 0.57281 | 24.3947 | 0.032484 | 0 | 0 | 25 | 0.48116 | 20.4916 | 20.9727 | 0.027287 | 0.63941 | 27.2311 | 27.8705 | 0.036261 | 0.56118 | 23.8994 | 24.4606 | 0.031825 | 0 | 0 | 31.1109 | 29.4462 | 27.8705 | 26.3791 | 24.9675 | 28.5285 | 26.4164 | 24.4606 | 22.6496 | 20.9727 | 0 | 0 | 0 | 0 | 0 | 25.0678 | 25.1684 | 25.2695 | 25.1034 | 24.9383 | 24.8587 | 24.7793 | 24.7002 | 24.6213 | 24.5427 | 24.7242 | 24.9071 | 25.0913 | 25.2769 | 25.4639 | 25.5665 | 25.6692 | 25.7718 | 25.8745 | 25.9771 | 26.0612 | 26.1454 | 26.2295 | 26.3136 | 26.3978 | 21.0569 | 21.1415 | 21.2264 | 21.0868 | 20.9482 | 20.8813 | 20.8146 | 20.7481 | 20.6819 | 20.6158 | 20.7683 | 20.922 | 21.0767 | 21.2326 | 21.3897 | 21.4759 | 21.5621 | 21.6483 | 21.7345 | 21.8208 | 21.8914 | 21.9621 | 22.0328 | 22.1035 | 22.1741 | 0 | 0 | 0 | 0 | 0 | 0 | 0 | 0 | 0 | 0 | 0 | 0 | 0 | 0 | 0 | 0 | 0 | 0 | 0 | 0 | 0 | 0 | 0 | 0 | 0 | 0.032615 | 0.032746 | 0.032877 | 0.032661 | 0.032446 | 0.032343 | 0.03224 | 0.032137 | 0.032034 | 0.031932 | 0.032168 | 0.032406 | 0.032645 | 0.032887 | 0.03313 | 0.033264 | 0.033397 | 0.033531 | 0.033664 | 0.033798 | 0.033907 | 0.034017 | 0.034126 | 0.034236 | 0.034345 | 0 | 0 | 0 | 0 | 0 | 0 | 0 | 0 | 0 | 0 | 0 | 0 | 0 | 0 | 0 | 0 | 0 | 0 | 0 | 0 | 0 | 0 | 0 | 0 | 0
126 | 82 | 126,82 | 99705 | - | N | 6 | 6 | 4 | 2 | 0 | 0 | 0 | 0 | 0 | 0 | 0 | 0 | 834.495 | 834.495 | 1408.3846 | 0 | 0 | 1365.174 | 0 | 0 | 0.13747 | 5.8547 | 0.0077963 | 0 | 0 | 6 | 0.091649 | 3.9032 | 3.9948 | 0.0051975 | 0.1276 | 5.4341 | 5.5617 | 0.0072361 | 0.085501 | 3.6413 | 3.7268 | 0.0048488 | 0 | 0 | 5.1621 | 5.3582 | 5.5617 | 5.7729 | 5.9922 | 3.4768 | 3.5996 | 3.7268 | 3.8585 | 3.9948 | 0 | 0 | 0 | 0 | 0 | 6.0603 | 6.1291 | 6.1988 | 6.158 | 6.1175 | 6.098 | 6.0785 | 6.0591 | 6.0397 | 6.0205 | 6.065 | 6.1099 | 6.155 | 6.2006 | 6.2464 | 6.2716 | 6.2968 | 6.322 | 6.3472 | 6.3723 | 6.393 | 6.4136 | 6.4342 | 6.4549 | 6.4755 | 4.0402 | 4.0861 | 4.1325 | 4.1053 | 4.0783 | 4.0653 | 4.0523 | 4.0394 | 4.0265 | 4.0136 | 4.0433 | 4.0732 | 4.1034 | 4.1337 | 4.1643 | 4.1811 | 4.1979 | 4.2147 | 4.2314 | 4.2482 | 4.262 | 4.2757 | 4.2895 | 4.3033 | 4.317 | 0 | 0 | 0 | 0 | 0 | 0 | 0 | 0 | 0 | 0 | 0 | 0 | 0 | 0 | 0 | 0 | 0 | 0 | 0 | 0 | 0 | 0 | 0 | 0 | 0 | 0.0078848 | 0.0079744 | 0.008065 | 0.008012 | 0.0079593 | 0.0079339 | 0.0079085 | 0.0078833 | 0.0078581 | 0.007833 | 0.007891 | 0.0079493 | 0.0080081 | 0.0080674 | 0.008127 | 0.0081598 | 0.0081926 | 0.0082253 | 0.0082581 | 0.0082908 | 0.0083177 | 0.0083445 | 0.0083714 | 0.0083982 | 0.0084251 | 0 | 0 | 0 | 0 | 0 | 0 | 0 | 0 | 0 | 0 | 0 | 0 | 0 | 0 | 0 | 0 | 0 | 0 | 0 | 0 | 0 | 0 | 0 | 0 | 0
127 | 82 | 127,82 | 99705 | - | N | 12 | 5 | 3 | 2 | 0 | 1 | 1 | 0 | 0 | 0 | 1 | 0 | 4837 | 4837 | 0 | 0 | 0 | 4837 | 4837 | 0 | 0 | 5 | 0 | 0 | 0 | 5 | 0 | 3 | 3 | 0 | 0 | 4.6408 | 4.6408 | 0 | 0 | 2.7987 | 2.7987 | 0 | 0 | 0 | 4.3073 | 4.4709 | 4.6408 | 4.817 | 5 | 2.611 | 2.7032 | 2.7987 | 2.8976 | 3 | 0 | 0 | 0 | 0 | 0 | 5.0568 | 5.1142 | 5.1723 | 5.1383 | 5.1046 | 5.0883 | 5.072 | 5.0558 | 5.0397 | 5.0236 | 5.0607 | 5.0982 | 5.1359 | 5.1739 | 5.2121 | 5.2332 | 5.2542 | 5.2752 | 5.2962 | 5.3172 | 5.3344 | 5.3516 | 5.3689 | 5.3861 | 5.4033 | 3.0341 | 3.0685 | 3.1034 | 3.083 | 3.0627 | 3.053 | 3.0432 | 3.0335 | 3.0238 | 3.0141 | 3.0364 | 3.0589 | 3.0815 | 3.1043 | 3.1273 | 3.1399 | 3.1525 | 3.1651 | 3.1777 | 3.1903 | 3.2006 | 3.211 | 3.2213 | 3.2316 | 3.242 | 0 | 0 | 0 | 0 | 0 | 0 | 0 | 0 | 0 | 0 | 0 | 0 | 0 | 0 | 0 | 0 | 0 | 0 | 0 | 0 | 0 | 0 | 0 | 0 | 0 | 0 | 0 | 0 | 0 | 0 | 0 | 0 | 0 | 0 | 0 | 0 | 0 | 0 | 0 | 0 | 0 | 0 | 0 | 0 | 0 | 0 | 0 | 0 | 0 | 0 | 0 | 0 | 0 | 0 | 0 | 0 | 0 | 0 | 0 | 0 | 0 | 0 | 0 | 0 | 0 | 0 | 0 | 0 | 0 | 0 | 0 | 0 | 0 | 0 | 0
132 | 82 | 132,82 | 99702 | - | N | 192 | 61 | 58 | 3 | 0 | 0 | 0 | 0 | 0 | 0 | 0 | 0 | 834.495 | 834.495 | 1408.3846 | 0 | 0 | 1365.174 | 0 | 0 | 1.3977 | 59.5231 | 0.079262 | 0 | 0 | 61 | 1.3289 | 56.5957 | 57.9246 | 0.075364 | 1.5602 | 66.4438 | 68.0039 | 0.088478 | 1.5499 | 66.0079 | 67.5578 | 0.087897 | 0 | 0 | 75.9107 | 71.8486 | 68.0039 | 64.365 | 60.9207 | 78.7931 | 72.9595 | 67.5578 | 62.5561 | 57.9246 | 0 | 0 | 0 | 0 | 0 | 61.1654 | 61.411 | 61.6576 | 61.2522 | 60.8495 | 60.6552 | 60.4615 | 60.2684 | 60.076 | 59.8841 | 60.3271 | 60.7733 | 61.2228 | 61.6757 | 62.1319 | 62.3824 | 62.6328 | 62.8833 | 63.1337 | 63.3841 | 63.5894 | 63.7947 | 64 | 64.2053 | 64.4106 | 58.1572 | 58.3908 | 58.6252 | 58.2398 | 57.8569 | 57.6721 | 57.488 | 57.3044 | 57.1214 | 56.939 | 57.3602 | 57.7845 | 58.2119 | 58.6425 | 59.0763 | 59.3144 | 59.5525 | 59.7906 | 60.0288 | 60.2669 | 60.4621 | 60.6573 | 60.8525 | 61.0477 | 61.2428 | 0 | 0 | 0 | 0 | 0 | 0 | 0 | 0 | 0 | 0 | 0 | 0 | 0 | 0 | 0 | 0 | 0 | 0 | 0 | 0 | 0 | 0 | 0 | 0 | 0 | 0.07958 | 0.0799 | 0.080221 | 0.079693 | 0.079169 | 0.078916 | 0.078664 | 0.078413 | 0.078163 | 0.077913 | 0.07849 | 0.07907 | 0.079655 | 0.080244 | 0.080838 | 0.081164 | 0.081489 | 0.081815 | 0.082141 | 0.082467 | 0.082734 | 0.083001 | 0.083268 | 0.083535 | 0.083802 | 0 | 0 | 0 | 0 | 0 | 0 | 0 | 0 | 0 | 0 | 0 | 0 | 0 | 0 | 0 | 0 | 0 | 0 | 0 | 0 | 0 | 0 | 0 | 0 | 0
178 | 82 | 178,82 | 99712 | - | N | 0 | 6 | 0 | 6 | 0 | 0 | 0 | 0 | 0 | 0 | 0 | 0 | 834.495 | 834.495 | 1408.3846 | 0 | 0 | 1365.174 | 0 | 0 | 0.13747 | 5.8547 | 0.0077963 | 0 | 0 | 6 | 0 | 0 | 0 | 0 | 0.12498 | 5.3226 | 5.4476 | 0.0070877 | 0 | 0 | 0 | 0 | 0 | 0 | 4.9525 | 5.1941 | 5.4476 | 5.7134 | 5.9922 | 0 | 0 | 0 | 0 | 0 | 0 | 0 | 0 | 0 | 0 | 6.0681 | 6.1449 | 6.2226 | 6.1817 | 6.1411 | 6.1215 | 6.1019 | 6.0824 | 6.063 | 6.0437 | 6.0884 | 6.1334 | 6.1788 | 6.2245 | 6.2705 | 6.2958 | 6.3211 | 6.3463 | 6.3716 | 6.3969 | 6.4176 | 6.4383 | 6.459 | 6.4798 | 6.5005 | 0 | 0 | 0 | 0 | 0 | 0 | 0 | 0 | 0 | 0 | 0 | 0 | 0 | 0 | 0 | 0 | 0 | 0 | 0 | 0 | 0 | 0 | 0 | 0 | 0 | 0 | 0 | 0 | 0 | 0 | 0 | 0 | 0 | 0 | 0 | 0 | 0 | 0 | 0 | 0 | 0 | 0 | 0 | 0 | 0 | 0 | 0 | 0 | 0 | 0 | 0.0078949 | 0.0079949 | 0.0080961 | 0.0080428 | 0.00799 | 0.0079644 | 0.007939 | 0.0079137 | 0.0078884 | 0.0078632 | 0.0079214 | 0.00798 | 0.008039 | 0.0080985 | 0.0081584 | 0.0081912 | 0.0082241 | 0.008257 | 0.0082899 | 0.0083228 | 0.0083497 | 0.0083767 | 0.0084036 | 0.0084306 | 0.0084576 | 0 | 0 | 0 | 0 | 0 | 0 | 0 | 0 | 0 | 0 | 0 | 0 | 0 | 0 | 0 | 0 | 0 | 0 | 0 | 0 | 0 | 0 | 0 | 0 | 0
88 | 83 | 88,83 | 99709 | - | N | 0 | 11 | 0 | 11 | 0 | 0 | 0 | 0 | 0 | 0 | 0 | 0 | 834.495 | 834.495 | 1408.3846 | 0 | 0 | 1365.174 | 0 | 0 | 0.25204 | 10.7337 | 0.014293 | 0 | 0 | 11 | 0 | 0 | 0 | 0 | 0.23998 | 10.2202 | 10.4601 | 0.013609 | 0 | 0 | 0 | 0 | 0 | 0 | 9.9597 | 10.2069 | 10.4601 | 10.7197 | 10.9857 | 0 | 0 | 0 | 0 | 0 | 0 | 0 | 0 | 0 | 0 | 11.042 | 11.0985 | 11.1554 | 11.0821 | 11.0092 | 10.974 | 10.939 | 10.9041 | 10.8692 | 10.8345 | 10.9147 | 10.9954 | 11.0767 | 11.1587 | 11.2412 | 11.2865 | 11.3318 | 11.3772 | 11.4225 | 11.4678 | 11.5049 | 11.5421 | 11.5792 | 11.6163 | 11.6535 | 0 | 0 | 0 | 0 | 0 | 0 | 0 | 0 | 0 | 0 | 0 | 0 | 0 | 0 | 0 | 0 | 0 | 0 | 0 | 0 | 0 | 0 | 0 | 0 | 0 | 0 | 0 | 0 | 0 | 0 | 0 | 0 | 0 | 0 | 0 | 0 | 0 | 0 | 0 | 0 | 0 | 0 | 0 | 0 | 0 | 0 | 0 | 0 | 0 | 0 | 0.014366 | 0.01444 | 0.014514 | 0.014418 | 0.014324 | 0.014278 | 0.014232 | 0.014187 | 0.014142 | 0.014096 | 0.014201 | 0.014306 | 0.014412 | 0.014518 | 0.014626 | 0.014685 | 0.014743 | 0.014802 | 0.014861 | 0.01492 | 0.014969 | 0.015017 | 0.015065 | 0.015114 | 0.015162 | 0 | 0 | 0 | 0 | 0 | 0 | 0 | 0 | 0 | 0 | 0 | 0 | 0 | 0 | 0 | 0 | 0 | 0 | 0 | 0 | 0 | 0 | 0 | 0 | 0
129 | 83 | 129,83 | 99705 | - | N | 98 | 42 | 33 | 9 | 5 | 29 | 34 | 5 | 0 | 0 | 39 | 4566.2 | 1846.7931 | 2246.7059 | 5453.2 | 0 | 0 | 2657.7949 | 76388 | 27266 | 6.1765 | 35.8235 | 0 | 5 | 0 | 47 | 4.8529 | 28.1471 | 33 | 0 | 5.7327 | 33.2497 | 38.9824 | 0 | 4.5274 | 26.2587 | 30.7861 | 0 | 4.7005 | 0 | 36.1816 | 37.5559 | 38.9824 | 40.4631 | 42 | 28.7207 | 29.7355 | 30.7861 | 31.8738 | 33 | 4.419 | 4.5576 | 4.7005 | 4.848 | 5 | 42.4771 | 42.9597 | 43.4477 | 43.1621 | 42.8783 | 42.7414 | 42.6049 | 42.4688 | 42.3332 | 42.198 | 42.5102 | 42.8246 | 43.1414 | 43.4605 | 43.782 | 43.9585 | 44.1349 | 44.3114 | 44.4879 | 44.6644 | 44.809 | 44.9537 | 45.0983 | 45.243 | 45.3877 | 33.3749 | 33.754 | 34.1375 | 33.9131 | 33.6901 | 33.5825 | 33.4753 | 33.3684 | 33.2618 | 33.1556 | 33.4009 | 33.6479 | 33.8968 | 34.1475 | 34.4001 | 34.5388 | 34.6775 | 34.8161 | 34.9548 | 35.0934 | 35.2071 | 35.3208 | 35.4344 | 35.5481 | 35.6617 | 5.0568 | 5.1142 | 5.1723 | 5.1383 | 5.1046 | 5.0883 | 5.072 | 5.0558 | 5.0397 | 5.0236 | 5.0607 | 5.0982 | 5.1359 | 5.1739 | 5.2121 | 5.2332 | 5.2542 | 5.2752 | 5.2962 | 5.3172 | 5.3344 | 5.3516 | 5.3689 | 5.3861 | 5.4033 | 0 | 0 | 0 | 0 | 0 | 0 | 0 | 0 | 0 | 0 | 0 | 0 | 0 | 0 | 0 | 0 | 0 | 0 | 0 | 0 | 0 | 0 | 0 | 0 | 0 | 0 | 0 | 0 | 0 | 0 | 0 | 0 | 0 | 0 | 0 | 0 | 0 | 0 | 0 | 0 | 0 | 0 | 0 | 0 | 0 | 0 | 0 | 0 | 0 | 0
130 | 83 | 130,83 | 99705 | - | N | 139 | 69 | 65 | 4 | 3 | 11 | 14 | 2 | 0 | 0 | 16 | 5424 | 2372.6364 | 3026.5 | 3908 | 0 | 0 | 3136.6875 | 42371 | 7816 | 14.7857 | 54.2143 | 0 | 2 | 0 | 71 | 13.9286 | 51.0714 | 65 | 0 | 13.7234 | 50.3191 | 64.0425 | 0 | 12.9941 | 47.6452 | 60.6393 | 0 | 1.8802 | 0 | 59.4411 | 61.6989 | 64.0425 | 66.475 | 69 | 56.5711 | 58.5699 | 60.6393 | 62.7818 | 65 | 1.7676 | 1.823 | 1.8802 | 1.9392 | 2 | 70.4827 | 71.9973 | 73.5445 | 73.0609 | 72.5806 | 72.3488 | 72.1178 | 71.8875 | 71.6579 | 71.4291 | 71.9575 | 72.4897 | 73.0259 | 73.5661 | 74.1103 | 74.409 | 74.7077 | 75.0065 | 75.3052 | 75.6039 | 75.8488 | 76.0936 | 76.3385 | 76.5834 | 76.8282 | 66.3968 | 67.8236 | 69.281 | 68.8255 | 68.373 | 68.1547 | 67.9371 | 67.7201 | 67.5039 | 67.2883 | 67.786 | 68.2874 | 68.7926 | 69.3014 | 69.814 | 70.0954 | 70.3768 | 70.6583 | 70.9397 | 71.2211 | 71.4517 | 71.6824 | 71.9131 | 72.1438 | 72.3744 | 2.043 | 2.0869 | 2.1317 | 2.1177 | 2.1038 | 2.0971 | 2.0904 | 2.0837 | 2.077 | 2.0704 | 2.0857 | 2.1012 | 2.1167 | 2.1324 | 2.1481 | 2.1568 | 2.1654 | 2.1741 | 2.1828 | 2.1914 | 2.1985 | 2.2056 | 2.2127 | 2.2198 | 2.2269 | 0 | 0 | 0 | 0 | 0 | 0 | 0 | 0 | 0 | 0 | 0 | 0 | 0 | 0 | 0 | 0 | 0 | 0 | 0 | 0 | 0 | 0 | 0 | 0 | 0 | 0 | 0 | 0 | 0 | 0 | 0 | 0 | 0 | 0 | 0 | 0 | 0 | 0 | 0 | 0 | 0 | 0 | 0 | 0 | 0 | 0 | 0 | 0 | 0 | 0
124 | 84 | 124,84 | 99705 | North Pole | Y | 36 | 13 | 13 | 0 | 0 | 32 | 32 | 3 | 0 | 0 | 35 | 0 | 2107 | 2107 | 4266.6667 | 0 | 0 | 2292.1143 | 67424 | 12800 | 0 | 13 | 0 | 3 | 0 | 16 | 0 | 13 | 13 | 0 | 0 | 12.066 | 12.066 | 0 | 0 | 12.1279 | 12.1279 | 0 | 2.8203 | 0 | 11.1991 | 11.6244 | 12.066 | 12.5243 | 13 | 11.3142 | 11.714 | 12.1279 | 12.5564 | 13 | 2.6514 | 2.7346 | 2.8203 | 2.9088 | 3 | 13.054 | 13.1083 | 13.1627 | 13.0762 | 12.9902 | 12.9487 | 12.9074 | 12.8662 | 12.8251 | 12.7841 | 12.8787 | 12.974 | 13.0699 | 13.1666 | 13.264 | 13.3175 | 13.3709 | 13.4244 | 13.4779 | 13.5313 | 13.5751 | 13.619 | 13.6628 | 13.7066 | 13.7504 | 13.054 | 13.1083 | 13.1627 | 13.0762 | 12.9902 | 12.9487 | 12.9074 | 12.8662 | 12.8251 | 12.7841 | 12.8787 | 12.974 | 13.0699 | 13.1666 | 13.264 | 13.3175 | 13.3709 | 13.4244 | 13.4779 | 13.5313 | 13.5751 | 13.619 | 13.6628 | 13.7066 | 13.7504 | 3.0125 | 3.025 | 3.0376 | 3.0176 | 2.9977 | 2.9882 | 2.9786 | 2.9691 | 2.9596 | 2.9502 | 2.972 | 2.994 | 3.0161 | 3.0384 | 3.0609 | 3.0733 | 3.0856 | 3.0979 | 3.1103 | 3.1226 | 3.1327 | 3.1428 | 3.153 | 3.1631 | 3.1732 | 0 | 0 | 0 | 0 | 0 | 0 | 0 | 0 | 0 | 0 | 0 | 0 | 0 | 0 | 0 | 0 | 0 | 0 | 0 | 0 | 0 | 0 | 0 | 0 | 0 | 0 | 0 | 0 | 0 | 0 | 0 | 0 | 0 | 0 | 0 | 0 | 0 | 0 | 0 | 0 | 0 | 0 | 0 | 0 | 0 | 0 | 0 | 0 | 0 | 0
125 | 84 | 125,84 | 99705 | North Pole | Y | 91 | 33 | 30 | 3 | 0 | 16 | 16 | 0 | 0 | 0 | 16 | 0 | 2302.8125 | 2302.8125 | 0 | 0 | 0 | 2302.8125 | 36845 | 0 | 0 | 33 | 0 | 0 | 0 | 33 | 0 | 30 | 30 | 0 | 0 | 30.629 | 30.629 | 0 | 0 | 27.9874 | 27.9874 | 0 | 0 | 0 | 28.4284 | 29.5082 | 30.629 | 31.7924 | 33 | 26.1098 | 27.0323 | 27.9874 | 28.9762 | 30 | 0 | 0 | 0 | 0 | 0 | 33.3749 | 33.754 | 34.1375 | 33.9131 | 33.6901 | 33.5825 | 33.4753 | 33.3684 | 33.2618 | 33.1556 | 33.4009 | 33.6479 | 33.8968 | 34.1475 | 34.4001 | 34.5388 | 34.6775 | 34.8161 | 34.9548 | 35.0934 | 35.2071 | 35.3208 | 35.4344 | 35.5481 | 35.6617 | 30.3408 | 30.6855 | 31.0341 | 30.83 | 30.6274 | 30.5296 | 30.4321 | 30.3349 | 30.238 | 30.1415 | 30.3644 | 30.589 | 30.8153 | 31.0432 | 31.2728 | 31.3989 | 31.525 | 31.651 | 31.7771 | 31.9031 | 32.0064 | 32.1098 | 32.2131 | 32.3164 | 32.4198 | 0 | 0 | 0 | 0 | 0 | 0 | 0 | 0 | 0 | 0 | 0 | 0 | 0 | 0 | 0 | 0 | 0 | 0 | 0 | 0 | 0 | 0 | 0 | 0 | 0 | 0 | 0 | 0 | 0 | 0 | 0 | 0 | 0 | 0 | 0 | 0 | 0 | 0 | 0 | 0 | 0 | 0 | 0 | 0 | 0 | 0 | 0 | 0 | 0 | 0 | 0 | 0 | 0 | 0 | 0 | 0 | 0 | 0 | 0 | 0 | 0 | 0 | 0 | 0 | 0 | 0 | 0 | 0 | 0 | 0 | 0 | 0 | 0 | 0 | 0
128 | 84 | 128,84 | 99705 | - | N | 215 | 87 | 80 | 7 | 2 | 55 | 57 | 4 | 0 | 0 | 61 | 7079.5 | 1760.2 | 1946.8421 | 3928.5 | 0 | 0 | 2076.7869 | 110970 | 15714 | 3.0526 | 83.9474 | 0 | 4 | 0 | 91 | 2.807 | 77.193 | 80 | 0 | 2.8333 | 77.9159 | 80.7492 | 0 | 2.6187 | 72.0143 | 74.633 | 0 | 3.7604 | 0 | 74.9475 | 77.7943 | 80.7492 | 83.8163 | 87 | 69.626 | 72.086 | 74.633 | 77.2699 | 80 | 3.5352 | 3.6461 | 3.7604 | 3.8784 | 4 | 88.8695 | 90.7792 | 92.73 | 92.1203 | 91.5147 | 91.2224 | 90.9311 | 90.6408 | 90.3513 | 90.0628 | 90.729 | 91.4001 | 92.0762 | 92.7573 | 93.4434 | 93.8201 | 94.1967 | 94.5734 | 94.95 | 95.3267 | 95.6354 | 95.9442 | 96.2529 | 96.5616 | 96.8704 | 81.7191 | 83.4752 | 85.269 | 84.7083 | 84.1514 | 83.8827 | 83.6148 | 83.3478 | 83.0817 | 82.8164 | 83.429 | 84.0461 | 84.6678 | 85.294 | 85.925 | 86.2713 | 86.6177 | 86.964 | 87.3104 | 87.6567 | 87.9406 | 88.2245 | 88.5084 | 88.7923 | 89.0762 | 4.086 | 4.1738 | 4.2634 | 4.2354 | 4.2076 | 4.1941 | 4.1807 | 4.1674 | 4.1541 | 4.1408 | 4.1714 | 4.2023 | 4.2334 | 4.2647 | 4.2962 | 4.3136 | 4.3309 | 4.3482 | 4.3655 | 4.3828 | 4.397 | 4.4112 | 4.4254 | 4.4396 | 4.4538 | 0 | 0 | 0 | 0 | 0 | 0 | 0 | 0 | 0 | 0 | 0 | 0 | 0 | 0 | 0 | 0 | 0 | 0 | 0 | 0 | 0 | 0 | 0 | 0 | 0 | 0 | 0 | 0 | 0 | 0 | 0 | 0 | 0 | 0 | 0 | 0 | 0 | 0 | 0 | 0 | 0 | 0 | 0 | 0 | 0 | 0 | 0 | 0 | 0 | 0
129 | 84 | 129,84 | 99705 | - | N | 295 | 134 | 127 | 7 | 6 | 53 | 59 | 0 | 0 | 0 | 59 | 54341.3333 | 1797.283 | 7140.7458 | 0 | 0 | 0 | 7140.7458 | 421304 | 0 | 13.6271 | 120.3729 | 0 | 0 | 0 | 134 | 12.9153 | 114.0847 | 127 | 0 | 12.648 | 111.7243 | 124.3723 | 0 | 12.0488 | 106.4311 | 118.4799 | 0 | 0 | 0 | 115.4364 | 119.8211 | 124.3723 | 129.0964 | 134 | 110.5313 | 114.4366 | 118.4799 | 122.666 | 127 | 0 | 0 | 0 | 0 | 0 | 136.8795 | 139.8209 | 142.8255 | 141.8865 | 140.9536 | 140.5035 | 140.0549 | 139.6076 | 139.1618 | 138.7174 | 139.7435 | 140.7772 | 141.8185 | 142.8675 | 143.9243 | 144.5044 | 145.0846 | 145.6647 | 146.2448 | 146.825 | 147.3005 | 147.7761 | 148.2516 | 148.7271 | 149.2027 | 129.7291 | 132.5168 | 135.3645 | 134.4745 | 133.5904 | 133.1638 | 132.7386 | 132.3147 | 131.8922 | 131.471 | 132.4435 | 133.4231 | 134.4101 | 135.4043 | 136.4059 | 136.9557 | 137.5055 | 138.0554 | 138.6052 | 139.155 | 139.6057 | 140.0564 | 140.5071 | 140.9578 | 141.4085 | 0 | 0 | 0 | 0 | 0 | 0 | 0 | 0 | 0 | 0 | 0 | 0 | 0 | 0 | 0 | 0 | 0 | 0 | 0 | 0 | 0 | 0 | 0 | 0 | 0 | 0 | 0 | 0 | 0 | 0 | 0 | 0 | 0 | 0 | 0 | 0 | 0 | 0 | 0 | 0 | 0 | 0 | 0 | 0 | 0 | 0 | 0 | 0 | 0 | 0 | 0 | 0 | 0 | 0 | 0 | 0 | 0 | 0 | 0 | 0 | 0 | 0 | 0 | 0 | 0 | 0 | 0 | 0 | 0 | 0 | 0 | 0 | 0 | 0 | 0
122 | 85 | 122,85 | 99705 | North Pole | Y | 3 | 1 | 1 | 0 | 0 | 0 | 0 | 1 | 0 | 0 | 1 | 0 | 0 | 0 | 10931 | 0 | 0 | 10931 | 0 | 10931 | 0.022912 | 0.97579 | 0.0012994 | 1 | 0 | 2 | 0.022912 | 0.97579 | 0.9987 | 0.0012994 | 0.021266 | 0.90568 | 0.92695 | 0.001206 | 0.021375 | 0.91032 | 0.9317 | 0.0012122 | 0.94011 | 0 | 0.86035 | 0.89303 | 0.92695 | 0.96215 | 0.9987 | 0.86919 | 0.8999 | 0.9317 | 0.96462 | 0.9987 | 0.8838 | 0.91152 | 0.94011 | 0.96959 | 1 | 1.0214 | 1.0447 | 1.0685 | 1.0615 | 1.0545 | 1.0511 | 1.0478 | 1.0444 | 1.0411 | 1.0378 | 1.0454 | 1.0532 | 1.061 | 1.0688 | 1.0767 | 1.0811 | 1.0854 | 1.0897 | 1.0941 | 1.0984 | 1.102 | 1.1055 | 1.1091 | 1.1127 | 1.1162 | 1.0214 | 1.0447 | 1.0685 | 1.0615 | 1.0545 | 1.0511 | 1.0478 | 1.0444 | 1.0411 | 1.0378 | 1.0454 | 1.0532 | 1.061 | 1.0688 | 1.0767 | 1.0811 | 1.0854 | 1.0897 | 1.0941 | 1.0984 | 1.102 | 1.1055 | 1.1091 | 1.1127 | 1.1162 | 1.0228 | 1.0461 | 1.0699 | 1.0629 | 1.0559 | 1.0525 | 1.0491 | 1.0458 | 1.0425 | 1.0391 | 1.0468 | 1.0546 | 1.0624 | 1.0702 | 1.0781 | 1.0825 | 1.0868 | 1.0912 | 1.0955 | 1.0999 | 1.1034 | 1.107 | 1.1105 | 1.1141 | 1.1177 | 0.001329 | 0.0013592 | 0.0013902 | 0.0013811 | 0.001372 | 0.0013676 | 0.0013632 | 0.0013589 | 0.0013545 | 0.0013502 | 0.0013602 | 0.0013703 | 0.0013804 | 0.0013906 | 0.0014009 | 0.0014065 | 0.0014122 | 0.0014178 | 0.0014235 | 0.0014291 | 0.0014338 | 0.0014384 | 0.001443 | 0.0014476 | 0.0014523 | 0 | 0 | 0 | 0 | 0 | 0 | 0 | 0 | 0 | 0 | 0 | 0 | 0 | 0 | 0 | 0 | 0 | 0 | 0 | 0 | 0 | 0 | 0 | 0 | 0
123 | 85 | 123,85 | 99705 | North Pole | Y | 154 | 59 | 55 | 4 | 0 | 52 | 52 | 2 | 0 | 0 | 54 | 0 | 2155.5962 | 2155.5962 | 4976 | 0 | 0 | 2260.0556 | 112091 | 9952 | 0 | 59 | 0 | 2 | 0 | 61 | 0 | 55 | 55 | 0 | 0 | 54.761 | 54.761 | 0 | 0 | 51.3102 | 51.3102 | 0 | 1.8802 | 0 | 50.8265 | 52.757 | 54.761 | 56.841 | 59 | 47.8679 | 49.5592 | 51.3102 | 53.1231 | 55 | 1.7676 | 1.823 | 1.8802 | 1.9392 | 2 | 59.2452 | 59.4913 | 59.7385 | 59.3458 | 58.9556 | 58.7673 | 58.5797 | 58.3926 | 58.2061 | 58.0203 | 58.4494 | 58.8818 | 59.3173 | 59.7561 | 60.1981 | 60.4408 | 60.6834 | 60.9261 | 61.1687 | 61.4114 | 61.6103 | 61.8092 | 62.0081 | 62.207 | 62.4059 | 55.2285 | 55.458 | 55.6885 | 55.3223 | 54.9586 | 54.7831 | 54.6082 | 54.4338 | 54.26 | 54.0867 | 54.4868 | 54.8898 | 55.2958 | 55.7048 | 56.1169 | 56.3431 | 56.5693 | 56.7955 | 57.0217 | 57.2479 | 57.4333 | 57.6187 | 57.8041 | 57.9895 | 58.175 | 2.0083 | 2.0167 | 2.025 | 2.0117 | 1.9985 | 1.9921 | 1.9858 | 1.9794 | 1.9731 | 1.9668 | 1.9813 | 1.996 | 2.0108 | 2.0256 | 2.0406 | 2.0488 | 2.0571 | 2.0653 | 2.0735 | 2.0817 | 2.0885 | 2.0952 | 2.102 | 2.1087 | 2.1155 | 0 | 0 | 0 | 0 | 0 | 0 | 0 | 0 | 0 | 0 | 0 | 0 | 0 | 0 | 0 | 0 | 0 | 0 | 0 | 0 | 0 | 0 | 0 | 0 | 0 | 0 | 0 | 0 | 0 | 0 | 0 | 0 | 0 | 0 | 0 | 0 | 0 | 0 | 0 | 0 | 0 | 0 | 0 | 0 | 0 | 0 | 0 | 0 | 0 | 0
124 | 85 | 124,85 | 99705 | North Pole | Y | 645 | 232 | 218 | 14 | 0 | 204 | 204 | 1 | 0 | 0 | 205 | 0 | 2188.6569 | 2188.6569 | 3060 | 0 | 0 | 2192.9073 | 446486 | 3060 | 0 | 232 | 0 | 1 | 0 | 233 | 0 | 218 | 218 | 0 | 0 | 215.3312 | 215.3312 | 0 | 0 | 203.3749 | 203.3749 | 0 | 0.94011 | 0 | 199.86 | 207.4514 | 215.3312 | 223.5103 | 232 | 189.7309 | 196.4345 | 203.3749 | 210.5605 | 218 | 0.8838 | 0.91152 | 0.94011 | 0.96959 | 1 | 236.8641 | 241.8302 | 246.9004 | 245.2771 | 243.6645 | 242.8864 | 242.1108 | 241.3377 | 240.567 | 239.7988 | 241.5726 | 243.3595 | 245.1596 | 246.973 | 248.7999 | 249.8027 | 250.8056 | 251.8085 | 252.8113 | 253.8142 | 254.6363 | 255.4583 | 256.2804 | 257.1024 | 257.9245 | 222.5706 | 227.237 | 232.0012 | 230.4759 | 228.9606 | 228.2295 | 227.5007 | 226.7742 | 226.05 | 225.3282 | 226.9949 | 228.674 | 230.3655 | 232.0695 | 233.7861 | 234.7284 | 235.6708 | 236.6131 | 237.5555 | 238.4978 | 239.2703 | 240.0427 | 240.8152 | 241.5876 | 242.3601 | 1.021 | 1.0424 | 1.0642 | 1.0572 | 1.0503 | 1.0469 | 1.0436 | 1.0402 | 1.0369 | 1.0336 | 1.0413 | 1.049 | 1.0567 | 1.0645 | 1.0724 | 1.0767 | 1.0811 | 1.0854 | 1.0897 | 1.094 | 1.0976 | 1.1011 | 1.1047 | 1.1082 | 1.1117 | 0 | 0 | 0 | 0 | 0 | 0 | 0 | 0 | 0 | 0 | 0 | 0 | 0 | 0 | 0 | 0 | 0 | 0 | 0 | 0 | 0 | 0 | 0 | 0 | 0 | 0 | 0 | 0 | 0 | 0 | 0 | 0 | 0 | 0 | 0 | 0 | 0 | 0 | 0 | 0 | 0 | 0 | 0 | 0 | 0 | 0 | 0 | 0 | 0 | 0
125 | 85 | 125,85 | 99705 | North Pole | Y | 570 | 190 | 183 | 7 | 3 | 138 | 141 | 4 | 0 | 0 | 145 | 3403 | 2294.1884 | 2317.7801 | 7495 | 0 | 0 | 2460.6 | 326807 | 29980 | 4.0426 | 185.9574 | 0 | 4 | 0 | 194 | 3.8936 | 179.1064 | 183 | 0 | 3.7521 | 172.5967 | 176.3488 | 0 | 3.6324 | 167.0905 | 170.7229 | 0 | 3.7604 | 0 | 163.6785 | 169.8956 | 176.3488 | 183.0472 | 190 | 159.2695 | 164.8968 | 170.7229 | 176.7549 | 183 | 3.5352 | 3.6461 | 3.7604 | 3.8784 | 4 | 191.764 | 193.5443 | 195.3412 | 194.0569 | 192.781 | 192.1654 | 191.5518 | 190.9401 | 190.3304 | 189.7226 | 191.1259 | 192.5397 | 193.9639 | 195.3986 | 196.844 | 197.6374 | 198.4309 | 199.2243 | 200.0178 | 200.8112 | 201.4616 | 202.112 | 202.7624 | 203.4128 | 204.0632 | 184.699 | 186.4137 | 188.1444 | 186.9074 | 185.6786 | 185.0856 | 184.4946 | 183.9055 | 183.3182 | 182.7328 | 184.0845 | 185.4461 | 186.8179 | 188.1998 | 189.5919 | 190.3561 | 191.1203 | 191.8845 | 192.6487 | 193.4129 | 194.0393 | 194.6658 | 195.2922 | 195.9186 | 196.545 | 4.0371 | 4.0746 | 4.1124 | 4.0854 | 4.0585 | 4.0456 | 4.0327 | 4.0198 | 4.007 | 3.9942 | 4.0237 | 4.0535 | 4.0835 | 4.1137 | 4.1441 | 4.1608 | 4.1775 | 4.1942 | 4.2109 | 4.2276 | 4.2413 | 4.255 | 4.2687 | 4.2824 | 4.2961 | 0 | 0 | 0 | 0 | 0 | 0 | 0 | 0 | 0 | 0 | 0 | 0 | 0 | 0 | 0 | 0 | 0 | 0 | 0 | 0 | 0 | 0 | 0 | 0 | 0 | 0 | 0 | 0 | 0 | 0 | 0 | 0 | 0 | 0 | 0 | 0 | 0 | 0 | 0 | 0 | 0 | 0 | 0 | 0 | 0 | 0 | 0 | 0 | 0 | 0
126 | 85 | 126,85 | 99705 | North Pole | Y | 38 | 11 | 11 | 0 | 0 | 3 | 3 | 1 | 0 | 0 | 4 | 0 | 4303.3333 | 4303.3333 | 10776 | 0 | 0 | 5921.5 | 12910 | 10776 | 0 | 11 | 0 | 1 | 0 | 12 | 0 | 11 | 11 | 0 | 0 | 10.2097 | 10.2097 | 0 | 0 | 10.262 | 10.262 | 0 | 0.94011 | 0 | 9.4761 | 9.8361 | 10.2097 | 10.5975 | 11 | 9.5736 | 9.9118 | 10.262 | 10.6246 | 11 | 0.8838 | 0.91152 | 0.94011 | 0.96959 | 1 | 11.0887 | 11.1782 | 11.2684 | 11.1943 | 11.1207 | 11.0852 | 11.0498 | 11.0145 | 10.9793 | 10.9442 | 11.0252 | 11.1068 | 11.1889 | 11.2717 | 11.3551 | 11.4008 | 11.4466 | 11.4924 | 11.5381 | 11.5839 | 11.6214 | 11.6589 | 11.6965 | 11.734 | 11.7715 | 11.0887 | 11.1782 | 11.2684 | 11.1943 | 11.1207 | 11.0852 | 11.0498 | 11.0145 | 10.9793 | 10.9442 | 11.0252 | 11.1068 | 11.1889 | 11.2717 | 11.3551 | 11.4008 | 11.4466 | 11.4924 | 11.5381 | 11.5839 | 11.6214 | 11.6589 | 11.6965 | 11.734 | 11.7715 | 1.0081 | 1.0162 | 1.0244 | 1.0177 | 1.011 | 1.0077 | 1.0045 | 1.0013 | 0.99812 | 0.99493 | 1.0023 | 1.0097 | 1.0172 | 1.0247 | 1.0323 | 1.0364 | 1.0406 | 1.0448 | 1.0489 | 1.0531 | 1.0565 | 1.0599 | 1.0633 | 1.0667 | 1.0701 | 0 | 0 | 0 | 0 | 0 | 0 | 0 | 0 | 0 | 0 | 0 | 0 | 0 | 0 | 0 | 0 | 0 | 0 | 0 | 0 | 0 | 0 | 0 | 0 | 0 | 0 | 0 | 0 | 0 | 0 | 0 | 0 | 0 | 0 | 0 | 0 | 0 | 0 | 0 | 0 | 0 | 0 | 0 | 0 | 0 | 0 | 0 | 0 | 0 | 0
96 | 86 | 96,86 | 99709 | - | N | 38 | 18 | 13 | 5 | 0 | 5 | 5 | 1 | 0 | 0 | 6 | 0 | 2236.6 | 2236.6 | 2324 | 0 | 0 | 2251.1667 | 11183 | 2324 | 0 | 18 | 0 | 1 | 0 | 19 | 0 | 13 | 13 | 0 | 0 | 17.1389 | 17.1389 | 0 | 0 | 12.4014 | 12.4014 | 0 | 0.95967 | 0 | 16.3189 | 16.7239 | 17.1389 | 17.5641 | 18 | 11.8304 | 12.1125 | 12.4014 | 12.6972 | 13 | 0.92096 | 0.94011 | 0.95967 | 0.97963 | 1 | 18.1682 | 18.3379 | 18.5093 | 18.3876 | 18.2667 | 18.2084 | 18.1502 | 18.0923 | 18.0345 | 17.9769 | 18.1099 | 18.2438 | 18.3788 | 18.5147 | 18.6517 | 18.7269 | 18.802 | 18.8772 | 18.9524 | 19.0276 | 19.0892 | 19.1508 | 19.2125 | 19.2741 | 19.3357 | 13.1215 | 13.2441 | 13.3678 | 13.2799 | 13.1926 | 13.1505 | 13.1085 | 13.0666 | 13.0249 | 12.9833 | 13.0793 | 13.1761 | 13.2736 | 13.3717 | 13.4706 | 13.5249 | 13.5792 | 13.6335 | 13.6878 | 13.7421 | 13.7866 | 13.8312 | 13.8757 | 13.9202 | 13.9647 | 1.0093 | 1.0188 | 1.0283 | 1.0215 | 1.0148 | 1.0116 | 1.0083 | 1.0051 | 1.0019 | 0.99872 | 1.0061 | 1.0135 | 1.021 | 1.0286 | 1.0362 | 1.0404 | 1.0446 | 1.0487 | 1.0529 | 1.0571 | 1.0605 | 1.0639 | 1.0674 | 1.0708 | 1.0742 | 0 | 0 | 0 | 0 | 0 | 0 | 0 | 0 | 0 | 0 | 0 | 0 | 0 | 0 | 0 | 0 | 0 | 0 | 0 | 0 | 0 | 0 | 0 | 0 | 0 | 0 | 0 | 0 | 0 | 0 | 0 | 0 | 0 | 0 | 0 | 0 | 0 | 0 | 0 | 0 | 0 | 0 | 0 | 0 | 0 | 0 | 0 | 0 | 0 | 0
122 | 86 | 122,86 | 99705 | North Pole | Y | 659 | 256 | 234 | 22 | 1 | 206 | 207 | 5 | 0 | 0 | 212 | 3808 | 1952.5777 | 1961.5411 | 10572.8 | 0 | 0 | 2164.6368 | 406039 | 52864 | 1.2367 | 254.7633 | 0 | 5 | 0 | 261 | 1.1304 | 232.8696 | 234 | 0 | 1.1479 | 236.459 | 237.6068 | 0 | 1.0546 | 217.2469 | 218.3015 | 0 | 4.7005 | 0 | 220.5352 | 228.9119 | 237.6068 | 246.632 | 256 | 203.6561 | 210.8517 | 218.3015 | 226.0145 | 234 | 4.419 | 4.5576 | 4.7005 | 4.848 | 5 | 261.8306 | 267.794 | 273.8932 | 272.0925 | 270.3036 | 269.4404 | 268.58 | 267.7224 | 266.8674 | 266.0152 | 267.9829 | 269.9652 | 271.9621 | 273.9738 | 276.0004 | 277.1129 | 278.2254 | 279.3379 | 280.4504 | 281.5629 | 282.4749 | 283.3868 | 284.2987 | 285.2106 | 286.1226 | 239.3295 | 244.7805 | 250.3555 | 248.7095 | 247.0744 | 246.2854 | 245.4989 | 244.715 | 243.9335 | 243.1546 | 244.9532 | 246.7651 | 248.5904 | 250.4292 | 252.2816 | 253.2985 | 254.3154 | 255.3323 | 256.3492 | 257.3661 | 258.1997 | 259.0332 | 259.8668 | 260.7004 | 261.5339 | 5.1139 | 5.2304 | 5.3495 | 5.3143 | 5.2794 | 5.2625 | 5.2457 | 5.229 | 5.2123 | 5.1956 | 5.234 | 5.2728 | 5.3118 | 5.3511 | 5.3906 | 5.4124 | 5.4341 | 5.4558 | 5.4775 | 5.4993 | 5.5171 | 5.5349 | 5.5527 | 5.5705 | 5.5883 | 0 | 0 | 0 | 0 | 0 | 0 | 0 | 0 | 0 | 0 | 0 | 0 | 0 | 0 | 0 | 0 | 0 | 0 | 0 | 0 | 0 | 0 | 0 | 0 | 0 | 0 | 0 | 0 | 0 | 0 | 0 | 0 | 0 | 0 | 0 | 0 | 0 | 0 | 0 | 0 | 0 | 0 | 0 | 0 | 0 | 0 | 0 | 0 | 0 | 0
123 | 86 | 123,86 | 99705 | North Pole | Y | 772 | 358 | 338 | 20 | 25 | 154 | 179 | 7 | 0 | 0 | 186 | 4898.24 | 2368.0325 | 2721.4134 | 12532.2857 | 0 | 0 | 3090.6398 | 487133 | 87726 | 50 | 308 | 0 | 7 | 0 | 365 | 47.2067 | 290.7933 | 338 | 0 | 46.4076 | 285.8707 | 332.2783 | 0 | 44.0397 | 271.2846 | 315.3244 | 0 | 6.5808 | 0 | 308.4047 | 320.119 | 332.2783 | 344.8995 | 358 | 294.17 | 304.5635 | 315.3244 | 326.4654 | 338 | 6.1866 | 6.3806 | 6.5808 | 6.7871 | 7 | 364.926 | 371.9861 | 379.1827 | 376.6898 | 374.2132 | 373.0182 | 371.827 | 370.6397 | 369.4561 | 368.2763 | 371.0004 | 373.7447 | 376.5093 | 379.2943 | 382.1 | 383.6401 | 385.1803 | 386.7205 | 388.2607 | 389.8008 | 391.0633 | 392.3258 | 393.5883 | 394.8508 | 396.1133 | 344.5391 | 351.2047 | 357.9993 | 355.6456 | 353.3074 | 352.1792 | 351.0546 | 349.9336 | 348.8161 | 347.7022 | 350.2742 | 352.8651 | 355.4753 | 358.1047 | 360.7536 | 362.2077 | 363.6618 | 365.116 | 366.5701 | 368.0242 | 369.2162 | 370.4082 | 371.6001 | 372.7921 | 373.984 | 7.1354 | 7.2735 | 7.4142 | 7.3654 | 7.317 | 7.2937 | 7.2704 | 7.2471 | 7.224 | 7.2009 | 7.2542 | 7.3079 | 7.3619 | 7.4164 | 7.4712 | 7.5013 | 7.5315 | 7.5616 | 7.5917 | 7.6218 | 7.6465 | 7.6712 | 7.6959 | 7.7205 | 7.7452 | 0 | 0 | 0 | 0 | 0 | 0 | 0 | 0 | 0 | 0 | 0 | 0 | 0 | 0 | 0 | 0 | 0 | 0 | 0 | 0 | 0 | 0 | 0 | 0 | 0 | 0 | 0 | 0 | 0 | 0 | 0 | 0 | 0 | 0 | 0 | 0 | 0 | 0 | 0 | 0 | 0 | 0 | 0 | 0 | 0 | 0 | 0 | 0 | 0 | 0
124 | 86 | 124,86 | 99705 | North Pole | Y | 403 | 144 | 140 | 4 | 2 | 153 | 155 | 1 | 0 | 0 | 156 | 4080 | 2515.9608 | 2536.1419 | 4172 | 0 | 0 | 2546.6282 | 393102 | 4172 | 1.8581 | 142.1419 | 0 | 1 | 0 | 145 | 1.8065 | 138.1935 | 140 | 0 | 1.7246 | 131.9293 | 133.6538 | 0 | 1.6853 | 128.9225 | 130.6077 | 0 | 0.94011 | 0 | 124.051 | 128.763 | 133.6538 | 138.7305 | 144 | 121.8455 | 126.1506 | 130.6077 | 135.2223 | 140 | 0.8838 | 0.91152 | 0.94011 | 0.96959 | 1 | 147.0191 | 150.1015 | 153.2485 | 152.241 | 151.24 | 150.7571 | 150.2757 | 149.7958 | 149.3174 | 148.8406 | 149.9416 | 151.0507 | 152.168 | 153.2936 | 154.4275 | 155.05 | 155.6725 | 156.2949 | 156.9174 | 157.5399 | 158.0501 | 158.5603 | 159.0706 | 159.5808 | 160.0911 | 142.9352 | 145.932 | 148.9916 | 148.012 | 147.0389 | 146.5694 | 146.1013 | 145.6348 | 145.1697 | 144.7062 | 145.7765 | 146.8549 | 147.9411 | 149.0354 | 150.1379 | 150.743 | 151.3482 | 151.9534 | 152.5586 | 153.1638 | 153.6598 | 154.1559 | 154.652 | 155.148 | 155.6441 | 1.021 | 1.0424 | 1.0642 | 1.0572 | 1.0503 | 1.0469 | 1.0436 | 1.0402 | 1.0369 | 1.0336 | 1.0413 | 1.049 | 1.0567 | 1.0645 | 1.0724 | 1.0767 | 1.0811 | 1.0854 | 1.0897 | 1.094 | 1.0976 | 1.1011 | 1.1047 | 1.1082 | 1.1117 | 0 | 0 | 0 | 0 | 0 | 0 | 0 | 0 | 0 | 0 | 0 | 0 | 0 | 0 | 0 | 0 | 0 | 0 | 0 | 0 | 0 | 0 | 0 | 0 | 0 | 0 | 0 | 0 | 0 | 0 | 0 | 0 | 0 | 0 | 0 | 0 | 0 | 0 | 0 | 0 | 0 | 0 | 0 | 0 | 0 | 0 | 0 | 0 | 0 | 0
125 | 86 | 125,86 | 99705 | North Pole | Y | 493 | 158 | 152 | 6 | 0 | 134 | 134 | 2 | 0 | 0 | 136 | 0 | 2435.9328 | 2435.9328 | 2460 | 0 | 0 | 2436.2868 | 326415 | 4920 | 0 | 158 | 0 | 2 | 0 | 160 | 0 | 152 | 152 | 0 | 0 | 146.648 | 146.648 | 0 | 0 | 141.8027 | 141.8027 | 0 | 1.8802 | 0 | 136.1116 | 141.2816 | 146.648 | 152.2182 | 158 | 132.2894 | 136.9635 | 141.8027 | 146.8128 | 152 | 1.7676 | 1.823 | 1.8802 | 1.9392 | 2 | 159.4669 | 160.9474 | 162.4416 | 161.3736 | 160.3127 | 159.8007 | 159.2904 | 158.7818 | 158.2747 | 157.7693 | 158.9363 | 160.112 | 161.2963 | 162.4894 | 163.6913 | 164.3511 | 165.011 | 165.6708 | 166.3306 | 166.9904 | 167.5312 | 168.0721 | 168.6129 | 169.1538 | 169.6946 | 153.4112 | 154.8354 | 156.2729 | 155.2455 | 154.2248 | 153.7323 | 153.2414 | 152.7521 | 152.2643 | 151.7781 | 152.9008 | 154.0318 | 155.1711 | 156.3189 | 157.4752 | 158.11 | 158.7447 | 159.3795 | 160.0142 | 160.649 | 161.1693 | 161.6896 | 162.2099 | 162.7302 | 163.2505 | 2.0186 | 2.0373 | 2.0562 | 2.0427 | 2.0293 | 2.0228 | 2.0163 | 2.0099 | 2.0035 | 1.9971 | 2.0119 | 2.0267 | 2.0417 | 2.0568 | 2.072 | 2.0804 | 2.0887 | 2.0971 | 2.1055 | 2.1138 | 2.1206 | 2.1275 | 2.1343 | 2.1412 | 2.148 | 0 | 0 | 0 | 0 | 0 | 0 | 0 | 0 | 0 | 0 | 0 | 0 | 0 | 0 | 0 | 0 | 0 | 0 | 0 | 0 | 0 | 0 | 0 | 0 | 0 | 0 | 0 | 0 | 0 | 0 | 0 | 0 | 0 | 0 | 0 | 0 | 0 | 0 | 0 | 0 | 0 | 0 | 0 | 0 | 0 | 0 | 0 | 0 | 0 | 0
126 | 86 | 126,86 | 99705 | North Pole | Y | 284 | 110 | 98 | 12 | 0 | 130 | 130 | 0 | 0 | 0 | 130 | 0 | 2084.7615 | 2084.7615 | 0 | 0 | 0 | 2084.7615 | 271019 | 0 | 0 | 110 | 0 | 0 | 0 | 110 | 0 | 98 | 98 | 0 | 0 | 102.0967 | 102.0967 | 0 | 0 | 91.4254 | 91.4254 | 0 | 0 | 0 | 94.7612 | 98.3606 | 102.0967 | 105.9747 | 110 | 85.2919 | 88.3054 | 91.4254 | 94.6556 | 98 | 0 | 0 | 0 | 0 | 0 | 110.8874 | 111.7819 | 112.6836 | 111.9428 | 111.2068 | 110.8517 | 110.4977 | 110.1448 | 109.7931 | 109.4425 | 110.252 | 111.0676 | 111.8891 | 112.7168 | 113.5505 | 114.0082 | 114.4659 | 114.9236 | 115.3813 | 115.839 | 116.2142 | 116.5894 | 116.9646 | 117.3398 | 117.7149 | 98.7906 | 99.5875 | 100.3909 | 99.7308 | 99.0751 | 98.7588 | 98.4434 | 98.129 | 97.8157 | 97.5033 | 98.2245 | 98.9511 | 99.683 | 100.4204 | 101.1632 | 101.571 | 101.9787 | 102.3865 | 102.7943 | 103.2021 | 103.5363 | 103.8706 | 104.2048 | 104.5391 | 104.8733 | 0 | 0 | 0 | 0 | 0 | 0 | 0 | 0 | 0 | 0 | 0 | 0 | 0 | 0 | 0 | 0 | 0 | 0 | 0 | 0 | 0 | 0 | 0 | 0 | 0 | 0 | 0 | 0 | 0 | 0 | 0 | 0 | 0 | 0 | 0 | 0 | 0 | 0 | 0 | 0 | 0 | 0 | 0 | 0 | 0 | 0 | 0 | 0 | 0 | 0 | 0 | 0 | 0 | 0 | 0 | 0 | 0 | 0 | 0 | 0 | 0 | 0 | 0 | 0 | 0 | 0 | 0 | 0 | 0 | 0 | 0 | 0 | 0 | 0 | 0
83 | 87 | 83,87 | 99760 | - | N | 28 | 30 | 16 | 14 | 0 | 0 | 0 | 0 | 0 | 0 | 0 | 0 | 834.495 | 834.495 | 1408.3846 | 0 | 0 | 1365.174 | 0 | 0 | 0.68737 | 29.2736 | 0.038981 | 0 | 0 | 30 | 0.3666 | 15.6126 | 15.9792 | 0.02079 | 0.63486 | 27.0374 | 27.6723 | 0.036003 | 0.34189 | 14.5605 | 14.9024 | 0.019389 | 0 | 0 | 25.5583 | 26.5943 | 27.6723 | 28.7939 | 29.961 | 13.8982 | 14.3916 | 14.9024 | 15.4314 | 15.9792 | 0 | 0 | 0 | 0 | 0 | 30.1145 | 30.2688 | 30.4238 | 30.2238 | 30.0251 | 29.9292 | 29.8336 | 29.7384 | 29.6434 | 29.5487 | 29.7673 | 29.9875 | 30.2093 | 30.4328 | 30.6579 | 30.7815 | 30.905 | 31.0286 | 31.1522 | 31.2758 | 31.3771 | 31.4784 | 31.5797 | 31.6809 | 31.7822 | 16.0611 | 16.1433 | 16.226 | 16.1194 | 16.0134 | 15.9622 | 15.9113 | 15.8605 | 15.8098 | 15.7593 | 15.8759 | 15.9933 | 16.1116 | 16.2308 | 16.3509 | 16.4168 | 16.4827 | 16.5486 | 16.6145 | 16.6804 | 16.7344 | 16.7885 | 16.8425 | 16.8965 | 16.9505 | 0 | 0 | 0 | 0 | 0 | 0 | 0 | 0 | 0 | 0 | 0 | 0 | 0 | 0 | 0 | 0 | 0 | 0 | 0 | 0 | 0 | 0 | 0 | 0 | 0 | 0.039181 | 0.039382 | 0.039583 | 0.039323 | 0.039065 | 0.03894 | 0.038816 | 0.038692 | 0.038568 | 0.038445 | 0.038729 | 0.039016 | 0.039304 | 0.039595 | 0.039888 | 0.040049 | 0.04021 | 0.04037 | 0.040531 | 0.040692 | 0.040824 | 0.040955 | 0.041087 | 0.041219 | 0.041351 | 0 | 0 | 0 | 0 | 0 | 0 | 0 | 0 | 0 | 0 | 0 | 0 | 0 | 0 | 0 | 0 | 0 | 0 | 0 | 0 | 0 | 0 | 0 | 0 | 0
96 | 87 | 96,87 | 99709 | - | N | 48 | 21 | 19 | 2 | 0 | 18 | 18 | 0 | 0 | 0 | 18 | 0 | 1779.7778 | 1779.7778 | 0 | 0 | 0 | 1779.7778 | 32036 | 0 | 0 | 21 | 0 | 0 | 0 | 21 | 0 | 19 | 19 | 0 | 0 | 19.9953 | 19.9953 | 0 | 0 | 18.1251 | 18.1251 | 0 | 0 | 0 | 19.0387 | 19.5112 | 19.9953 | 20.4915 | 21 | 17.2906 | 17.7029 | 18.1251 | 18.5574 | 19 | 0 | 0 | 0 | 0 | 0 | 21.1076 | 21.2157 | 21.3244 | 21.1842 | 21.0449 | 20.9777 | 20.9107 | 20.8439 | 20.7774 | 20.711 | 20.8642 | 21.0186 | 21.174 | 21.3307 | 21.4884 | 21.5751 | 21.6617 | 21.7483 | 21.8349 | 21.9215 | 21.9925 | 22.0635 | 22.1345 | 22.2055 | 22.2765 | 19.0973 | 19.1952 | 19.2935 | 19.1666 | 19.0406 | 18.9798 | 18.9192 | 18.8588 | 18.7986 | 18.7386 | 18.8772 | 19.0168 | 19.1575 | 19.2992 | 19.4419 | 19.5203 | 19.5987 | 19.677 | 19.7554 | 19.8338 | 19.898 | 19.9622 | 20.0265 | 20.0907 | 20.1549 | 0 | 0 | 0 | 0 | 0 | 0 | 0 | 0 | 0 | 0 | 0 | 0 | 0 | 0 | 0 | 0 | 0 | 0 | 0 | 0 | 0 | 0 | 0 | 0 | 0 | 0 | 0 | 0 | 0 | 0 | 0 | 0 | 0 | 0 | 0 | 0 | 0 | 0 | 0 | 0 | 0 | 0 | 0 | 0 | 0 | 0 | 0 | 0 | 0 | 0 | 0 | 0 | 0 | 0 | 0 | 0 | 0 | 0 | 0 | 0 | 0 | 0 | 0 | 0 | 0 | 0 | 0 | 0 | 0 | 0 | 0 | 0 | 0 | 0 | 0
98 | 87 | 98,87 | 99709 | - | N | 296 | 147 | 128 | 19 | 0 | 20 | 20 | 0 | 0 | 0 | 20 | 0 | 2541.2 | 2541.2 | 0 | 0 | 0 | 2541.2 | 50824 | 0 | 0 | 147 | 0 | 0 | 0 | 147 | 0 | 128 | 128 | 0 | 0 | 139.9673 | 139.9673 | 0 | 0 | 122.1062 | 122.1062 | 0 | 0 | 0 | 133.271 | 136.5781 | 139.9673 | 143.4405 | 147 | 116.4838 | 119.2619 | 122.1062 | 125.0184 | 128 | 0 | 0 | 0 | 0 | 0 | 148.3735 | 149.7598 | 151.159 | 150.1652 | 149.1779 | 148.7016 | 148.2267 | 147.7534 | 147.2816 | 146.8112 | 147.8972 | 148.9912 | 150.0933 | 151.2035 | 152.322 | 152.9359 | 153.5499 | 154.1639 | 154.7779 | 155.3919 | 155.8952 | 156.3984 | 156.9017 | 157.405 | 157.9083 | 129.1959 | 130.4031 | 131.6215 | 130.7561 | 129.8964 | 129.4816 | 129.0682 | 128.656 | 128.2452 | 127.8356 | 128.7812 | 129.7338 | 130.6935 | 131.6602 | 132.6341 | 133.1687 | 133.7033 | 134.238 | 134.7726 | 135.3072 | 135.7454 | 136.1837 | 136.6219 | 137.0601 | 137.4984 | 0 | 0 | 0 | 0 | 0 | 0 | 0 | 0 | 0 | 0 | 0 | 0 | 0 | 0 | 0 | 0 | 0 | 0 | 0 | 0 | 0 | 0 | 0 | 0 | 0 | 0 | 0 | 0 | 0 | 0 | 0 | 0 | 0 | 0 | 0 | 0 | 0 | 0 | 0 | 0 | 0 | 0 | 0 | 0 | 0 | 0 | 0 | 0 | 0 | 0 | 0 | 0 | 0 | 0 | 0 | 0 | 0 | 0 | 0 | 0 | 0 | 0 | 0 | 0 | 0 | 0 | 0 | 0 | 0 | 0 | 0 | 0 | 0 | 0 | 0
120 | 87 | 120,87 | 99705 | North Pole | Y | 222 | 110 | 89 | 21 | 0 | 1 | 1 | 0 | 0 | 0 | 1 | 0 | 3407 | 3407 | 0 | 0 | 0 | 3407 | 3407 | 0 | 0 | 110 | 0 | 0 | 0 | 110 | 0 | 89 | 89 | 0 | 0 | 102.0967 | 102.0967 | 0 | 0 | 83.0292 | 83.0292 | 0 | 0 | 0 | 94.7612 | 98.3606 | 102.0967 | 105.9747 | 110 | 77.459 | 80.1957 | 83.0292 | 85.9628 | 89 | 0 | 0 | 0 | 0 | 0 | 111.1301 | 112.2718 | 113.4253 | 112.6796 | 111.9388 | 111.5813 | 111.225 | 110.8698 | 110.5158 | 110.1629 | 110.9777 | 111.7986 | 112.6256 | 113.4587 | 114.2979 | 114.7586 | 115.2194 | 115.6801 | 116.1408 | 116.6015 | 116.9791 | 117.3568 | 117.7344 | 118.1121 | 118.4897 | 89.9144 | 90.8381 | 91.7714 | 91.168 | 90.5686 | 90.2794 | 89.9911 | 89.7038 | 89.4173 | 89.1318 | 89.7911 | 90.4552 | 91.1243 | 91.7984 | 92.4774 | 92.8502 | 93.2229 | 93.5957 | 93.9685 | 94.3412 | 94.6468 | 94.9523 | 95.2579 | 95.5634 | 95.869 | 0 | 0 | 0 | 0 | 0 | 0 | 0 | 0 | 0 | 0 | 0 | 0 | 0 | 0 | 0 | 0 | 0 | 0 | 0 | 0 | 0 | 0 | 0 | 0 | 0 | 0 | 0 | 0 | 0 | 0 | 0 | 0 | 0 | 0 | 0 | 0 | 0 | 0 | 0 | 0 | 0 | 0 | 0 | 0 | 0 | 0 | 0 | 0 | 0 | 0 | 0 | 0 | 0 | 0 | 0 | 0 | 0 | 0 | 0 | 0 | 0 | 0 | 0 | 0 | 0 | 0 | 0 | 0 | 0 | 0 | 0 | 0 | 0 | 0 | 0
121 | 87 | 121,87 | 99705 | North Pole | Y | 118 | 46 | 39 | 7 | 0 | 57 | 57 | 7 | 0 | 0 | 64 | 0 | 1870.0877 | 1870.0877 | 4787 | 0 | 0 | 2189.125 | 106595 | 33509 | 0 | 46 | 0 | 7 | 0 | 53 | 0 | 39 | 39 | 0 | 0 | 42.695 | 42.695 | 0 | 0 | 36.3836 | 36.3836 | 0 | 6.5808 | 0 | 39.6274 | 41.1326 | 42.695 | 44.3167 | 46 | 33.9427 | 35.1419 | 36.3836 | 37.6691 | 39 | 6.1866 | 6.3806 | 6.5808 | 6.7871 | 7 | 47.0477 | 48.1192 | 49.2152 | 48.8916 | 48.5702 | 48.4151 | 48.2605 | 48.1064 | 47.9527 | 47.7996 | 48.1532 | 48.5094 | 48.8682 | 49.2297 | 49.5938 | 49.7937 | 49.9936 | 50.1935 | 50.3934 | 50.5933 | 50.7572 | 50.9211 | 51.0849 | 51.2488 | 51.4126 | 39.8883 | 40.7967 | 41.7259 | 41.4516 | 41.1791 | 41.0476 | 40.9165 | 40.7858 | 40.6556 | 40.5258 | 40.8255 | 41.1275 | 41.4317 | 41.7382 | 42.0469 | 42.2164 | 42.3859 | 42.5554 | 42.7249 | 42.8944 | 43.0333 | 43.1722 | 43.3111 | 43.4501 | 43.589 | 7.1594 | 7.3225 | 7.4893 | 7.44 | 7.3911 | 7.3675 | 7.344 | 7.3205 | 7.2972 | 7.2739 | 7.3277 | 7.3819 | 7.4365 | 7.4915 | 7.5469 | 7.5773 | 7.6077 | 7.6381 | 7.6686 | 7.699 | 7.7239 | 7.7489 | 7.7738 | 7.7987 | 7.8237 | 0 | 0 | 0 | 0 | 0 | 0 | 0 | 0 | 0 | 0 | 0 | 0 | 0 | 0 | 0 | 0 | 0 | 0 | 0 | 0 | 0 | 0 | 0 | 0 | 0 | 0 | 0 | 0 | 0 | 0 | 0 | 0 | 0 | 0 | 0 | 0 | 0 | 0 | 0 | 0 | 0 | 0 | 0 | 0 | 0 | 0 | 0 | 0 | 0 | 0
122 | 87 | 122,87 | 99705 | North Pole | Y | 545 | 241 | 206 | 35 | 5 | 147 | 152 | 39 | 0 | 0 | 191 | 9196.4 | 2370.2177 | 2594.7632 | 9219.6923 | 0 | 0 | 3947.4974 | 394404 | 359568 | 7.9276 | 233.0724 | 0 | 39 | 0 | 280 | 6.7763 | 199.2237 | 206 | 0 | 7.358 | 216.3265 | 223.6846 | 0 | 6.3217 | 185.8582 | 192.1799 | 0 | 36.6642 | 0 | 207.6132 | 215.4991 | 223.6846 | 232.1809 | 241 | 179.287 | 185.6216 | 192.1799 | 198.97 | 206 | 34.4683 | 35.5493 | 36.6642 | 37.8141 | 39 | 245.6625 | 250.4152 | 255.2599 | 253.5817 | 251.9145 | 251.11 | 250.3081 | 249.5088 | 248.7121 | 247.9179 | 249.7517 | 251.5991 | 253.4602 | 255.335 | 257.2237 | 258.2605 | 259.2974 | 260.3342 | 261.371 | 262.4078 | 263.2577 | 264.1076 | 264.9575 | 265.8074 | 266.6573 | 209.9854 | 214.0479 | 218.1889 | 216.7544 | 215.3294 | 214.6418 | 213.9563 | 213.2731 | 212.5921 | 211.9132 | 213.4807 | 215.0598 | 216.6506 | 218.2532 | 219.8676 | 220.7538 | 221.6401 | 222.5263 | 223.4126 | 224.2988 | 225.0253 | 225.7517 | 226.4782 | 227.2046 | 227.9311 | 39.7545 | 40.5236 | 41.3076 | 41.036 | 40.7662 | 40.6361 | 40.5063 | 40.3769 | 40.248 | 40.1195 | 40.4162 | 40.7152 | 41.0164 | 41.3198 | 41.6254 | 41.7932 | 41.961 | 42.1288 | 42.2966 | 42.4643 | 42.6019 | 42.7394 | 42.8769 | 43.0145 | 43.152 | 0 | 0 | 0 | 0 | 0 | 0 | 0 | 0 | 0 | 0 | 0 | 0 | 0 | 0 | 0 | 0 | 0 | 0 | 0 | 0 | 0 | 0 | 0 | 0 | 0 | 0 | 0 | 0 | 0 | 0 | 0 | 0 | 0 | 0 | 0 | 0 | 0 | 0 | 0 | 0 | 0 | 0 | 0 | 0 | 0 | 0 | 0 | 0 | 0 | 0
123 | 87 | 123,87 | 99705 | North Pole | Y | 478 | 199 | 188 | 11 | 8 | 178 | 186 | 9 | 0 | 0 | 195 | 13122.75 | 2458.2584 | 2916.9462 | 5029.2222 | 0 | 0 | 3014.4359 | 542552 | 45263 | 8.5591 | 190.4409 | 0 | 9 | 0 | 208 | 8.086 | 179.914 | 188 | 0 | 7.9442 | 176.758 | 184.7022 | 0 | 7.5435 | 167.844 | 175.3875 | 0 | 8.461 | 0 | 171.4317 | 177.9433 | 184.7022 | 191.7179 | 199 | 163.6212 | 169.4022 | 175.3875 | 181.5843 | 188 | 7.9542 | 8.2037 | 8.461 | 8.7263 | 9 | 202.85 | 206.7744 | 210.7748 | 209.389 | 208.0124 | 207.3481 | 206.686 | 206.026 | 205.3681 | 204.7123 | 206.2265 | 207.752 | 209.2887 | 210.8368 | 212.3963 | 213.2525 | 214.1086 | 214.9647 | 215.8209 | 216.677 | 217.3788 | 218.0805 | 218.7823 | 219.4841 | 220.1859 | 191.6371 | 195.3447 | 199.1239 | 197.8147 | 196.5142 | 195.8867 | 195.2611 | 194.6376 | 194.0161 | 193.3965 | 194.827 | 196.2682 | 197.72 | 199.1825 | 200.6558 | 201.4646 | 202.2735 | 203.0823 | 203.8911 | 204.6999 | 205.3629 | 206.0258 | 206.6888 | 207.3518 | 208.0148 | 9.1741 | 9.3516 | 9.5325 | 9.4699 | 9.4076 | 9.3776 | 9.3476 | 9.3178 | 9.288 | 9.2583 | 9.3268 | 9.3958 | 9.4653 | 9.5353 | 9.6059 | 9.6446 | 9.6833 | 9.722 | 9.7607 | 9.7995 | 9.8312 | 9.8629 | 9.8947 | 9.9264 | 9.9582 | 0 | 0 | 0 | 0 | 0 | 0 | 0 | 0 | 0 | 0 | 0 | 0 | 0 | 0 | 0 | 0 | 0 | 0 | 0 | 0 | 0 | 0 | 0 | 0 | 0 | 0 | 0 | 0 | 0 | 0 | 0 | 0 | 0 | 0 | 0 | 0 | 0 | 0 | 0 | 0 | 0 | 0 | 0 | 0 | 0 | 0 | 0 | 0 | 0 | 0
124 | 87 | 124,87 | 99705 | North Pole | Y | 931 | 349 | 330 | 19 | 3 | 211 | 214 | 2 | 0 | 0 | 216 | 3358.6667 | 2376.4076 | 2390.1776 | 3396 | 0 | 0 | 2399.4907 | 511498 | 6792 | 4.8925 | 344.1075 | 0 | 2 | 0 | 351 | 4.6262 | 325.3738 | 330 | 0 | 4.541 | 319.3839 | 323.9249 | 0 | 4.3158 | 303.5452 | 307.8611 | 0 | 1.8802 | 0 | 300.6515 | 312.0713 | 323.9249 | 336.2288 | 349 | 287.2074 | 297.3549 | 307.8611 | 318.7384 | 330 | 1.7676 | 1.823 | 1.8802 | 1.9392 | 2 | 352.2401 | 355.5103 | 358.8109 | 356.4518 | 354.1083 | 352.9775 | 351.8504 | 350.7268 | 349.6068 | 348.4904 | 351.0682 | 353.665 | 356.2811 | 358.9165 | 361.5714 | 363.0288 | 364.4862 | 365.9436 | 367.4011 | 368.8585 | 370.0532 | 371.2478 | 372.4425 | 373.6371 | 374.8318 | 333.0637 | 336.1559 | 339.2767 | 337.0462 | 334.8302 | 333.761 | 332.6952 | 331.6328 | 330.5738 | 329.5181 | 331.9556 | 334.411 | 336.8847 | 339.3766 | 341.887 | 343.265 | 344.6431 | 346.0212 | 347.3993 | 348.7774 | 349.907 | 351.0366 | 352.1662 | 353.2959 | 354.4255 | 2.0186 | 2.0373 | 2.0562 | 2.0427 | 2.0293 | 2.0228 | 2.0163 | 2.0099 | 2.0035 | 1.9971 | 2.0119 | 2.0267 | 2.0417 | 2.0568 | 2.072 | 2.0804 | 2.0887 | 2.0971 | 2.1055 | 2.1138 | 2.1206 | 2.1275 | 2.1343 | 2.1412 | 2.148 | 0 | 0 | 0 | 0 | 0 | 0 | 0 | 0 | 0 | 0 | 0 | 0 | 0 | 0 | 0 | 0 | 0 | 0 | 0 | 0 | 0 | 0 | 0 | 0 | 0 | 0 | 0 | 0 | 0 | 0 | 0 | 0 | 0 | 0 | 0 | 0 | 0 | 0 | 0 | 0 | 0 | 0 | 0 | 0 | 0 | 0 | 0 | 0 | 0 | 0
125 | 87 | 125,87 | 99705 | North Pole | Y | 634 | 218 | 209 | 9 | 0 | 172 | 172 | 2 | 0 | 0 | 174 | 0 | 2376.3023 | 2376.3023 | 1576 | 0 | 0 | 2367.1034 | 408724 | 3152 | 0 | 218 | 0 | 2 | 0 | 220 | 0 | 209 | 209 | 0 | 0 | 202.3371 | 202.3371 | 0 | 0 | 194.9787 | 194.9787 | 0 | 1.8802 | 0 | 187.7995 | 194.9328 | 202.3371 | 210.0226 | 218 | 181.898 | 188.3248 | 194.9787 | 201.8676 | 209 | 1.7676 | 1.823 | 1.8802 | 1.9392 | 2 | 220.0239 | 222.0666 | 224.1283 | 222.6547 | 221.1909 | 220.4845 | 219.7805 | 219.0786 | 218.379 | 217.6817 | 219.2919 | 220.914 | 222.5481 | 224.1942 | 225.8526 | 226.763 | 227.6733 | 228.5837 | 229.4941 | 230.4044 | 231.1507 | 231.8969 | 232.6432 | 233.3894 | 234.1356 | 210.9404 | 212.8987 | 214.8753 | 213.4626 | 212.0591 | 211.382 | 210.707 | 210.0341 | 209.3634 | 208.6948 | 210.2385 | 211.7937 | 213.3603 | 214.9385 | 216.5284 | 217.4012 | 218.274 | 219.1468 | 220.0196 | 220.8923 | 221.6078 | 222.3232 | 223.0386 | 223.754 | 224.4695 | 2.0186 | 2.0373 | 2.0562 | 2.0427 | 2.0293 | 2.0228 | 2.0163 | 2.0099 | 2.0035 | 1.9971 | 2.0119 | 2.0267 | 2.0417 | 2.0568 | 2.072 | 2.0804 | 2.0887 | 2.0971 | 2.1055 | 2.1138 | 2.1206 | 2.1275 | 2.1343 | 2.1412 | 2.148 | 0 | 0 | 0 | 0 | 0 | 0 | 0 | 0 | 0 | 0 | 0 | 0 | 0 | 0 | 0 | 0 | 0 | 0 | 0 | 0 | 0 | 0 | 0 | 0 | 0 | 0 | 0 | 0 | 0 | 0 | 0 | 0 | 0 | 0 | 0 | 0 | 0 | 0 | 0 | 0 | 0 | 0 | 0 | 0 | 0 | 0 | 0 | 0 | 0 | 0
126 | 87 | 126,87 | 99705 | North Pole | Y | 288 | 124 | 111 | 13 | 0 | 143 | 143 | 0 | 0 | 0 | 143 | 0 | 2043.4685 | 2043.4685 | 0 | 0 | 0 | 2043.4685 | 292216 | 0 | 0 | 124 | 0 | 0 | 0 | 124 | 0 | 111 | 111 | 0 | 0 | 115.0908 | 115.0908 | 0 | 0 | 103.5533 | 103.5533 | 0 | 0 | 0 | 106.8217 | 110.8792 | 115.0908 | 119.4624 | 124 | 96.6061 | 100.0194 | 103.5533 | 107.212 | 111 | 0 | 0 | 0 | 0 | 0 | 125.0003 | 126.0087 | 127.0252 | 126.19 | 125.3604 | 124.9601 | 124.561 | 124.1633 | 123.7668 | 123.3715 | 124.2841 | 125.2034 | 126.1296 | 127.0625 | 128.0024 | 128.5184 | 129.0343 | 129.5503 | 130.0662 | 130.5822 | 131.0051 | 131.4281 | 131.851 | 132.2739 | 132.6968 | 111.8954 | 112.7981 | 113.708 | 112.9604 | 112.2178 | 111.8594 | 111.5022 | 111.1461 | 110.7912 | 110.4374 | 111.2543 | 112.0773 | 112.9063 | 113.7415 | 114.5828 | 115.0447 | 115.5065 | 115.9684 | 116.4303 | 116.8921 | 117.2707 | 117.6493 | 118.0279 | 118.4065 | 118.7851 | 0 | 0 | 0 | 0 | 0 | 0 | 0 | 0 | 0 | 0 | 0 | 0 | 0 | 0 | 0 | 0 | 0 | 0 | 0 | 0 | 0 | 0 | 0 | 0 | 0 | 0 | 0 | 0 | 0 | 0 | 0 | 0 | 0 | 0 | 0 | 0 | 0 | 0 | 0 | 0 | 0 | 0 | 0 | 0 | 0 | 0 | 0 | 0 | 0 | 0 | 0 | 0 | 0 | 0 | 0 | 0 | 0 | 0 | 0 | 0 | 0 | 0 | 0 | 0 | 0 | 0 | 0 | 0 | 0 | 0 | 0 | 0 | 0 | 0 | 0
95 | 88 | 95,88 | 99709 | - | N | 68 | 25 | 24 | 1 | 0 | 0 | 0 | 0 | 0 | 0 | 0 | 0 | 834.495 | 834.495 | 1408.3846 | 0 | 0 | 1365.174 | 0 | 0 | 0.57281 | 24.3947 | 0.032484 | 0 | 0 | 25 | 0.5499 | 23.4189 | 23.9688 | 0.031185 | 0.5454 | 23.2276 | 23.773 | 0.03093 | 0.52458 | 22.3406 | 22.8652 | 0.029749 | 0 | 0 | 22.6357 | 23.1974 | 23.773 | 24.363 | 24.9675 | 21.8123 | 22.3325 | 22.8652 | 23.4105 | 23.9688 | 0 | 0 | 0 | 0 | 0 | 25.0954 | 25.224 | 25.3532 | 25.1865 | 25.0209 | 24.941 | 24.8614 | 24.782 | 24.7028 | 24.624 | 24.8061 | 24.9896 | 25.1744 | 25.3606 | 25.5482 | 25.6512 | 25.7542 | 25.8572 | 25.9602 | 26.0631 | 26.1476 | 26.232 | 26.3164 | 26.4008 | 26.4852 | 24.0916 | 24.215 | 24.3391 | 24.179 | 24.0201 | 23.9434 | 23.8669 | 23.7907 | 23.7147 | 23.639 | 23.8138 | 23.99 | 24.1675 | 24.3462 | 24.5263 | 24.6252 | 24.724 | 24.8229 | 24.9218 | 25.0206 | 25.1016 | 25.1827 | 25.2637 | 25.3448 | 25.4258 | 0 | 0 | 0 | 0 | 0 | 0 | 0 | 0 | 0 | 0 | 0 | 0 | 0 | 0 | 0 | 0 | 0 | 0 | 0 | 0 | 0 | 0 | 0 | 0 | 0 | 0.032651 | 0.032818 | 0.032986 | 0.032769 | 0.032554 | 0.03245 | 0.032346 | 0.032243 | 0.03214 | 0.032037 | 0.032274 | 0.032513 | 0.032754 | 0.032996 | 0.03324 | 0.033374 | 0.033508 | 0.033642 | 0.033776 | 0.03391 | 0.03402 | 0.03413 | 0.034239 | 0.034349 | 0.034459 | 0 | 0 | 0 | 0 | 0 | 0 | 0 | 0 | 0 | 0 | 0 | 0 | 0 | 0 | 0 | 0 | 0 | 0 | 0 | 0 | 0 | 0 | 0 | 0 | 0
97 | 88 | 97,88 | 99709 | - | N | 43 | 18 | 16 | 2 | 0 | 23 | 23 | 0 | 0 | 0 | 23 | 0 | 1447.6522 | 1447.6522 | 0 | 0 | 0 | 1447.6522 | 33296 | 0 | 0 | 18 | 0 | 0 | 0 | 18 | 0 | 16 | 16 | 0 | 0 | 17.1389 | 17.1389 | 0 | 0 | 15.2633 | 15.2633 | 0 | 0 | 0 | 16.3189 | 16.7239 | 17.1389 | 17.5641 | 18 | 14.5605 | 14.9077 | 15.2633 | 15.6273 | 16 | 0 | 0 | 0 | 0 | 0 | 18.1682 | 18.3379 | 18.5093 | 18.3876 | 18.2667 | 18.2084 | 18.1502 | 18.0923 | 18.0345 | 17.9769 | 18.1099 | 18.2438 | 18.3788 | 18.5147 | 18.6517 | 18.7269 | 18.802 | 18.8772 | 18.9524 | 19.0276 | 19.0892 | 19.1508 | 19.2125 | 19.2741 | 19.3357 | 16.1495 | 16.3004 | 16.4527 | 16.3445 | 16.2371 | 16.1852 | 16.1335 | 16.082 | 16.0306 | 15.9795 | 16.0977 | 16.2167 | 16.3367 | 16.4575 | 16.5793 | 16.6461 | 16.7129 | 16.7797 | 16.8466 | 16.9134 | 16.9682 | 17.023 | 17.0777 | 17.1325 | 17.1873 | 0 | 0 | 0 | 0 | 0 | 0 | 0 | 0 | 0 | 0 | 0 | 0 | 0 | 0 | 0 | 0 | 0 | 0 | 0 | 0 | 0 | 0 | 0 | 0 | 0 | 0 | 0 | 0 | 0 | 0 | 0 | 0 | 0 | 0 | 0 | 0 | 0 | 0 | 0 | 0 | 0 | 0 | 0 | 0 | 0 | 0 | 0 | 0 | 0 | 0 | 0 | 0 | 0 | 0 | 0 | 0 | 0 | 0 | 0 | 0 | 0 | 0 | 0 | 0 | 0 | 0 | 0 | 0 | 0 | 0 | 0 | 0 | 0 | 0 | 0
98 | 88 | 98,88 | 99709 | - | N | 60 | 31 | 27 | 4 | 0 | 48 | 48 | 0 | 0 | 0 | 48 | 0 | 1689.0417 | 1689.0417 | 0 | 0 | 0 | 1689.0417 | 81074 | 0 | 0 | 31 | 0 | 0 | 0 | 31 | 0 | 27 | 27 | 0 | 0 | 29.5169 | 29.5169 | 0 | 0 | 25.7568 | 25.7568 | 0 | 0 | 0 | 28.1048 | 28.8022 | 29.5169 | 30.2494 | 31 | 24.5708 | 25.1568 | 25.7568 | 26.3711 | 27 | 0 | 0 | 0 | 0 | 0 | 31.2896 | 31.582 | 31.8771 | 31.6675 | 31.4593 | 31.3588 | 31.2587 | 31.1589 | 31.0594 | 30.9602 | 31.1892 | 31.4199 | 31.6523 | 31.8865 | 32.1223 | 32.2518 | 32.3813 | 32.5108 | 32.6402 | 32.7697 | 32.8758 | 32.982 | 33.0881 | 33.1943 | 33.3004 | 27.2523 | 27.5069 | 27.7639 | 27.5814 | 27.4 | 27.3125 | 27.2253 | 27.1384 | 27.0517 | 26.9653 | 27.1648 | 27.3657 | 27.5682 | 27.7721 | 27.9775 | 28.0903 | 28.203 | 28.3158 | 28.4286 | 28.5414 | 28.6338 | 28.7262 | 28.8187 | 28.9111 | 29.0036 | 0 | 0 | 0 | 0 | 0 | 0 | 0 | 0 | 0 | 0 | 0 | 0 | 0 | 0 | 0 | 0 | 0 | 0 | 0 | 0 | 0 | 0 | 0 | 0 | 0 | 0 | 0 | 0 | 0 | 0 | 0 | 0 | 0 | 0 | 0 | 0 | 0 | 0 | 0 | 0 | 0 | 0 | 0 | 0 | 0 | 0 | 0 | 0 | 0 | 0 | 0 | 0 | 0 | 0 | 0 | 0 | 0 | 0 | 0 | 0 | 0 | 0 | 0 | 0 | 0 | 0 | 0 | 0 | 0 | 0 | 0 | 0 | 0 | 0 | 0
119 | 88 | 119,88 | 99705 | North Pole | Y | 16 | 6 | 6 | 0 | 0 | 14 | 14 | 7 | 0 | 0 | 21 | 0 | 1348.9286 | 1348.9286 | 3902.8571 | 0 | 0 | 2200.2381 | 18885 | 27320 | 0 | 6 | 0 | 7 | 0 | 13 | 0 | 6 | 6 | 0 | 0 | 5.5689 | 5.5689 | 0 | 0 | 5.5975 | 5.5975 | 0 | 6.5808 | 0 | 5.1688 | 5.3651 | 5.5689 | 5.7804 | 6 | 5.222 | 5.4065 | 5.5975 | 5.7952 | 6 | 6.1866 | 6.3806 | 6.5808 | 6.7871 | 7 | 6.0616 | 6.1239 | 6.1868 | 6.1462 | 6.1058 | 6.0863 | 6.0668 | 6.0474 | 6.0281 | 6.0089 | 6.0533 | 6.0981 | 6.1432 | 6.1887 | 6.2344 | 6.2596 | 6.2847 | 6.3098 | 6.335 | 6.3601 | 6.3807 | 6.4013 | 6.4219 | 6.4425 | 6.4631 | 6.0616 | 6.1239 | 6.1868 | 6.1462 | 6.1058 | 6.0863 | 6.0668 | 6.0474 | 6.0281 | 6.0089 | 6.0533 | 6.0981 | 6.1432 | 6.1887 | 6.2344 | 6.2596 | 6.2847 | 6.3098 | 6.335 | 6.3601 | 6.3807 | 6.4013 | 6.4219 | 6.4425 | 6.4631 | 7.0719 | 7.1446 | 7.218 | 7.1705 | 7.1234 | 7.1006 | 7.078 | 7.0554 | 7.0328 | 7.0104 | 7.0622 | 7.1145 | 7.1671 | 7.2201 | 7.2735 | 7.3028 | 7.3321 | 7.3615 | 7.3908 | 7.4201 | 7.4441 | 7.4682 | 7.4922 | 7.5162 | 7.5403 | 0 | 0 | 0 | 0 | 0 | 0 | 0 | 0 | 0 | 0 | 0 | 0 | 0 | 0 | 0 | 0 | 0 | 0 | 0 | 0 | 0 | 0 | 0 | 0 | 0 | 0 | 0 | 0 | 0 | 0 | 0 | 0 | 0 | 0 | 0 | 0 | 0 | 0 | 0 | 0 | 0 | 0 | 0 | 0 | 0 | 0 | 0 | 0 | 0 | 0
120 | 88 | 120,88 | 99705 | North Pole | Y | 59 | 34 | 21 | 13 | 0 | 44 | 44 | 6 | 0 | 0 | 50 | 0 | 2236.7955 | 2236.7955 | 3832.5 | 0 | 0 | 2428.28 | 98419 | 22995 | 0 | 34 | 0 | 6 | 0 | 40 | 0 | 21 | 21 | 0 | 0 | 31.5572 | 31.5572 | 0 | 0 | 19.5912 | 19.5912 | 0 | 5.6406 | 0 | 29.2898 | 30.4024 | 31.5572 | 32.7558 | 34 | 18.2768 | 18.9226 | 19.5912 | 20.2834 | 21 | 5.3028 | 5.4691 | 5.6406 | 5.8175 | 6 | 34.3493 | 34.7022 | 35.0587 | 34.8282 | 34.5993 | 34.4888 | 34.3786 | 34.2688 | 34.1594 | 34.0503 | 34.3022 | 34.5559 | 34.8115 | 35.069 | 35.3285 | 35.4709 | 35.6133 | 35.7557 | 35.8981 | 36.0405 | 36.1572 | 36.2739 | 36.3906 | 36.5074 | 36.6241 | 21.2157 | 21.4337 | 21.6539 | 21.5116 | 21.3701 | 21.3019 | 21.2339 | 21.1661 | 21.0985 | 21.0311 | 21.1867 | 21.3434 | 21.5012 | 21.6603 | 21.8205 | 21.9085 | 21.9964 | 22.0844 | 22.1723 | 22.2603 | 22.3324 | 22.4045 | 22.4766 | 22.5487 | 22.6208 | 6.0616 | 6.1239 | 6.1868 | 6.1462 | 6.1058 | 6.0863 | 6.0668 | 6.0474 | 6.0281 | 6.0089 | 6.0533 | 6.0981 | 6.1432 | 6.1887 | 6.2344 | 6.2596 | 6.2847 | 6.3098 | 6.335 | 6.3601 | 6.3807 | 6.4013 | 6.4219 | 6.4425 | 6.4631 | 0 | 0 | 0 | 0 | 0 | 0 | 0 | 0 | 0 | 0 | 0 | 0 | 0 | 0 | 0 | 0 | 0 | 0 | 0 | 0 | 0 | 0 | 0 | 0 | 0 | 0 | 0 | 0 | 0 | 0 | 0 | 0 | 0 | 0 | 0 | 0 | 0 | 0 | 0 | 0 | 0 | 0 | 0 | 0 | 0 | 0 | 0 | 0 | 0 | 0
121 | 88 | 121,88 | 99705 | North Pole | Y | 57 | 24 | 23 | 1 | 0 | 55 | 55 | 6 | 0 | 0 | 61 | 0 | 1767.5455 | 1767.5455 | 5690.5 | 0 | 0 | 2153.4098 | 97215 | 34143 | 0 | 24 | 0 | 6 | 0 | 30 | 0 | 23 | 23 | 0 | 0 | 22.2756 | 22.2756 | 0 | 0 | 21.457 | 21.457 | 0 | 5.6406 | 0 | 20.6752 | 21.4605 | 22.2756 | 23.1218 | 24 | 20.0175 | 20.7247 | 21.457 | 22.2151 | 23 | 5.3028 | 5.4691 | 5.6406 | 5.8175 | 6 | 24.6765 | 25.3721 | 26.0873 | 25.9158 | 25.7454 | 25.6632 | 25.5812 | 25.4995 | 25.4181 | 25.3369 | 25.5243 | 25.7131 | 25.9033 | 26.095 | 26.288 | 26.3939 | 26.4999 | 26.6059 | 26.7118 | 26.8178 | 26.9046 | 26.9915 | 27.0784 | 27.1652 | 27.2521 | 23.6483 | 24.3149 | 25.0003 | 24.8359 | 24.6727 | 24.5939 | 24.5153 | 24.437 | 24.359 | 24.2812 | 24.4608 | 24.6418 | 24.824 | 25.0077 | 25.1926 | 25.2942 | 25.3957 | 25.4973 | 25.5988 | 25.7004 | 25.7836 | 25.8669 | 25.9501 | 26.0333 | 26.1166 | 6.1691 | 6.343 | 6.5218 | 6.4789 | 6.4363 | 6.4158 | 6.3953 | 6.3749 | 6.3545 | 6.3342 | 6.3811 | 6.4283 | 6.4758 | 6.5237 | 6.572 | 6.5985 | 6.625 | 6.6515 | 6.678 | 6.7044 | 6.7262 | 6.7479 | 6.7696 | 6.7913 | 6.813 | 0 | 0 | 0 | 0 | 0 | 0 | 0 | 0 | 0 | 0 | 0 | 0 | 0 | 0 | 0 | 0 | 0 | 0 | 0 | 0 | 0 | 0 | 0 | 0 | 0 | 0 | 0 | 0 | 0 | 0 | 0 | 0 | 0 | 0 | 0 | 0 | 0 | 0 | 0 | 0 | 0 | 0 | 0 | 0 | 0 | 0 | 0 | 0 | 0 | 0
122 | 88 | 122,88 | 99705 | North Pole | Y | 304 | 136 | 114 | 22 | 7 | 41 | 48 | 11 | 0 | 0 | 59 | 6557.5714 | 1965.7073 | 2635.3542 | 7188.5455 | 0 | 0 | 3484.2542 | 126497 | 79074 | 19.8333 | 116.1667 | 0 | 11 | 0 | 147 | 16.625 | 97.375 | 114 | 0 | 18.4083 | 107.8203 | 126.2286 | 0 | 15.5097 | 90.8423 | 106.352 | 0 | 10.3412 | 0 | 117.1593 | 121.6095 | 126.2286 | 131.0233 | 136 | 99.2171 | 102.7226 | 106.352 | 110.1096 | 114 | 9.7218 | 10.0267 | 10.3412 | 10.6655 | 11 | 139.8336 | 143.7752 | 147.8279 | 146.856 | 145.8905 | 145.4246 | 144.9602 | 144.4973 | 144.0359 | 143.5759 | 144.6379 | 145.7078 | 146.7856 | 147.8714 | 148.9652 | 149.5656 | 150.1661 | 150.7665 | 151.367 | 151.9674 | 152.4596 | 152.9518 | 153.444 | 153.9362 | 154.4284 | 117.2134 | 120.5174 | 123.9145 | 123.0999 | 122.2905 | 121.9 | 121.5108 | 121.1227 | 120.7359 | 120.3504 | 121.2406 | 122.1374 | 123.0409 | 123.951 | 124.8679 | 125.3712 | 125.8745 | 126.3778 | 126.8812 | 127.3845 | 127.797 | 128.2096 | 128.6222 | 129.0348 | 129.4473 | 11.3101 | 11.6289 | 11.9567 | 11.8781 | 11.8 | 11.7623 | 11.7247 | 11.6873 | 11.65 | 11.6128 | 11.6987 | 11.7852 | 11.8724 | 11.9602 | 12.0487 | 12.0972 | 12.1458 | 12.1944 | 12.2429 | 12.2915 | 12.3313 | 12.3711 | 12.4109 | 12.4507 | 12.4905 | 0 | 0 | 0 | 0 | 0 | 0 | 0 | 0 | 0 | 0 | 0 | 0 | 0 | 0 | 0 | 0 | 0 | 0 | 0 | 0 | 0 | 0 | 0 | 0 | 0 | 0 | 0 | 0 | 0 | 0 | 0 | 0 | 0 | 0 | 0 | 0 | 0 | 0 | 0 | 0 | 0 | 0 | 0 | 0 | 0 | 0 | 0 | 0 | 0 | 0
123 | 88 | 123,88 | 99705 | North Pole | Y | 601 | 205 | 190 | 15 | 1 | 167 | 168 | 1 | 0 | 0 | 169 | 18192 | 2794.1198 | 2885.7738 | 4980 | 0 | 0 | 2898.1657 | 484810 | 4980 | 1.2202 | 203.7798 | 0 | 1 | 0 | 206 | 1.131 | 188.869 | 190 | 0 | 1.1326 | 189.1385 | 190.2711 | 0 | 1.0551 | 176.1983 | 177.2533 | 0 | 0.94011 | 0 | 176.6004 | 183.3084 | 190.2711 | 197.4983 | 205 | 165.3618 | 171.2044 | 177.2533 | 183.516 | 190 | 0.8838 | 0.91152 | 0.94011 | 0.96959 | 1 | 209.548 | 214.1969 | 218.9489 | 217.5094 | 216.0793 | 215.3893 | 214.7015 | 214.0159 | 213.3325 | 212.6512 | 214.2242 | 215.8088 | 217.4052 | 219.0133 | 220.6333 | 221.5227 | 222.412 | 223.3013 | 224.1907 | 225.08 | 225.809 | 226.538 | 227.267 | 227.996 | 228.7249 | 194.2152 | 198.5239 | 202.9282 | 201.594 | 200.2687 | 199.6291 | 198.9917 | 198.3562 | 197.7228 | 197.0914 | 198.5493 | 200.0179 | 201.4975 | 202.9879 | 204.4894 | 205.3137 | 206.138 | 206.9622 | 207.7865 | 208.6107 | 209.2864 | 209.962 | 210.6377 | 211.3133 | 211.989 | 1.0222 | 1.0449 | 1.068 | 1.061 | 1.054 | 1.0507 | 1.0473 | 1.044 | 1.0406 | 1.0373 | 1.045 | 1.0527 | 1.0605 | 1.0684 | 1.0763 | 1.0806 | 1.0849 | 1.0893 | 1.0936 | 1.098 | 1.1015 | 1.1051 | 1.1086 | 1.1122 | 1.1157 | 0 | 0 | 0 | 0 | 0 | 0 | 0 | 0 | 0 | 0 | 0 | 0 | 0 | 0 | 0 | 0 | 0 | 0 | 0 | 0 | 0 | 0 | 0 | 0 | 0 | 0 | 0 | 0 | 0 | 0 | 0 | 0 | 0 | 0 | 0 | 0 | 0 | 0 | 0 | 0 | 0 | 0 | 0 | 0 | 0 | 0 | 0 | 0 | 0 | 0
124 | 88 | 124,88 | 99705 | North Pole | Y | 580 | 222 | 200 | 22 | 3 | 163 | 166 | 2 | 0 | 0 | 168 | 4097.3333 | 1908.0368 | 1947.6024 | 3980 | 0 | 0 | 1971.7976 | 323302 | 7960 | 4.012 | 217.988 | 0 | 2 | 0 | 224 | 3.6145 | 196.3855 | 200 | 0 | 3.7238 | 202.3259 | 206.0497 | 0 | 3.372 | 183.2105 | 186.5825 | 0 | 1.8802 | 0 | 191.2454 | 198.5096 | 206.0497 | 213.8762 | 222 | 174.0651 | 180.2151 | 186.5825 | 193.1748 | 200 | 1.7676 | 1.823 | 1.8802 | 1.9392 | 2 | 226.9251 | 231.9595 | 237.1056 | 235.5467 | 233.9981 | 233.2509 | 232.506 | 231.7636 | 231.0235 | 230.2857 | 231.9892 | 233.7052 | 235.4339 | 237.1754 | 238.9298 | 239.8928 | 240.8559 | 241.819 | 242.7821 | 243.7452 | 244.5346 | 245.3241 | 246.1135 | 246.9029 | 247.6924 | 204.437 | 208.9725 | 213.6086 | 212.2043 | 210.8091 | 210.1359 | 209.4649 | 208.796 | 208.1293 | 207.4646 | 208.9992 | 210.5452 | 212.1026 | 213.6715 | 215.252 | 216.1197 | 216.9873 | 217.855 | 218.7226 | 219.5902 | 220.3015 | 221.0127 | 221.7239 | 222.4351 | 223.1463 | 2.0444 | 2.0897 | 2.1361 | 2.122 | 2.1081 | 2.1014 | 2.0946 | 2.088 | 2.0813 | 2.0746 | 2.09 | 2.1055 | 2.121 | 2.1367 | 2.1525 | 2.1612 | 2.1699 | 2.1785 | 2.1872 | 2.1959 | 2.203 | 2.2101 | 2.2172 | 2.2244 | 2.2315 | 0 | 0 | 0 | 0 | 0 | 0 | 0 | 0 | 0 | 0 | 0 | 0 | 0 | 0 | 0 | 0 | 0 | 0 | 0 | 0 | 0 | 0 | 0 | 0 | 0 | 0 | 0 | 0 | 0 | 0 | 0 | 0 | 0 | 0 | 0 | 0 | 0 | 0 | 0 | 0 | 0 | 0 | 0 | 0 | 0 | 0 | 0 | 0 | 0 | 0
125 | 88 | 125,88 | 99705 | North Pole | Y | 456 | 153 | 144 | 9 | 0 | 134 | 134 | 1 | 0 | 0 | 135 | 0 | 2169.7463 | 2169.7463 | 1500 | 0 | 0 | 2164.7852 | 290746 | 1500 | 0 | 153 | 0 | 1 | 0 | 154 | 0 | 144 | 144 | 0 | 0 | 142.0072 | 142.0072 | 0 | 0 | 134.3394 | 134.3394 | 0 | 0.94011 | 0 | 131.8042 | 136.8106 | 142.0072 | 147.4012 | 153 | 125.3268 | 129.7549 | 134.3394 | 139.0858 | 144 | 0.8838 | 0.91152 | 0.94011 | 0.96959 | 1 | 154.2342 | 155.4784 | 156.7327 | 155.7022 | 154.6785 | 154.1846 | 153.6922 | 153.2014 | 152.7122 | 152.2246 | 153.3506 | 154.4849 | 155.6276 | 156.7788 | 157.9385 | 158.5751 | 159.2117 | 159.8483 | 160.485 | 161.1216 | 161.6434 | 162.1653 | 162.6871 | 163.2089 | 163.7308 | 145.1616 | 146.3326 | 147.5131 | 146.5433 | 145.5798 | 145.1149 | 144.6515 | 144.1896 | 143.7292 | 143.2702 | 144.3299 | 145.3975 | 146.4731 | 147.5565 | 148.648 | 149.2472 | 149.8463 | 150.4455 | 151.0447 | 151.6438 | 152.135 | 152.6261 | 153.1173 | 153.6084 | 154.0996 | 1.0081 | 1.0162 | 1.0244 | 1.0177 | 1.011 | 1.0077 | 1.0045 | 1.0013 | 0.99812 | 0.99493 | 1.0023 | 1.0097 | 1.0172 | 1.0247 | 1.0323 | 1.0364 | 1.0406 | 1.0448 | 1.0489 | 1.0531 | 1.0565 | 1.0599 | 1.0633 | 1.0667 | 1.0701 | 0 | 0 | 0 | 0 | 0 | 0 | 0 | 0 | 0 | 0 | 0 | 0 | 0 | 0 | 0 | 0 | 0 | 0 | 0 | 0 | 0 | 0 | 0 | 0 | 0 | 0 | 0 | 0 | 0 | 0 | 0 | 0 | 0 | 0 | 0 | 0 | 0 | 0 | 0 | 0 | 0 | 0 | 0 | 0 | 0 | 0 | 0 | 0 | 0 | 0
126 | 88 | 126,88 | 99705 | North Pole | Y | 220 | 76 | 73 | 3 | 1 | 171 | 172 | 1 | 0 | 0 | 173 | 3216 | 2358.9357 | 2363.9186 | 192 | 0 | 0 | 2351.3642 | 406594 | 192 | 0.44186 | 75.5581 | 0 | 1 | 0 | 77 | 0.42442 | 72.5756 | 73 | 0 | 0.41011 | 70.1294 | 70.5395 | 0 | 0.39595 | 67.7067 | 68.1026 | 0 | 0.94011 | 0 | 65.4714 | 67.9582 | 70.5395 | 73.2189 | 76 | 63.5337 | 65.7785 | 68.1026 | 70.5088 | 73 | 0.8838 | 0.91152 | 0.94011 | 0.96959 | 1 | 76.6131 | 77.2311 | 77.8541 | 77.3423 | 76.8338 | 76.5884 | 76.3439 | 76.1001 | 75.8571 | 75.6148 | 76.1741 | 76.7376 | 77.3052 | 77.877 | 78.4531 | 78.7693 | 79.0856 | 79.4018 | 79.718 | 80.0342 | 80.2935 | 80.5527 | 80.8119 | 81.0711 | 81.3303 | 73.5889 | 74.1825 | 74.7809 | 74.2893 | 73.8009 | 73.5652 | 73.3303 | 73.0961 | 72.8627 | 72.63 | 73.1673 | 73.7085 | 74.2537 | 74.803 | 75.3563 | 75.66 | 75.9638 | 76.2675 | 76.5713 | 76.875 | 77.124 | 77.373 | 77.622 | 77.8709 | 78.1199 | 1.0081 | 1.0162 | 1.0244 | 1.0177 | 1.011 | 1.0077 | 1.0045 | 1.0013 | 0.99812 | 0.99493 | 1.0023 | 1.0097 | 1.0172 | 1.0247 | 1.0323 | 1.0364 | 1.0406 | 1.0448 | 1.0489 | 1.0531 | 1.0565 | 1.0599 | 1.0633 | 1.0667 | 1.0701 | 0 | 0 | 0 | 0 | 0 | 0 | 0 | 0 | 0 | 0 | 0 | 0 | 0 | 0 | 0 | 0 | 0 | 0 | 0 | 0 | 0 | 0 | 0 | 0 | 0 | 0 | 0 | 0 | 0 | 0 | 0 | 0 | 0 | 0 | 0 | 0 | 0 | 0 | 0 | 0 | 0 | 0 | 0 | 0 | 0 | 0 | 0 | 0 | 0 | 0
129 | 88 | 129,88 | 99705 | - | N | 7 | 3 | 3 | 0 | 0 | 0 | 0 | 0 | 0 | 0 | 0 | 0 | 834.495 | 834.495 | 1408.3846 | 0 | 0 | 1365.174 | 0 | 0 | 0.068737 | 2.9274 | 0.0038981 | 0 | 0 | 3 | 0.068737 | 2.9274 | 2.9961 | 0.0038981 | 0.063798 | 2.717 | 2.7808 | 0.0036181 | 0.064126 | 2.731 | 2.7951 | 0.0036366 | 0 | 0 | 2.581 | 2.6791 | 2.7808 | 2.8865 | 2.9961 | 2.6076 | 2.6997 | 2.7951 | 2.8939 | 2.9961 | 0 | 0 | 0 | 0 | 0 | 3.0203 | 3.0446 | 3.0692 | 3.049 | 3.029 | 3.0193 | 3.0097 | 3 | 2.9905 | 2.9809 | 3.003 | 3.0252 | 3.0476 | 3.0701 | 3.0928 | 3.1053 | 3.1177 | 3.1302 | 3.1427 | 3.1551 | 3.1654 | 3.1756 | 3.1858 | 3.196 | 3.2062 | 3.0203 | 3.0446 | 3.0692 | 3.049 | 3.029 | 3.0193 | 3.0097 | 3 | 2.9905 | 2.9809 | 3.003 | 3.0252 | 3.0476 | 3.0701 | 3.0928 | 3.1053 | 3.1177 | 3.1302 | 3.1427 | 3.1551 | 3.1654 | 3.1756 | 3.1858 | 3.196 | 3.2062 | 0 | 0 | 0 | 0 | 0 | 0 | 0 | 0 | 0 | 0 | 0 | 0 | 0 | 0 | 0 | 0 | 0 | 0 | 0 | 0 | 0 | 0 | 0 | 0 | 0 | 0.0039296 | 0.0039613 | 0.0039932 | 0.003967 | 0.0039409 | 0.0039283 | 0.0039158 | 0.0039033 | 0.0038908 | 0.0038784 | 0.0039071 | 0.003936 | 0.0039651 | 0.0039944 | 0.004024 | 0.0040402 | 0.0040564 | 0.0040726 | 0.0040888 | 0.0041051 | 0.0041183 | 0.0041316 | 0.0041449 | 0.0041582 | 0.0041715 | 0 | 0 | 0 | 0 | 0 | 0 | 0 | 0 | 0 | 0 | 0 | 0 | 0 | 0 | 0 | 0 | 0 | 0 | 0 | 0 | 0 | 0 | 0 | 0 | 0
98 | 89 | 98,89 | 99709 | - | N | 89 | 47 | 43 | 4 | 0 | 83 | 83 | 0 | 0 | 0 | 83 | 0 | 1835.1084 | 1835.1084 | 0 | 0 | 0 | 1835.1084 | 152314 | 0 | 0 | 47 | 0 | 0 | 0 | 47 | 0 | 43 | 43 | 0 | 0 | 44.7514 | 44.7514 | 0 | 0 | 41.02 | 41.02 | 0 | 0 | 0 | 42.6105 | 43.6678 | 44.7514 | 45.8619 | 47 | 39.1313 | 40.0645 | 41.02 | 41.9984 | 43 | 0 | 0 | 0 | 0 | 0 | 47.4391 | 47.8824 | 48.3298 | 48.012 | 47.6964 | 47.544 | 47.3922 | 47.2409 | 47.09 | 46.9396 | 47.2869 | 47.6366 | 47.989 | 48.344 | 48.7016 | 48.8979 | 49.0942 | 49.2905 | 49.4868 | 49.6831 | 49.844 | 50.0049 | 50.1659 | 50.3268 | 50.4877 | 43.4018 | 43.8073 | 44.2166 | 43.9259 | 43.6371 | 43.4977 | 43.3588 | 43.2204 | 43.0824 | 42.9448 | 43.2624 | 43.5825 | 43.9048 | 44.2296 | 44.5568 | 44.7364 | 44.916 | 45.0956 | 45.2752 | 45.4548 | 45.602 | 45.7492 | 45.8964 | 46.0436 | 46.1909 | 0 | 0 | 0 | 0 | 0 | 0 | 0 | 0 | 0 | 0 | 0 | 0 | 0 | 0 | 0 | 0 | 0 | 0 | 0 | 0 | 0 | 0 | 0 | 0 | 0 | 0 | 0 | 0 | 0 | 0 | 0 | 0 | 0 | 0 | 0 | 0 | 0 | 0 | 0 | 0 | 0 | 0 | 0 | 0 | 0 | 0 | 0 | 0 | 0 | 0 | 0 | 0 | 0 | 0 | 0 | 0 | 0 | 0 | 0 | 0 | 0 | 0 | 0 | 0 | 0 | 0 | 0 | 0 | 0 | 0 | 0 | 0 | 0 | 0 | 0
99 | 89 | 99,89 | 99709 | Fairbanks | Y | 111 | 58 | 49 | 9 | 0 | 76 | 76 | 0 | 0 | 0 | 76 | 0 | 1872.5395 | 1872.5395 | 0 | 0 | 0 | 1872.5395 | 142313 | 0 | 0 | 58 | 0 | 0 | 0 | 58 | 0 | 49 | 49 | 0 | 0 | 55.2252 | 55.2252 | 0 | 0 | 46.7438 | 46.7438 | 0 | 0 | 0 | 52.5831 | 53.888 | 55.2252 | 56.5956 | 58 | 44.5914 | 45.6549 | 46.7438 | 47.8586 | 49 | 0 | 0 | 0 | 0 | 0 | 58.5419 | 59.0889 | 59.641 | 59.2489 | 58.8593 | 58.6714 | 58.484 | 58.2973 | 58.1111 | 57.9255 | 58.354 | 58.7856 | 59.2205 | 59.6585 | 60.0998 | 60.3421 | 60.5843 | 60.8266 | 61.0688 | 61.3111 | 61.5097 | 61.7082 | 61.9068 | 62.1054 | 62.304 | 49.4578 | 49.9199 | 50.3863 | 50.0551 | 49.726 | 49.5672 | 49.4089 | 49.2511 | 49.0939 | 48.9371 | 49.2991 | 49.6637 | 50.0311 | 50.4012 | 50.774 | 50.9786 | 51.1833 | 51.388 | 51.5926 | 51.7973 | 51.9651 | 52.1328 | 52.3006 | 52.4683 | 52.6361 | 0 | 0 | 0 | 0 | 0 | 0 | 0 | 0 | 0 | 0 | 0 | 0 | 0 | 0 | 0 | 0 | 0 | 0 | 0 | 0 | 0 | 0 | 0 | 0 | 0 | 0 | 0 | 0 | 0 | 0 | 0 | 0 | 0 | 0 | 0 | 0 | 0 | 0 | 0 | 0 | 0 | 0 | 0 | 0 | 0 | 0 | 0 | 0 | 0 | 0 | 0 | 0 | 0 | 0 | 0 | 0 | 0 | 0 | 0 | 0 | 0 | 0 | 0 | 0 | 0 | 0 | 0 | 0 | 0 | 0 | 0 | 0 | 0 | 0 | 0
100 | 89 | 100,89 | 99709 | Fairbanks | Y | 32 | 19 | 13 | 6 | 0 | 44 | 44 | 0 | 0 | 0 | 44 | 0 | 1936.3409 | 1936.3409 | 0 | 0 | 0 | 1936.3409 | 85199 | 0 | 0 | 19 | 0 | 0 | 0 | 19 | 0 | 13 | 13 | 0 | 0 | 18.091 | 18.091 | 0 | 0 | 12.4014 | 12.4014 | 0 | 0 | 0 | 17.2255 | 17.653 | 18.091 | 18.5399 | 19 | 11.8304 | 12.1125 | 12.4014 | 12.6972 | 13 | 0 | 0 | 0 | 0 | 0 | 19.1775 | 19.3567 | 19.5376 | 19.4091 | 19.2815 | 19.2199 | 19.1586 | 19.0974 | 19.0364 | 18.9756 | 19.116 | 19.2574 | 19.3998 | 19.5433 | 19.6879 | 19.7672 | 19.8466 | 19.9259 | 20.0053 | 20.0847 | 20.1497 | 20.2148 | 20.2798 | 20.3449 | 20.4099 | 13.1215 | 13.2441 | 13.3678 | 13.2799 | 13.1926 | 13.1505 | 13.1085 | 13.0666 | 13.0249 | 12.9833 | 13.0793 | 13.1761 | 13.2736 | 13.3717 | 13.4706 | 13.5249 | 13.5792 | 13.6335 | 13.6878 | 13.7421 | 13.7866 | 13.8312 | 13.8757 | 13.9202 | 13.9647 | 0 | 0 | 0 | 0 | 0 | 0 | 0 | 0 | 0 | 0 | 0 | 0 | 0 | 0 | 0 | 0 | 0 | 0 | 0 | 0 | 0 | 0 | 0 | 0 | 0 | 0 | 0 | 0 | 0 | 0 | 0 | 0 | 0 | 0 | 0 | 0 | 0 | 0 | 0 | 0 | 0 | 0 | 0 | 0 | 0 | 0 | 0 | 0 | 0 | 0 | 0 | 0 | 0 | 0 | 0 | 0 | 0 | 0 | 0 | 0 | 0 | 0 | 0 | 0 | 0 | 0 | 0 | 0 | 0 | 0 | 0 | 0 | 0 | 0 | 0
116 | 89 | 116,89 | 99705 | North Pole | Y | 132 | 61 | 56 | 5 | 1 | 30 | 31 | 0 | 0 | 0 | 31 | 5824 | 1614.9 | 1750.6774 | 0 | 0 | 0 | 1750.6774 | 54271 | 0 | 1.9677 | 59.0323 | 0 | 0 | 0 | 61 | 1.8065 | 54.1935 | 56 | 0 | 1.8264 | 54.7909 | 56.6173 | 0 | 1.6853 | 50.5578 | 52.2431 | 0 | 0 | 0 | 52.5494 | 54.5454 | 56.6173 | 58.7678 | 61 | 48.7382 | 50.4602 | 52.2431 | 54.0889 | 56 | 0 | 0 | 0 | 0 | 0 | 61.6267 | 62.2598 | 62.8995 | 62.4859 | 62.0751 | 61.8769 | 61.6793 | 61.4823 | 61.286 | 61.0903 | 61.5422 | 61.9974 | 62.456 | 62.918 | 63.3834 | 63.6389 | 63.8944 | 64.1499 | 64.4053 | 64.6608 | 64.8703 | 65.0797 | 65.2891 | 65.4985 | 65.7079 | 56.5753 | 57.1566 | 57.7438 | 57.3641 | 56.987 | 56.805 | 56.6236 | 56.4428 | 56.2626 | 56.0829 | 56.4977 | 56.9157 | 57.3367 | 57.7608 | 58.188 | 58.4226 | 58.6571 | 58.8917 | 59.1262 | 59.3608 | 59.553 | 59.7453 | 59.9375 | 60.1298 | 60.3221 | 0 | 0 | 0 | 0 | 0 | 0 | 0 | 0 | 0 | 0 | 0 | 0 | 0 | 0 | 0 | 0 | 0 | 0 | 0 | 0 | 0 | 0 | 0 | 0 | 0 | 0 | 0 | 0 | 0 | 0 | 0 | 0 | 0 | 0 | 0 | 0 | 0 | 0 | 0 | 0 | 0 | 0 | 0 | 0 | 0 | 0 | 0 | 0 | 0 | 0 | 0 | 0 | 0 | 0 | 0 | 0 | 0 | 0 | 0 | 0 | 0 | 0 | 0 | 0 | 0 | 0 | 0 | 0 | 0 | 0 | 0 | 0 | 0 | 0 | 0
117 | 89 | 117,89 | 99705 | North Pole | Y | 46 | 15 | 12 | 3 | 0 | 18 | 18 | 5 | 0 | 0 | 23 | 0 | 1696.7222 | 1696.7222 | 10182.2 | 0 | 0 | 3541.3913 | 30541 | 50911 | 0 | 15 | 0 | 5 | 0 | 20 | 0 | 12 | 12 | 0 | 0 | 13.9223 | 13.9223 | 0 | 0 | 11.1949 | 11.1949 | 0 | 4.7005 | 0 | 12.922 | 13.4128 | 13.9223 | 14.4511 | 15 | 10.4439 | 10.8129 | 11.1949 | 11.5905 | 12 | 4.419 | 4.5576 | 4.7005 | 4.848 | 5 | 15.1541 | 15.3098 | 15.4671 | 15.3654 | 15.2644 | 15.2156 | 15.167 | 15.1186 | 15.0703 | 15.0222 | 15.1333 | 15.2453 | 15.358 | 15.4716 | 15.5861 | 15.6489 | 15.7117 | 15.7746 | 15.8374 | 15.9002 | 15.9517 | 16.0032 | 16.0547 | 16.1062 | 16.1577 | 12.1233 | 12.2478 | 12.3737 | 12.2923 | 12.2115 | 12.1725 | 12.1336 | 12.0949 | 12.0563 | 12.0178 | 12.1067 | 12.1962 | 12.2864 | 12.3773 | 12.4689 | 12.5191 | 12.5694 | 12.6196 | 12.6699 | 12.7202 | 12.7614 | 12.8026 | 12.8438 | 12.885 | 12.9262 | 5.0514 | 5.1033 | 5.1557 | 5.1218 | 5.0881 | 5.0719 | 5.0557 | 5.0395 | 5.0234 | 5.0074 | 5.0444 | 5.0818 | 5.1193 | 5.1572 | 5.1954 | 5.2163 | 5.2372 | 5.2582 | 5.2791 | 5.3001 | 5.3172 | 5.3344 | 5.3516 | 5.3687 | 5.3859 | 0 | 0 | 0 | 0 | 0 | 0 | 0 | 0 | 0 | 0 | 0 | 0 | 0 | 0 | 0 | 0 | 0 | 0 | 0 | 0 | 0 | 0 | 0 | 0 | 0 | 0 | 0 | 0 | 0 | 0 | 0 | 0 | 0 | 0 | 0 | 0 | 0 | 0 | 0 | 0 | 0 | 0 | 0 | 0 | 0 | 0 | 0 | 0 | 0 | 0
118 | 89 | 118,89 | 99705 | North Pole | Y | 3 | 2 | 2 | 0 | 0 | 8 | 8 | 11 | 0 | 0 | 19 | 0 | 1998.125 | 1998.125 | 10060.4545 | 0 | 0 | 6665.7895 | 15985 | 110665 | 0 | 2 | 0 | 11 | 0 | 13 | 0 | 2 | 2 | 0 | 0 | 1.8563 | 1.8563 | 0 | 0 | 1.8658 | 1.8658 | 0 | 10.3412 | 0 | 1.7229 | 1.7884 | 1.8563 | 1.9268 | 2 | 1.7407 | 1.8022 | 1.8658 | 1.9317 | 2 | 9.7218 | 10.0267 | 10.3412 | 10.6655 | 11 | 2.0205 | 2.0413 | 2.0623 | 2.0487 | 2.0353 | 2.0288 | 2.0223 | 2.0158 | 2.0094 | 2.003 | 2.0178 | 2.0327 | 2.0477 | 2.0629 | 2.0781 | 2.0865 | 2.0949 | 2.1033 | 2.1117 | 2.12 | 2.1269 | 2.1338 | 2.1406 | 2.1475 | 2.1544 | 2.0205 | 2.0413 | 2.0623 | 2.0487 | 2.0353 | 2.0288 | 2.0223 | 2.0158 | 2.0094 | 2.003 | 2.0178 | 2.0327 | 2.0477 | 2.0629 | 2.0781 | 2.0865 | 2.0949 | 2.1033 | 2.1117 | 2.12 | 2.1269 | 2.1338 | 2.1406 | 2.1475 | 2.1544 | 11.113 | 11.2272 | 11.3425 | 11.268 | 11.1939 | 11.1581 | 11.1225 | 11.087 | 11.0516 | 11.0163 | 11.0978 | 11.1799 | 11.2626 | 11.3459 | 11.4298 | 11.4759 | 11.5219 | 11.568 | 11.6141 | 11.6601 | 11.6979 | 11.7357 | 11.7734 | 11.8112 | 11.849 | 0 | 0 | 0 | 0 | 0 | 0 | 0 | 0 | 0 | 0 | 0 | 0 | 0 | 0 | 0 | 0 | 0 | 0 | 0 | 0 | 0 | 0 | 0 | 0 | 0 | 0 | 0 | 0 | 0 | 0 | 0 | 0 | 0 | 0 | 0 | 0 | 0 | 0 | 0 | 0 | 0 | 0 | 0 | 0 | 0 | 0 | 0 | 0 | 0 | 0
120 | 89 | 120,89 | 99705 | North Pole | Y | 13 | 12 | 8 | 4 | 0 | 1 | 1 | 0 | 0 | 0 | 1 | 0 | 2688 | 2688 | 0 | 0 | 0 | 2688 | 2688 | 0 | 0 | 12 | 0 | 0 | 0 | 12 | 0 | 8 | 8 | 0 | 0 | 11.1378 | 11.1378 | 0 | 0 | 7.4633 | 7.4633 | 0 | 0 | 0 | 10.3376 | 10.7302 | 11.1378 | 11.5609 | 12 | 6.9626 | 7.2086 | 7.4633 | 7.727 | 8 | 0 | 0 | 0 | 0 | 0 | 12.3383 | 12.686 | 13.0436 | 12.9579 | 12.8727 | 12.8316 | 12.7906 | 12.7498 | 12.709 | 12.6685 | 12.7622 | 12.8566 | 12.9517 | 13.0475 | 13.144 | 13.197 | 13.2499 | 13.3029 | 13.3559 | 13.4089 | 13.4523 | 13.4957 | 13.5392 | 13.5826 | 13.626 | 8.2255 | 8.4574 | 8.6958 | 8.6386 | 8.5818 | 8.5544 | 8.5271 | 8.4998 | 8.4727 | 8.4456 | 8.5081 | 8.571 | 8.6344 | 8.6983 | 8.7627 | 8.798 | 8.8333 | 8.8686 | 8.9039 | 8.9393 | 8.9682 | 8.9972 | 9.0261 | 9.0551 | 9.084 | 0 | 0 | 0 | 0 | 0 | 0 | 0 | 0 | 0 | 0 | 0 | 0 | 0 | 0 | 0 | 0 | 0 | 0 | 0 | 0 | 0 | 0 | 0 | 0 | 0 | 0 | 0 | 0 | 0 | 0 | 0 | 0 | 0 | 0 | 0 | 0 | 0 | 0 | 0 | 0 | 0 | 0 | 0 | 0 | 0 | 0 | 0 | 0 | 0 | 0 | 0 | 0 | 0 | 0 | 0 | 0 | 0 | 0 | 0 | 0 | 0 | 0 | 0 | 0 | 0 | 0 | 0 | 0 | 0 | 0 | 0 | 0 | 0 | 0 | 0
121 | 89 | 121,89 | 99705 | North Pole | Y | 321 | 137 | 115 | 22 | 0 | 132 | 132 | 2 | 0 | 0 | 134 | 0 | 1946.4924 | 1946.4924 | 4724 | 0 | 0 | 1987.9478 | 256937 | 9448 | 0 | 137 | 0 | 2 | 0 | 139 | 0 | 115 | 115 | 0 | 0 | 127.1568 | 127.1568 | 0 | 0 | 107.2849 | 107.2849 | 0 | 1.8802 | 0 | 118.0208 | 122.5036 | 127.1568 | 131.9867 | 137 | 100.0874 | 103.6237 | 107.2849 | 111.0755 | 115 | 1.7676 | 1.823 | 1.8802 | 1.9392 | 2 | 140.8617 | 144.8323 | 148.9148 | 147.9358 | 146.9632 | 146.4939 | 146.0261 | 145.5598 | 145.095 | 144.6316 | 145.7015 | 146.7792 | 147.8649 | 148.9587 | 150.0605 | 150.6654 | 151.2702 | 151.8751 | 152.48 | 153.0848 | 153.5807 | 154.0765 | 154.5723 | 155.0681 | 155.5639 | 118.2416 | 121.5746 | 125.0015 | 124.1797 | 123.3633 | 122.9693 | 122.5766 | 122.1852 | 121.795 | 121.4061 | 122.3041 | 123.2088 | 124.1202 | 125.0383 | 125.9632 | 126.4709 | 126.9787 | 127.4864 | 127.9941 | 128.5019 | 128.9181 | 129.3343 | 129.7505 | 130.1666 | 130.5828 | 2.0564 | 2.1143 | 2.1739 | 2.1596 | 2.1454 | 2.1386 | 2.1318 | 2.125 | 2.1182 | 2.1114 | 2.127 | 2.1428 | 2.1586 | 2.1746 | 2.1907 | 2.1995 | 2.2083 | 2.2172 | 2.226 | 2.2348 | 2.2421 | 2.2493 | 2.2565 | 2.2638 | 2.271 | 0 | 0 | 0 | 0 | 0 | 0 | 0 | 0 | 0 | 0 | 0 | 0 | 0 | 0 | 0 | 0 | 0 | 0 | 0 | 0 | 0 | 0 | 0 | 0 | 0 | 0 | 0 | 0 | 0 | 0 | 0 | 0 | 0 | 0 | 0 | 0 | 0 | 0 | 0 | 0 | 0 | 0 | 0 | 0 | 0 | 0 | 0 | 0 | 0 | 0
122 | 89 | 122,89 | 99705 | North Pole | Y | 355 | 124 | 115 | 9 | 1 | 132 | 133 | 4 | 0 | 0 | 137 | 3824 | 2442.5606 | 2452.9474 | 6541.25 | 0 | 0 | 2572.3139 | 326242 | 26165 | 0.93233 | 123.0677 | 0 | 4 | 0 | 128 | 0.86466 | 114.1353 | 115 | 0 | 0.86534 | 114.2255 | 115.0908 | 0 | 0.80665 | 106.4783 | 107.2849 | 0 | 3.7604 | 0 | 106.8217 | 110.8792 | 115.0908 | 119.4624 | 124 | 100.0874 | 103.6237 | 107.2849 | 111.0755 | 115 | 3.5352 | 3.6461 | 3.7604 | 3.8784 | 4 | 126.4973 | 129.0449 | 131.6437 | 130.7782 | 129.9184 | 129.5036 | 129.09 | 128.6778 | 128.2669 | 127.8573 | 128.803 | 129.7558 | 130.7156 | 131.6825 | 132.6565 | 133.1913 | 133.726 | 134.2607 | 134.7954 | 135.3301 | 135.7684 | 136.2067 | 136.645 | 137.0833 | 137.5217 | 117.316 | 119.6787 | 122.089 | 121.2863 | 120.4889 | 120.1041 | 119.7206 | 119.3383 | 118.9572 | 118.5773 | 119.4544 | 120.338 | 121.2282 | 122.1249 | 123.0282 | 123.5241 | 124.0201 | 124.516 | 125.0119 | 125.5078 | 125.9143 | 126.3208 | 126.7273 | 127.1337 | 127.5402 | 4.0806 | 4.1627 | 4.2466 | 4.2187 | 4.1909 | 4.1775 | 4.1642 | 4.1509 | 4.1376 | 4.1244 | 4.1549 | 4.1857 | 4.2166 | 4.2478 | 4.2792 | 4.2965 | 4.3137 | 4.331 | 4.3482 | 4.3655 | 4.3796 | 4.3938 | 4.4079 | 4.422 | 4.4362 | 0 | 0 | 0 | 0 | 0 | 0 | 0 | 0 | 0 | 0 | 0 | 0 | 0 | 0 | 0 | 0 | 0 | 0 | 0 | 0 | 0 | 0 | 0 | 0 | 0 | 0 | 0 | 0 | 0 | 0 | 0 | 0 | 0 | 0 | 0 | 0 | 0 | 0 | 0 | 0 | 0 | 0 | 0 | 0 | 0 | 0 | 0 | 0 | 0 | 0
123 | 89 | 123,89 | 99705 | North Pole | Y | 538 | 203 | 190 | 13 | 1 | 163 | 164 | 1 | 0 | 0 | 165 | 4968 | 2189.9877 | 2206.9268 | 5760 | 0 | 0 | 2228.4606 | 361936 | 5760 | 1.2378 | 201.7622 | 0 | 1 | 0 | 204 | 1.1585 | 188.8415 | 190 | 0 | 1.1489 | 187.2659 | 188.4148 | 0 | 1.0808 | 176.1725 | 177.2533 | 0 | 0.94011 | 0 | 174.8775 | 181.52 | 188.4148 | 195.5715 | 203 | 165.3618 | 171.2044 | 177.2533 | 183.516 | 190 | 0.8838 | 0.91152 | 0.94011 | 0.96959 | 1 | 207.0883 | 211.2589 | 215.5136 | 214.0966 | 212.6891 | 212.0099 | 211.3329 | 210.658 | 209.9853 | 209.3147 | 210.863 | 212.4228 | 213.9941 | 215.577 | 217.1716 | 218.047 | 218.9224 | 219.7977 | 220.6731 | 221.5485 | 222.266 | 222.9836 | 223.7011 | 224.4187 | 225.1363 | 193.8265 | 197.73 | 201.7122 | 200.386 | 199.0686 | 198.4329 | 197.7992 | 197.1676 | 196.538 | 195.9104 | 197.3595 | 198.8194 | 200.29 | 201.7716 | 203.2641 | 204.0834 | 204.9027 | 205.722 | 206.5413 | 207.3607 | 208.0323 | 208.7039 | 209.3755 | 210.0471 | 210.7187 | 1.0201 | 1.0407 | 1.0616 | 1.0547 | 1.0477 | 1.0444 | 1.041 | 1.0377 | 1.0344 | 1.0311 | 1.0387 | 1.0464 | 1.0542 | 1.062 | 1.0698 | 1.0741 | 1.0784 | 1.0827 | 1.0871 | 1.0914 | 1.0949 | 1.0984 | 1.102 | 1.1055 | 1.109 | 0 | 0 | 0 | 0 | 0 | 0 | 0 | 0 | 0 | 0 | 0 | 0 | 0 | 0 | 0 | 0 | 0 | 0 | 0 | 0 | 0 | 0 | 0 | 0 | 0 | 0 | 0 | 0 | 0 | 0 | 0 | 0 | 0 | 0 | 0 | 0 | 0 | 0 | 0 | 0 | 0 | 0 | 0 | 0 | 0 | 0 | 0 | 0 | 0 | 0
124 | 89 | 124,89 | 99705 | North Pole | Y | 336 | 130 | 119 | 11 | 0 | 134 | 134 | 0 | 0 | 0 | 134 | 0 | 2016.8657 | 2016.8657 | 0 | 0 | 0 | 2016.8657 | 270260 | 0 | 0 | 130 | 0 | 0 | 0 | 130 | 0 | 119 | 119 | 0 | 0 | 120.6597 | 120.6597 | 0 | 0 | 111.0166 | 111.0166 | 0 | 0 | 0 | 111.9905 | 116.2443 | 120.6597 | 125.2428 | 130 | 103.5687 | 107.228 | 111.0166 | 114.939 | 119 | 0 | 0 | 0 | 0 | 0 | 132.6181 | 135.289 | 138.0136 | 137.1062 | 136.2048 | 135.7699 | 135.3363 | 134.9041 | 134.4733 | 134.0439 | 135.0354 | 136.0343 | 137.0405 | 138.0542 | 139.0754 | 139.636 | 140.1966 | 140.7572 | 141.3178 | 141.8783 | 142.3379 | 142.7974 | 143.2569 | 143.7164 | 144.1759 | 121.3966 | 123.8414 | 126.3355 | 125.5049 | 124.6798 | 124.2816 | 123.8848 | 123.4892 | 123.0948 | 122.7017 | 123.6094 | 124.5237 | 125.4448 | 126.3727 | 127.3075 | 127.8206 | 128.3338 | 128.8469 | 129.3601 | 129.8733 | 130.2939 | 130.7145 | 131.1352 | 131.5558 | 131.9764 | 0 | 0 | 0 | 0 | 0 | 0 | 0 | 0 | 0 | 0 | 0 | 0 | 0 | 0 | 0 | 0 | 0 | 0 | 0 | 0 | 0 | 0 | 0 | 0 | 0 | 0 | 0 | 0 | 0 | 0 | 0 | 0 | 0 | 0 | 0 | 0 | 0 | 0 | 0 | 0 | 0 | 0 | 0 | 0 | 0 | 0 | 0 | 0 | 0 | 0 | 0 | 0 | 0 | 0 | 0 | 0 | 0 | 0 | 0 | 0 | 0 | 0 | 0 | 0 | 0 | 0 | 0 | 0 | 0 | 0 | 0 | 0 | 0 | 0 | 0
125 | 89 | 125,89 | 99705 | North Pole | Y | 316 | 116 | 109 | 7 | 0 | 117 | 117 | 0 | 0 | 0 | 117 | 0 | 2056.8803 | 2056.8803 | 0 | 0 | 0 | 2056.8803 | 240655 | 0 | 0 | 116 | 0 | 0 | 0 | 116 | 0 | 109 | 109 | 0 | 0 | 107.6656 | 107.6656 | 0 | 0 | 101.6874 | 101.6874 | 0 | 0 | 0 | 99.93 | 103.7257 | 107.6656 | 111.7551 | 116 | 94.8655 | 98.2172 | 101.6874 | 105.2802 | 109 | 0 | 0 | 0 | 0 | 0 | 116.9358 | 117.8791 | 118.83 | 118.0487 | 117.2726 | 116.8981 | 116.5248 | 116.1527 | 115.7818 | 115.4121 | 116.2658 | 117.1258 | 117.9922 | 118.865 | 119.7442 | 120.2269 | 120.7095 | 121.1922 | 121.6749 | 122.1575 | 122.5532 | 122.9488 | 123.3445 | 123.7401 | 124.1358 | 109.8793 | 110.7657 | 111.6592 | 110.9251 | 110.1958 | 109.8439 | 109.4932 | 109.1435 | 108.795 | 108.4476 | 109.2498 | 110.0579 | 110.872 | 111.6921 | 112.5183 | 112.9718 | 113.4253 | 113.8789 | 114.3324 | 114.786 | 115.1577 | 115.5295 | 115.9013 | 116.273 | 116.6448 | 0 | 0 | 0 | 0 | 0 | 0 | 0 | 0 | 0 | 0 | 0 | 0 | 0 | 0 | 0 | 0 | 0 | 0 | 0 | 0 | 0 | 0 | 0 | 0 | 0 | 0 | 0 | 0 | 0 | 0 | 0 | 0 | 0 | 0 | 0 | 0 | 0 | 0 | 0 | 0 | 0 | 0 | 0 | 0 | 0 | 0 | 0 | 0 | 0 | 0 | 0 | 0 | 0 | 0 | 0 | 0 | 0 | 0 | 0 | 0 | 0 | 0 | 0 | 0 | 0 | 0 | 0 | 0 | 0 | 0 | 0 | 0 | 0 | 0 | 0
126 | 89 | 126,89 | 99705 | North Pole | Y | 672 | 250 | 231 | 19 | 0 | 59 | 59 | 1 | 0 | 0 | 60 | 0 | 2042 | 2042 | 2748 | 0 | 0 | 2053.7667 | 120478 | 2748 | 0 | 250 | 0 | 1 | 0 | 251 | 0 | 231 | 231 | 0 | 0 | 232.0379 | 232.0379 | 0 | 0 | 215.5027 | 215.5027 | 0 | 0.94011 | 0 | 215.3664 | 223.5468 | 232.0379 | 240.8516 | 250 | 201.0452 | 208.1485 | 215.5027 | 223.1169 | 231 | 0.8838 | 0.91152 | 0.94011 | 0.96959 | 1 | 252.0167 | 254.0497 | 256.0991 | 254.4154 | 252.7427 | 251.9356 | 251.1311 | 250.3292 | 249.5298 | 248.733 | 250.5728 | 252.4263 | 254.2935 | 256.1745 | 258.0694 | 259.1096 | 260.1499 | 261.1901 | 262.2303 | 263.2706 | 264.1232 | 264.9759 | 265.8286 | 266.6813 | 267.534 | 232.8635 | 234.7419 | 236.6356 | 235.0798 | 233.5343 | 232.7885 | 232.0451 | 231.3041 | 230.5655 | 229.8292 | 231.5293 | 233.2419 | 234.9672 | 236.7052 | 238.4561 | 239.4173 | 240.3785 | 241.3396 | 242.3008 | 243.262 | 244.0499 | 244.8378 | 245.6256 | 246.4135 | 247.2014 | 1.0081 | 1.0162 | 1.0244 | 1.0177 | 1.011 | 1.0077 | 1.0045 | 1.0013 | 0.99812 | 0.99493 | 1.0023 | 1.0097 | 1.0172 | 1.0247 | 1.0323 | 1.0364 | 1.0406 | 1.0448 | 1.0489 | 1.0531 | 1.0565 | 1.0599 | 1.0633 | 1.0667 | 1.0701 | 0 | 0 | 0 | 0 | 0 | 0 | 0 | 0 | 0 | 0 | 0 | 0 | 0 | 0 | 0 | 0 | 0 | 0 | 0 | 0 | 0 | 0 | 0 | 0 | 0 | 0 | 0 | 0 | 0 | 0 | 0 | 0 | 0 | 0 | 0 | 0 | 0 | 0 | 0 | 0 | 0 | 0 | 0 | 0 | 0 | 0 | 0 | 0 | 0 | 0
97 | 90 | 97,90 | 99709 | - | N | 119 | 56 | 46 | 10 | 0 | 67 | 67 | 0 | 0 | 0 | 67 | 0 | 1494.5075 | 1494.5075 | 0 | 0 | 0 | 1494.5075 | 100132 | 0 | 0 | 56 | 0 | 0 | 0 | 56 | 0 | 46 | 46 | 0 | 0 | 53.3209 | 53.3209 | 0 | 0 | 43.8819 | 43.8819 | 0 | 0 | 0 | 50.7699 | 52.0298 | 53.3209 | 54.644 | 56 | 41.8614 | 42.8597 | 43.8819 | 44.9285 | 46 | 0 | 0 | 0 | 0 | 0 | 56.2869 | 56.5752 | 56.865 | 56.4912 | 56.1198 | 55.9405 | 55.7619 | 55.5838 | 55.4063 | 55.2294 | 55.6379 | 56.0495 | 56.4641 | 56.8818 | 57.3025 | 57.5335 | 57.7645 | 57.9954 | 58.2264 | 58.4574 | 58.6467 | 58.8361 | 59.0254 | 59.2147 | 59.404 | 46.2356 | 46.4725 | 46.7106 | 46.4034 | 46.0984 | 45.9512 | 45.8044 | 45.6582 | 45.5124 | 45.367 | 45.7026 | 46.0407 | 46.3812 | 46.7243 | 47.0699 | 47.2596 | 47.4494 | 47.6391 | 47.8288 | 48.0186 | 48.1741 | 48.3296 | 48.4851 | 48.6407 | 48.7962 | 0 | 0 | 0 | 0 | 0 | 0 | 0 | 0 | 0 | 0 | 0 | 0 | 0 | 0 | 0 | 0 | 0 | 0 | 0 | 0 | 0 | 0 | 0 | 0 | 0 | 0 | 0 | 0 | 0 | 0 | 0 | 0 | 0 | 0 | 0 | 0 | 0 | 0 | 0 | 0 | 0 | 0 | 0 | 0 | 0 | 0 | 0 | 0 | 0 | 0 | 0 | 0 | 0 | 0 | 0 | 0 | 0 | 0 | 0 | 0 | 0 | 0 | 0 | 0 | 0 | 0 | 0 | 0 | 0 | 0 | 0 | 0 | 0 | 0 | 0
98 | 90 | 98,90 | 99709 | - | N | 223 | 98 | 90 | 8 | 0 | 81 | 81 | 0 | 0 | 0 | 81 | 0 | 1854.1852 | 1854.1852 | 0 | 0 | 0 | 1854.1852 | 150189 | 0 | 0 | 98 | 0 | 0 | 0 | 98 | 0 | 90 | 90 | 0 | 0 | 93.3115 | 93.3115 | 0 | 0 | 85.8559 | 85.8559 | 0 | 0 | 0 | 88.8473 | 91.0521 | 93.3115 | 95.627 | 98 | 81.9026 | 83.856 | 85.8559 | 87.9035 | 90 | 0 | 0 | 0 | 0 | 0 | 98.9156 | 99.8398 | 100.7727 | 100.1101 | 99.452 | 99.1344 | 98.8178 | 98.5023 | 98.1877 | 97.8742 | 98.5981 | 99.3275 | 100.0622 | 100.8023 | 101.548 | 101.9573 | 102.3666 | 102.7759 | 103.1853 | 103.5946 | 103.9301 | 104.2656 | 104.6011 | 104.9367 | 105.2722 | 90.8409 | 91.6897 | 92.5463 | 91.9379 | 91.3334 | 91.0418 | 90.7511 | 90.4613 | 90.1724 | 89.8844 | 90.5493 | 91.2191 | 91.8938 | 92.5736 | 93.2583 | 93.6343 | 94.0102 | 94.3861 | 94.762 | 95.1379 | 95.446 | 95.7541 | 96.0623 | 96.3704 | 96.6785 | 0 | 0 | 0 | 0 | 0 | 0 | 0 | 0 | 0 | 0 | 0 | 0 | 0 | 0 | 0 | 0 | 0 | 0 | 0 | 0 | 0 | 0 | 0 | 0 | 0 | 0 | 0 | 0 | 0 | 0 | 0 | 0 | 0 | 0 | 0 | 0 | 0 | 0 | 0 | 0 | 0 | 0 | 0 | 0 | 0 | 0 | 0 | 0 | 0 | 0 | 0 | 0 | 0 | 0 | 0 | 0 | 0 | 0 | 0 | 0 | 0 | 0 | 0 | 0 | 0 | 0 | 0 | 0 | 0 | 0 | 0 | 0 | 0 | 0 | 0
99 | 90 | 99,90 | 99709 | Fairbanks | Y | 438 | 200 | 180 | 20 | 1 | 52 | 53 | 0 | 0 | 0 | 53 | 4128 | 3235.2692 | 3252.1132 | 0 | 0 | 0 | 3252.1132 | 172362 | 0 | 3.7736 | 196.2264 | 0 | 0 | 0 | 200 | 3.3962 | 176.6038 | 180 | 0 | 3.5931 | 186.8386 | 190.4317 | 0 | 3.2398 | 168.472 | 171.7118 | 0 | 0 | 0 | 181.3211 | 185.8206 | 190.4317 | 195.1572 | 200 | 163.8053 | 167.712 | 171.7118 | 175.8071 | 180 | 0 | 0 | 0 | 0 | 0 | 201.8687 | 203.7548 | 205.6585 | 204.3064 | 202.9632 | 202.3151 | 201.669 | 201.025 | 200.3831 | 199.7432 | 201.2207 | 202.7091 | 204.2085 | 205.7191 | 207.2408 | 208.0761 | 208.9115 | 209.7468 | 210.5822 | 211.4175 | 212.1022 | 212.787 | 213.4717 | 214.1565 | 214.8412 | 181.6818 | 183.3793 | 185.0927 | 183.8758 | 182.6669 | 182.0836 | 181.5021 | 180.9225 | 180.3448 | 179.7689 | 181.0986 | 182.4382 | 183.7877 | 185.1472 | 186.5167 | 187.2685 | 188.0203 | 188.7721 | 189.5239 | 190.2758 | 190.892 | 191.5083 | 192.1246 | 192.7408 | 193.3571 | 0 | 0 | 0 | 0 | 0 | 0 | 0 | 0 | 0 | 0 | 0 | 0 | 0 | 0 | 0 | 0 | 0 | 0 | 0 | 0 | 0 | 0 | 0 | 0 | 0 | 0 | 0 | 0 | 0 | 0 | 0 | 0 | 0 | 0 | 0 | 0 | 0 | 0 | 0 | 0 | 0 | 0 | 0 | 0 | 0 | 0 | 0 | 0 | 0 | 0 | 0 | 0 | 0 | 0 | 0 | 0 | 0 | 0 | 0 | 0 | 0 | 0 | 0 | 0 | 0 | 0 | 0 | 0 | 0 | 0 | 0 | 0 | 0 | 0 | 0
100 | 90 | 100,90 | 99709 | Fairbanks | Y | 272 | 114 | 102 | 12 | 0 | 121 | 121 | 1 | 0 | 0 | 122 | 0 | 2776.8099 | 2776.8099 | 832 | 0 | 0 | 2760.8689 | 335994 | 832 | 0 | 114 | 0 | 1 | 0 | 115 | 0 | 102 | 102 | 0 | 0 | 108.5461 | 108.5461 | 0 | 0 | 97.3034 | 97.3034 | 0 | 0.95967 | 0 | 103.353 | 105.9177 | 108.5461 | 111.2396 | 114 | 92.823 | 95.0368 | 97.3034 | 99.624 | 102 | 0.92096 | 0.94011 | 0.95967 | 0.97963 | 1 | 114.9215 | 115.8504 | 116.7868 | 116.0189 | 115.2562 | 114.8881 | 114.5212 | 114.1555 | 113.791 | 113.4276 | 114.2667 | 115.1119 | 115.9634 | 116.8211 | 117.6853 | 118.1596 | 118.634 | 119.1084 | 119.5827 | 120.0571 | 120.4459 | 120.8348 | 121.2236 | 121.6125 | 122.0013 | 102.8245 | 103.6556 | 104.4934 | 103.8064 | 103.1239 | 102.7946 | 102.4664 | 102.1392 | 101.813 | 101.4879 | 102.2386 | 102.9948 | 103.7567 | 104.5242 | 105.2973 | 105.7218 | 106.1462 | 106.5706 | 106.9951 | 107.4195 | 107.7674 | 108.1153 | 108.4632 | 108.8111 | 109.1591 | 1.0081 | 1.0162 | 1.0244 | 1.0177 | 1.011 | 1.0078 | 1.0046 | 1.0014 | 0.99817 | 0.99498 | 1.0023 | 1.0098 | 1.0172 | 1.0247 | 1.0323 | 1.0365 | 1.0406 | 1.0448 | 1.049 | 1.0531 | 1.0565 | 1.06 | 1.0634 | 1.0668 | 1.0702 | 0 | 0 | 0 | 0 | 0 | 0 | 0 | 0 | 0 | 0 | 0 | 0 | 0 | 0 | 0 | 0 | 0 | 0 | 0 | 0 | 0 | 0 | 0 | 0 | 0 | 0 | 0 | 0 | 0 | 0 | 0 | 0 | 0 | 0 | 0 | 0 | 0 | 0 | 0 | 0 | 0 | 0 | 0 | 0 | 0 | 0 | 0 | 0 | 0 | 0
101 | 90 | 101,90 | 99709 | Fairbanks | Y | 18 | 9 | 8 | 1 | 0 | 39 | 39 | 0 | 0 | 0 | 39 | 0 | 2900.7436 | 2900.7436 | 0 | 0 | 0 | 2900.7436 | 113129 | 0 | 0 | 9 | 0 | 0 | 0 | 9 | 0 | 8 | 8 | 0 | 0 | 8.5694 | 8.5694 | 0 | 0 | 7.6316 | 7.6316 | 0 | 0 | 0 | 8.1595 | 8.3619 | 8.5694 | 8.7821 | 9 | 7.2802 | 7.4539 | 7.6316 | 7.8136 | 8 | 0 | 0 | 0 | 0 | 0 | 9.0841 | 9.169 | 9.2546 | 9.1938 | 9.1333 | 9.1042 | 9.0751 | 9.0461 | 9.0172 | 8.9884 | 9.0549 | 9.1219 | 9.1894 | 9.2574 | 9.3258 | 9.3634 | 9.401 | 9.4386 | 9.4762 | 9.5138 | 9.5446 | 9.5754 | 9.6062 | 9.637 | 9.6679 | 8.0747 | 8.1502 | 8.2263 | 8.1723 | 8.1185 | 8.0926 | 8.0668 | 8.041 | 8.0153 | 7.9897 | 8.0488 | 8.1084 | 8.1683 | 8.2288 | 8.2896 | 8.323 | 8.3565 | 8.3899 | 8.4233 | 8.4567 | 8.4841 | 8.5115 | 8.5389 | 8.5663 | 8.5936 | 0 | 0 | 0 | 0 | 0 | 0 | 0 | 0 | 0 | 0 | 0 | 0 | 0 | 0 | 0 | 0 | 0 | 0 | 0 | 0 | 0 | 0 | 0 | 0 | 0 | 0 | 0 | 0 | 0 | 0 | 0 | 0 | 0 | 0 | 0 | 0 | 0 | 0 | 0 | 0 | 0 | 0 | 0 | 0 | 0 | 0 | 0 | 0 | 0 | 0 | 0 | 0 | 0 | 0 | 0 | 0 | 0 | 0 | 0 | 0 | 0 | 0 | 0 | 0 | 0 | 0 | 0 | 0 | 0 | 0 | 0 | 0 | 0 | 0 | 0
115 | 90 | 115,90 | 99705 | North Pole | Y | 90 | 51 | 39 | 12 | 0 | 16 | 16 | 9 | 0 | 0 | 25 | 0 | 1584.1875 | 1584.1875 | 6421.4444 | 0 | 0 | 3325.6 | 25347 | 57793 | 0 | 51 | 0 | 9 | 0 | 60 | 0 | 39 | 39 | 0 | 0 | 47.3357 | 47.3357 | 0 | 0 | 36.3836 | 36.3836 | 0 | 8.461 | 0 | 43.9347 | 45.6035 | 47.3357 | 49.1337 | 51 | 33.9427 | 35.1419 | 36.3836 | 37.6691 | 39 | 7.9542 | 8.2037 | 8.461 | 8.7263 | 9 | 51.524 | 52.0533 | 52.5881 | 52.2423 | 51.8989 | 51.7331 | 51.5679 | 51.4033 | 51.2391 | 51.0755 | 51.4533 | 51.8339 | 52.2173 | 52.6036 | 52.9927 | 53.2063 | 53.4199 | 53.6335 | 53.8471 | 54.0607 | 54.2358 | 54.4109 | 54.586 | 54.7611 | 54.9362 | 39.4007 | 39.8055 | 40.2144 | 39.95 | 39.6874 | 39.5606 | 39.4343 | 39.3084 | 39.1829 | 39.0577 | 39.3466 | 39.6377 | 39.9309 | 40.2263 | 40.5238 | 40.6872 | 40.8505 | 41.0138 | 41.1772 | 41.3405 | 41.4744 | 41.6083 | 41.7422 | 41.8761 | 42.01 | 9.0925 | 9.1859 | 9.2803 | 9.2192 | 9.1586 | 9.1294 | 9.1002 | 9.0712 | 9.0422 | 9.0133 | 9.08 | 9.1472 | 9.2148 | 9.283 | 9.3516 | 9.3893 | 9.427 | 9.4647 | 9.5024 | 9.5401 | 9.571 | 9.6019 | 9.6328 | 9.6637 | 9.6946 | 0 | 0 | 0 | 0 | 0 | 0 | 0 | 0 | 0 | 0 | 0 | 0 | 0 | 0 | 0 | 0 | 0 | 0 | 0 | 0 | 0 | 0 | 0 | 0 | 0 | 0 | 0 | 0 | 0 | 0 | 0 | 0 | 0 | 0 | 0 | 0 | 0 | 0 | 0 | 0 | 0 | 0 | 0 | 0 | 0 | 0 | 0 | 0 | 0 | 0
116 | 90 | 116,90 | 99705 | North Pole | Y | 114 | 50 | 41 | 9 | 0 | 40 | 40 | 14 | 0 | 0 | 54 | 0 | 1491.675 | 1491.675 | 6842.1429 | 0 | 0 | 2878.8333 | 59667 | 95790 | 0 | 50 | 0 | 14 | 0 | 64 | 0 | 41 | 41 | 0 | 0 | 46.4076 | 46.4076 | 0 | 0 | 38.2494 | 38.2494 | 0 | 13.1615 | 0 | 43.0733 | 44.7094 | 46.4076 | 48.1703 | 50 | 35.6833 | 36.9441 | 38.2494 | 39.6008 | 41 | 12.3732 | 12.7613 | 13.1615 | 13.5743 | 14 | 50.5137 | 51.0327 | 51.557 | 51.218 | 50.8813 | 50.7188 | 50.5568 | 50.3954 | 50.2344 | 50.074 | 50.4444 | 50.8176 | 51.1935 | 51.5721 | 51.9536 | 52.163 | 52.3724 | 52.5819 | 52.7913 | 53.0007 | 53.1723 | 53.344 | 53.5157 | 53.6873 | 53.859 | 41.4212 | 41.8468 | 42.2767 | 41.9988 | 41.7226 | 41.5894 | 41.4566 | 41.3242 | 41.1922 | 41.0607 | 41.3644 | 41.6704 | 41.9786 | 42.2891 | 42.602 | 42.7737 | 42.9454 | 43.1171 | 43.2888 | 43.4606 | 43.6013 | 43.7421 | 43.8828 | 44.0236 | 44.1644 | 14.1438 | 14.2891 | 14.4359 | 14.341 | 14.2468 | 14.2013 | 14.1559 | 14.1107 | 14.0656 | 14.0207 | 14.1244 | 14.2289 | 14.3342 | 14.4402 | 14.547 | 14.6056 | 14.6643 | 14.7229 | 14.7816 | 14.8402 | 14.8883 | 14.9363 | 14.9844 | 15.0324 | 15.0805 | 0 | 0 | 0 | 0 | 0 | 0 | 0 | 0 | 0 | 0 | 0 | 0 | 0 | 0 | 0 | 0 | 0 | 0 | 0 | 0 | 0 | 0 | 0 | 0 | 0 | 0 | 0 | 0 | 0 | 0 | 0 | 0 | 0 | 0 | 0 | 0 | 0 | 0 | 0 | 0 | 0 | 0 | 0 | 0 | 0 | 0 | 0 | 0 | 0 | 0
118 | 90 | 118,90 | 99705 | North Pole | Y | 242 | 103 | 88 | 15 | 0 | 1 | 1 | 0 | 0 | 0 | 1 | 0 | 720 | 720 | 0 | 0 | 0 | 720 | 720 | 0 | 0 | 103 | 0 | 0 | 0 | 103 | 0 | 88 | 88 | 0 | 0 | 95.5996 | 95.5996 | 0 | 0 | 82.0963 | 82.0963 | 0 | 0 | 0 | 88.731 | 92.1013 | 95.5996 | 99.2308 | 103 | 76.5886 | 79.2947 | 82.0963 | 84.9969 | 88 | 0 | 0 | 0 | 0 | 0 | 104.0582 | 105.1273 | 106.2073 | 105.5091 | 104.8154 | 104.4807 | 104.147 | 103.8145 | 103.4829 | 103.1525 | 103.9155 | 104.6842 | 105.4585 | 106.2386 | 107.0244 | 107.4558 | 107.8872 | 108.3186 | 108.75 | 109.1814 | 109.535 | 109.8886 | 110.2423 | 110.5959 | 110.9495 | 88.9041 | 89.8175 | 90.7402 | 90.1437 | 89.551 | 89.265 | 88.98 | 88.6958 | 88.4126 | 88.1303 | 88.7822 | 89.4389 | 90.1005 | 90.7669 | 91.4383 | 91.8069 | 92.1755 | 92.5441 | 92.9126 | 93.2812 | 93.5833 | 93.8854 | 94.1876 | 94.4897 | 94.7918 | 0 | 0 | 0 | 0 | 0 | 0 | 0 | 0 | 0 | 0 | 0 | 0 | 0 | 0 | 0 | 0 | 0 | 0 | 0 | 0 | 0 | 0 | 0 | 0 | 0 | 0 | 0 | 0 | 0 | 0 | 0 | 0 | 0 | 0 | 0 | 0 | 0 | 0 | 0 | 0 | 0 | 0 | 0 | 0 | 0 | 0 | 0 | 0 | 0 | 0 | 0 | 0 | 0 | 0 | 0 | 0 | 0 | 0 | 0 | 0 | 0 | 0 | 0 | 0 | 0 | 0 | 0 | 0 | 0 | 0 | 0 | 0 | 0 | 0 | 0
120 | 90 | 120,90 | 99705 | North Pole | Y | 540 | 202 | 185 | 17 | 0 | 85 | 85 | 0 | 0 | 0 | 85 | 0 | 1850.0118 | 1850.0118 | 0 | 0 | 0 | 1850.0118 | 157251 | 0 | 0 | 202 | 0 | 0 | 0 | 202 | 0 | 185 | 185 | 0 | 0 | 187.4866 | 187.4866 | 0 | 0 | 172.5888 | 172.5888 | 0 | 0 | 0 | 174.016 | 180.6258 | 187.4866 | 194.6081 | 202 | 161.0102 | 166.699 | 172.5888 | 178.6867 | 185 | 0 | 0 | 0 | 0 | 0 | 204.0753 | 206.1719 | 208.2901 | 206.9207 | 205.5603 | 204.9038 | 204.2495 | 203.5973 | 202.9471 | 202.2991 | 203.7955 | 205.3029 | 206.8215 | 208.3514 | 209.8926 | 210.7386 | 211.5846 | 212.4307 | 213.2767 | 214.1228 | 214.8163 | 215.5098 | 216.2033 | 216.8968 | 217.5903 | 186.9006 | 188.8208 | 190.7607 | 189.5066 | 188.2606 | 187.6595 | 187.0602 | 186.4629 | 185.8674 | 185.2739 | 186.6443 | 188.025 | 189.4158 | 190.8169 | 192.2283 | 193.0032 | 193.778 | 194.5528 | 195.3277 | 196.1025 | 196.7377 | 197.3728 | 198.0079 | 198.6431 | 199.2782 | 0 | 0 | 0 | 0 | 0 | 0 | 0 | 0 | 0 | 0 | 0 | 0 | 0 | 0 | 0 | 0 | 0 | 0 | 0 | 0 | 0 | 0 | 0 | 0 | 0 | 0 | 0 | 0 | 0 | 0 | 0 | 0 | 0 | 0 | 0 | 0 | 0 | 0 | 0 | 0 | 0 | 0 | 0 | 0 | 0 | 0 | 0 | 0 | 0 | 0 | 0 | 0 | 0 | 0 | 0 | 0 | 0 | 0 | 0 | 0 | 0 | 0 | 0 | 0 | 0 | 0 | 0 | 0 | 0 | 0 | 0 | 0 | 0 | 0 | 0
121 | 90 | 121,90 | 99705 | North Pole | Y | 536 | 180 | 169 | 11 | 1 | 211 | 212 | 2 | 0 | 0 | 214 | 2654 | 2404.2559 | 2405.434 | 10195.5 | 0 | 0 | 2478.2383 | 509952 | 20391 | 0.84906 | 179.1509 | 0 | 2 | 0 | 182 | 0.79717 | 168.2028 | 169 | 0 | 0.78805 | 166.2793 | 167.0673 | 0 | 0.74369 | 156.9185 | 157.6622 | 0 | 1.8802 | 0 | 155.0638 | 160.9537 | 167.0673 | 173.4131 | 180 | 147.085 | 152.2818 | 157.6622 | 163.2327 | 169 | 1.7676 | 1.823 | 1.8802 | 1.9392 | 2 | 182.9325 | 185.9127 | 188.9415 | 187.6993 | 186.4653 | 185.8698 | 185.2763 | 184.6846 | 184.0949 | 183.507 | 184.8644 | 186.2318 | 187.6094 | 188.9971 | 190.3951 | 191.1626 | 191.93 | 192.6975 | 193.4649 | 194.2324 | 194.8614 | 195.4905 | 196.1196 | 196.7487 | 197.3778 | 171.7533 | 174.5514 | 177.3951 | 176.2288 | 175.0702 | 174.5111 | 173.9538 | 173.3983 | 172.8446 | 172.2927 | 173.5671 | 174.851 | 176.1444 | 177.4473 | 178.7599 | 179.4804 | 180.201 | 180.9215 | 181.6421 | 182.3626 | 182.9532 | 183.5439 | 184.1345 | 184.7252 | 185.3158 | 2.0326 | 2.0657 | 2.0994 | 2.0855 | 2.0718 | 2.0652 | 2.0586 | 2.0521 | 2.0455 | 2.039 | 2.054 | 2.0692 | 2.0845 | 2.1 | 2.1155 | 2.124 | 2.1326 | 2.1411 | 2.1496 | 2.1581 | 2.1651 | 2.1721 | 2.1791 | 2.1861 | 2.1931 | 0 | 0 | 0 | 0 | 0 | 0 | 0 | 0 | 0 | 0 | 0 | 0 | 0 | 0 | 0 | 0 | 0 | 0 | 0 | 0 | 0 | 0 | 0 | 0 | 0 | 0 | 0 | 0 | 0 | 0 | 0 | 0 | 0 | 0 | 0 | 0 | 0 | 0 | 0 | 0 | 0 | 0 | 0 | 0 | 0 | 0 | 0 | 0 | 0 | 0
122 | 90 | 122,90 | 99705 | North Pole | Y | 204 | 77 | 70 | 7 | 0 | 46 | 46 | 0 | 0 | 0 | 46 | 0 | 2494.7174 | 2494.7174 | 0 | 0 | 0 | 2494.7174 | 114757 | 0 | 0 | 77 | 0 | 0 | 0 | 77 | 0 | 70 | 70 | 0 | 0 | 71.4677 | 71.4677 | 0 | 0 | 65.3039 | 65.3039 | 0 | 0 | 0 | 66.3328 | 68.8524 | 71.4677 | 74.1823 | 77 | 60.9228 | 63.0753 | 65.3039 | 67.6112 | 70 | 0 | 0 | 0 | 0 | 0 | 78.2544 | 79.5293 | 80.825 | 80.2936 | 79.7657 | 79.511 | 79.2571 | 79.004 | 78.7517 | 78.5002 | 79.0809 | 79.6658 | 80.2551 | 80.8488 | 81.4468 | 81.7751 | 82.1034 | 82.4317 | 82.76 | 83.0883 | 83.3574 | 83.6265 | 83.8956 | 84.1647 | 84.4338 | 71.1404 | 72.2994 | 73.4773 | 72.9942 | 72.5143 | 72.2827 | 72.0519 | 71.8218 | 71.5924 | 71.3638 | 71.8917 | 72.4235 | 72.9592 | 73.4989 | 74.0425 | 74.341 | 74.6395 | 74.9379 | 75.2364 | 75.5348 | 75.7795 | 76.0241 | 76.2687 | 76.5134 | 76.758 | 0 | 0 | 0 | 0 | 0 | 0 | 0 | 0 | 0 | 0 | 0 | 0 | 0 | 0 | 0 | 0 | 0 | 0 | 0 | 0 | 0 | 0 | 0 | 0 | 0 | 0 | 0 | 0 | 0 | 0 | 0 | 0 | 0 | 0 | 0 | 0 | 0 | 0 | 0 | 0 | 0 | 0 | 0 | 0 | 0 | 0 | 0 | 0 | 0 | 0 | 0 | 0 | 0 | 0 | 0 | 0 | 0 | 0 | 0 | 0 | 0 | 0 | 0 | 0 | 0 | 0 | 0 | 0 | 0 | 0 | 0 | 0 | 0 | 0 | 0
123 | 90 | 123,90 | 99705 | North Pole | Y | 11 | 6 | 6 | 0 | 0 | 53 | 53 | 1 | 0 | 0 | 54 | 0 | 1868.8491 | 1868.8491 | 4064 | 0 | 0 | 1909.5 | 99049 | 4064 | 0 | 6 | 0 | 1 | 0 | 7 | 0 | 6 | 6 | 0 | 0 | 5.5689 | 5.5689 | 0 | 0 | 5.5975 | 5.5975 | 0 | 0.94011 | 0 | 5.1688 | 5.3651 | 5.5689 | 5.7804 | 6 | 5.222 | 5.4065 | 5.5975 | 5.7952 | 6 | 0.8838 | 0.91152 | 0.94011 | 0.96959 | 1 | 6.0977 | 6.1971 | 6.2981 | 6.2566 | 6.2155 | 6.1957 | 6.1759 | 6.1562 | 6.1365 | 6.1169 | 6.1621 | 6.2077 | 6.2536 | 6.2999 | 6.3465 | 6.3721 | 6.3977 | 6.4232 | 6.4488 | 6.4744 | 6.4954 | 6.5164 | 6.5373 | 6.5583 | 6.5793 | 6.0977 | 6.1971 | 6.2981 | 6.2566 | 6.2155 | 6.1957 | 6.1759 | 6.1562 | 6.1365 | 6.1169 | 6.1621 | 6.2077 | 6.2536 | 6.2999 | 6.3465 | 6.3721 | 6.3977 | 6.4232 | 6.4488 | 6.4744 | 6.4954 | 6.5164 | 6.5373 | 6.5583 | 6.5793 | 1.0163 | 1.0328 | 1.0497 | 1.0428 | 1.0359 | 1.0326 | 1.0293 | 1.026 | 1.0227 | 1.0195 | 1.027 | 1.0346 | 1.0423 | 1.05 | 1.0578 | 1.062 | 1.0663 | 1.0705 | 1.0748 | 1.0791 | 1.0826 | 1.0861 | 1.0896 | 1.093 | 1.0965 | 0 | 0 | 0 | 0 | 0 | 0 | 0 | 0 | 0 | 0 | 0 | 0 | 0 | 0 | 0 | 0 | 0 | 0 | 0 | 0 | 0 | 0 | 0 | 0 | 0 | 0 | 0 | 0 | 0 | 0 | 0 | 0 | 0 | 0 | 0 | 0 | 0 | 0 | 0 | 0 | 0 | 0 | 0 | 0 | 0 | 0 | 0 | 0 | 0 | 0
95 | 91 | 95,91 | 99709 | - | N | 67 | 28 | 26 | 2 | 0 | 0 | 0 | 0 | 0 | 0 | 0 | 0 | 834.495 | 834.495 | 1408.3846 | 0 | 0 | 1365.174 | 0 | 0 | 0.64155 | 27.3221 | 0.036383 | 0 | 0 | 28 | 0.59572 | 25.3705 | 25.9662 | 0.033784 | 0.61085 | 26.0149 | 26.6258 | 0.034642 | 0.56829 | 24.2023 | 24.7706 | 0.032228 | 0 | 0 | 25.352 | 25.9811 | 26.6258 | 27.2865 | 27.9636 | 23.63 | 24.1936 | 24.7706 | 25.3614 | 25.9662 | 0 | 0 | 0 | 0 | 0 | 28.1069 | 28.2508 | 28.3956 | 28.2089 | 28.0234 | 27.9339 | 27.8447 | 27.7558 | 27.6672 | 27.5788 | 27.7828 | 27.9883 | 28.1954 | 28.4039 | 28.614 | 28.7294 | 28.8447 | 28.96 | 29.0754 | 29.1907 | 29.2853 | 29.3798 | 29.4743 | 29.5689 | 29.6634 | 26.0992 | 26.2329 | 26.3673 | 26.194 | 26.0217 | 25.9386 | 25.8558 | 25.7733 | 25.6909 | 25.6089 | 25.7983 | 25.9892 | 26.1814 | 26.3751 | 26.5702 | 26.6773 | 26.7844 | 26.8915 | 26.9986 | 27.1057 | 27.1935 | 27.2812 | 27.369 | 27.4568 | 27.5446 | 0 | 0 | 0 | 0 | 0 | 0 | 0 | 0 | 0 | 0 | 0 | 0 | 0 | 0 | 0 | 0 | 0 | 0 | 0 | 0 | 0 | 0 | 0 | 0 | 0 | 0.036569 | 0.036756 | 0.036945 | 0.036702 | 0.03646 | 0.036344 | 0.036228 | 0.036112 | 0.035997 | 0.035882 | 0.036147 | 0.036415 | 0.036684 | 0.036955 | 0.037229 | 0.037379 | 0.037529 | 0.037679 | 0.037829 | 0.037979 | 0.038102 | 0.038225 | 0.038348 | 0.038471 | 0.038594 | 0 | 0 | 0 | 0 | 0 | 0 | 0 | 0 | 0 | 0 | 0 | 0 | 0 | 0 | 0 | 0 | 0 | 0 | 0 | 0 | 0 | 0 | 0 | 0 | 0
96 | 91 | 96,91 | 99709 | - | N | 14 | 5 | 5 | 0 | 0 | 7 | 7 | 0 | 0 | 0 | 7 | 0 | 2868.7143 | 2868.7143 | 0 | 0 | 0 | 2868.7143 | 20081 | 0 | 0 | 5 | 0 | 0 | 0 | 5 | 0 | 5 | 5 | 0 | 0 | 4.7608 | 4.7608 | 0 | 0 | 4.7698 | 4.7698 | 0 | 0 | 0 | 4.533 | 4.6455 | 4.7608 | 4.8789 | 5 | 4.5501 | 4.6587 | 4.7698 | 4.8835 | 5 | 0 | 0 | 0 | 0 | 0 | 5.0256 | 5.0514 | 5.0772 | 5.0439 | 5.0107 | 4.9947 | 4.9787 | 4.9628 | 4.947 | 4.9312 | 4.9677 | 5.0044 | 5.0414 | 5.0787 | 5.1163 | 5.1369 | 5.1575 | 5.1782 | 5.1988 | 5.2194 | 5.2363 | 5.2532 | 5.2701 | 5.287 | 5.3039 | 5.0256 | 5.0514 | 5.0772 | 5.0439 | 5.0107 | 4.9947 | 4.9787 | 4.9628 | 4.947 | 4.9312 | 4.9677 | 5.0044 | 5.0414 | 5.0787 | 5.1163 | 5.1369 | 5.1575 | 5.1782 | 5.1988 | 5.2194 | 5.2363 | 5.2532 | 5.2701 | 5.287 | 5.3039 | 0 | 0 | 0 | 0 | 0 | 0 | 0 | 0 | 0 | 0 | 0 | 0 | 0 | 0 | 0 | 0 | 0 | 0 | 0 | 0 | 0 | 0 | 0 | 0 | 0 | 0 | 0 | 0 | 0 | 0 | 0 | 0 | 0 | 0 | 0 | 0 | 0 | 0 | 0 | 0 | 0 | 0 | 0 | 0 | 0 | 0 | 0 | 0 | 0 | 0 | 0 | 0 | 0 | 0 | 0 | 0 | 0 | 0 | 0 | 0 | 0 | 0 | 0 | 0 | 0 | 0 | 0 | 0 | 0 | 0 | 0 | 0 | 0 | 0 | 0
97 | 91 | 97,91 | 99709 | - | N | 83 | 37 | 34 | 3 | 0 | 41 | 41 | 0 | 0 | 0 | 41 | 0 | 2164.6341 | 2164.6341 | 0 | 0 | 0 | 2164.6341 | 88750 | 0 | 0 | 37 | 0 | 0 | 0 | 37 | 0 | 34 | 34 | 0 | 0 | 35.2299 | 35.2299 | 0 | 0 | 32.4345 | 32.4345 | 0 | 0 | 0 | 33.5444 | 34.3768 | 35.2299 | 36.1041 | 37 | 30.941 | 31.6789 | 32.4345 | 33.208 | 34 | 0 | 0 | 0 | 0 | 0 | 37.3457 | 37.6946 | 38.0468 | 37.7967 | 37.5482 | 37.4283 | 37.3088 | 37.1896 | 37.0709 | 36.9525 | 37.2258 | 37.5012 | 37.7786 | 38.058 | 38.3395 | 38.4941 | 38.6486 | 38.8032 | 38.9577 | 39.1122 | 39.2389 | 39.3656 | 39.4923 | 39.6189 | 39.7456 | 34.3177 | 34.6383 | 34.962 | 34.7321 | 34.5037 | 34.3936 | 34.2837 | 34.1743 | 34.0651 | 33.9563 | 34.2075 | 34.4605 | 34.7155 | 34.9722 | 35.2309 | 35.3729 | 35.5149 | 35.657 | 35.799 | 35.941 | 36.0574 | 36.1738 | 36.2902 | 36.4066 | 36.523 | 0 | 0 | 0 | 0 | 0 | 0 | 0 | 0 | 0 | 0 | 0 | 0 | 0 | 0 | 0 | 0 | 0 | 0 | 0 | 0 | 0 | 0 | 0 | 0 | 0 | 0 | 0 | 0 | 0 | 0 | 0 | 0 | 0 | 0 | 0 | 0 | 0 | 0 | 0 | 0 | 0 | 0 | 0 | 0 | 0 | 0 | 0 | 0 | 0 | 0 | 0 | 0 | 0 | 0 | 0 | 0 | 0 | 0 | 0 | 0 | 0 | 0 | 0 | 0 | 0 | 0 | 0 | 0 | 0 | 0 | 0 | 0 | 0 | 0 | 0
100 | 91 | 100,91 | 99709 | Fairbanks | Y | 571 | 193 | 185 | 8 | 0 | 104 | 104 | 0 | 0 | 0 | 104 | 0 | 3187.9904 | 3187.9904 | 0 | 0 | 0 | 3187.9904 | 331551 | 0 | 0 | 193 | 0 | 0 | 0 | 193 | 0 | 185 | 185 | 0 | 0 | 183.7666 | 183.7666 | 0 | 0 | 176.4816 | 176.4816 | 0 | 0 | 0 | 174.9749 | 179.3169 | 183.7666 | 188.3267 | 193 | 168.3554 | 172.3706 | 176.4816 | 180.6906 | 185 | 0 | 0 | 0 | 0 | 0 | 194.56 | 196.1326 | 197.7179 | 196.418 | 195.1267 | 194.5036 | 193.8825 | 193.2633 | 192.6462 | 192.031 | 193.4514 | 194.8824 | 196.3239 | 197.7761 | 199.2391 | 200.0422 | 200.8453 | 201.6484 | 202.4515 | 203.2546 | 203.9129 | 204.5712 | 205.2295 | 205.8878 | 206.5461 | 186.4953 | 188.0028 | 189.5224 | 188.2763 | 187.0385 | 186.4412 | 185.8459 | 185.2524 | 184.6608 | 184.0712 | 185.4327 | 186.8044 | 188.1861 | 189.5782 | 190.9805 | 191.7503 | 192.5201 | 193.2899 | 194.0597 | 194.8295 | 195.4605 | 196.0915 | 196.7225 | 197.3536 | 197.9846 | 0 | 0 | 0 | 0 | 0 | 0 | 0 | 0 | 0 | 0 | 0 | 0 | 0 | 0 | 0 | 0 | 0 | 0 | 0 | 0 | 0 | 0 | 0 | 0 | 0 | 0 | 0 | 0 | 0 | 0 | 0 | 0 | 0 | 0 | 0 | 0 | 0 | 0 | 0 | 0 | 0 | 0 | 0 | 0 | 0 | 0 | 0 | 0 | 0 | 0 | 0 | 0 | 0 | 0 | 0 | 0 | 0 | 0 | 0 | 0 | 0 | 0 | 0 | 0 | 0 | 0 | 0 | 0 | 0 | 0 | 0 | 0 | 0 | 0 | 0
101 | 91 | 101,91 | 99709 | Fairbanks | Y | 107 | 59 | 49 | 10 | 0 | 34 | 34 | 0 | 0 | 0 | 34 | 0 | 3441.1471 | 3441.1471 | 0 | 0 | 0 | 3441.1471 | 116999 | 0 | 0 | 59 | 0 | 0 | 0 | 59 | 0 | 49 | 49 | 0 | 0 | 56.1773 | 56.1773 | 0 | 0 | 46.7438 | 46.7438 | 0 | 0 | 0 | 53.4897 | 54.8171 | 56.1773 | 57.5714 | 59 | 44.5914 | 45.6549 | 46.7438 | 47.8586 | 49 | 0 | 0 | 0 | 0 | 0 | 59.4769 | 59.9576 | 60.4423 | 60.0449 | 59.6501 | 59.4596 | 59.2698 | 59.0805 | 58.8918 | 58.7038 | 59.138 | 59.5754 | 60.0161 | 60.4601 | 60.9073 | 61.1528 | 61.3983 | 61.6438 | 61.8893 | 62.1348 | 62.3361 | 62.5373 | 62.7385 | 62.9398 | 63.141 | 49.3961 | 49.7953 | 50.1978 | 49.8678 | 49.5399 | 49.3817 | 49.224 | 49.0669 | 48.9102 | 48.754 | 49.1146 | 49.4779 | 49.8439 | 50.2126 | 50.584 | 50.7879 | 50.9918 | 51.1957 | 51.3996 | 51.6035 | 51.7706 | 51.9378 | 52.1049 | 52.272 | 52.4392 | 0 | 0 | 0 | 0 | 0 | 0 | 0 | 0 | 0 | 0 | 0 | 0 | 0 | 0 | 0 | 0 | 0 | 0 | 0 | 0 | 0 | 0 | 0 | 0 | 0 | 0 | 0 | 0 | 0 | 0 | 0 | 0 | 0 | 0 | 0 | 0 | 0 | 0 | 0 | 0 | 0 | 0 | 0 | 0 | 0 | 0 | 0 | 0 | 0 | 0 | 0 | 0 | 0 | 0 | 0 | 0 | 0 | 0 | 0 | 0 | 0 | 0 | 0 | 0 | 0 | 0 | 0 | 0 | 0 | 0 | 0 | 0 | 0 | 0 | 0
102 | 91 | 102,91 | 99709 | Fairbanks | Y | 131 | 67 | 57 | 10 | 2 | 69 | 71 | 12 | 0 | 0 | 83 | 3726 | 2085.7826 | 2131.9859 | 3642.75 | 0 | 0 | 2350.4096 | 151371 | 43713 | 1.8873 | 65.1127 | 0 | 12 | 0 | 79 | 1.6056 | 55.3944 | 57 | 0 | 1.797 | 61.9976 | 63.7946 | 0 | 1.5317 | 52.8437 | 54.3754 | 0 | 11.516 | 0 | 60.7426 | 62.2499 | 63.7946 | 65.3777 | 67 | 51.8717 | 53.1088 | 54.3754 | 55.6722 | 57 | 11.0515 | 11.2814 | 11.516 | 11.7555 | 12 | 67.5416 | 68.0875 | 68.6378 | 68.1866 | 67.7383 | 67.522 | 67.3063 | 67.0914 | 66.8772 | 66.6636 | 67.1567 | 67.6535 | 68.1539 | 68.658 | 69.1659 | 69.4447 | 69.7235 | 70.0023 | 70.2811 | 70.5599 | 70.7884 | 71.0169 | 71.2455 | 71.474 | 71.7025 | 57.4607 | 57.9252 | 58.3934 | 58.0095 | 57.6281 | 57.4441 | 57.2606 | 57.0778 | 56.8955 | 56.7138 | 57.1333 | 57.5559 | 57.9817 | 58.4106 | 58.8426 | 59.0798 | 59.317 | 59.5542 | 59.7914 | 60.0285 | 60.223 | 60.4174 | 60.6118 | 60.8062 | 61.0007 | 12.097 | 12.1948 | 12.2933 | 12.2125 | 12.1322 | 12.0935 | 12.0549 | 12.0164 | 11.978 | 11.9398 | 12.0281 | 12.117 | 12.2067 | 12.297 | 12.3879 | 12.4379 | 12.4878 | 12.5377 | 12.5877 | 12.6376 | 12.6785 | 12.7195 | 12.7604 | 12.8013 | 12.8422 | 0 | 0 | 0 | 0 | 0 | 0 | 0 | 0 | 0 | 0 | 0 | 0 | 0 | 0 | 0 | 0 | 0 | 0 | 0 | 0 | 0 | 0 | 0 | 0 | 0 | 0 | 0 | 0 | 0 | 0 | 0 | 0 | 0 | 0 | 0 | 0 | 0 | 0 | 0 | 0 | 0 | 0 | 0 | 0 | 0 | 0 | 0 | 0 | 0 | 0
103 | 91 | 103,91 | 99709 | Fairbanks | Y | 278 | 142 | 126 | 16 | 0 | 29 | 29 | 15 | 0 | 0 | 44 | 0 | 2830.4483 | 2830.4483 | 6957.4 | 0 | 0 | 4237.3636 | 82083 | 104361 | 0 | 142 | 0 | 15 | 0 | 157 | 0 | 126 | 126 | 0 | 0 | 135.2065 | 135.2065 | 0 | 0 | 120.1983 | 120.1983 | 0 | 14.395 | 0 | 128.738 | 131.9326 | 135.2065 | 138.5616 | 142 | 114.6637 | 117.3984 | 120.1983 | 123.065 | 126 | 13.8144 | 14.1017 | 14.395 | 14.6944 | 15 | 145.3316 | 148.7413 | 152.2311 | 151.2302 | 150.236 | 149.7562 | 149.278 | 148.8013 | 148.3261 | 147.8525 | 148.9461 | 150.0479 | 151.1578 | 152.2759 | 153.4023 | 154.0206 | 154.6389 | 155.2573 | 155.8756 | 156.494 | 157.0008 | 157.5077 | 158.0145 | 158.5214 | 159.0282 | 128.9562 | 131.9818 | 135.0783 | 134.1902 | 133.308 | 132.8823 | 132.4579 | 132.035 | 131.6133 | 131.193 | 132.1635 | 133.1411 | 134.1259 | 135.118 | 136.1175 | 136.6662 | 137.2148 | 137.7635 | 138.3122 | 138.8608 | 139.3106 | 139.7603 | 140.2101 | 140.6598 | 141.1095 | 15.3519 | 15.7121 | 16.0807 | 15.975 | 15.87 | 15.8193 | 15.7688 | 15.7184 | 15.6683 | 15.6182 | 15.7337 | 15.8501 | 15.9674 | 16.0855 | 16.2045 | 16.2698 | 16.3351 | 16.4004 | 16.4657 | 16.5311 | 16.5846 | 16.6381 | 16.6917 | 16.7452 | 16.7988 | 0 | 0 | 0 | 0 | 0 | 0 | 0 | 0 | 0 | 0 | 0 | 0 | 0 | 0 | 0 | 0 | 0 | 0 | 0 | 0 | 0 | 0 | 0 | 0 | 0 | 0 | 0 | 0 | 0 | 0 | 0 | 0 | 0 | 0 | 0 | 0 | 0 | 0 | 0 | 0 | 0 | 0 | 0 | 0 | 0 | 0 | 0 | 0 | 0 | 0
104 | 91 | 104,91 | 99709 | Fairbanks | Y | 14 | 0 | 0 | 0 | 0 | 0 | 0 | 11 | 0 | 0 | 11 | 0 | 0 | 0 | 15636.6364 | 0 | 0 | 15636.6364 | 0 | 172003 | 0 | 0 | 0 | 11 | 0 | 11 | 0 | 0 | 0 | 0 | 0 | 0 | 0 | 0 | 0 | 0 | 0 | 0 | 10.5563 | 0 | 0 | 0 | 0 | 0 | 0 | 0 | 0 | 0 | 0 | 0 | 10.1305 | 10.3412 | 10.5563 | 10.7759 | 11 | 0 | 0 | 0 | 0 | 0 | 0 | 0 | 0 | 0 | 0 | 0 | 0 | 0 | 0 | 0 | 0 | 0 | 0 | 0 | 0 | 0 | 0 | 0 | 0 | 0 | 0 | 0 | 0 | 0 | 0 | 0 | 0 | 0 | 0 | 0 | 0 | 0 | 0 | 0 | 0 | 0 | 0 | 0 | 0 | 0 | 0 | 0 | 0 | 0 | 0 | 11.2581 | 11.5222 | 11.7925 | 11.715 | 11.638 | 11.6008 | 11.5638 | 11.5269 | 11.4901 | 11.4534 | 11.5381 | 11.6234 | 11.7094 | 11.796 | 11.8833 | 11.9312 | 11.9791 | 12.027 | 12.0749 | 12.1228 | 12.162 | 12.2013 | 12.2406 | 12.2798 | 12.3191 | 0 | 0 | 0 | 0 | 0 | 0 | 0 | 0 | 0 | 0 | 0 | 0 | 0 | 0 | 0 | 0 | 0 | 0 | 0 | 0 | 0 | 0 | 0 | 0 | 0 | 0 | 0 | 0 | 0 | 0 | 0 | 0 | 0 | 0 | 0 | 0 | 0 | 0 | 0 | 0 | 0 | 0 | 0 | 0 | 0 | 0 | 0 | 0 | 0 | 0
106 | 91 | 106,91 | 99709 | Fairbanks | Y | 2 | 2 | 1 | 1 | 0 | 0 | 0 | 1 | 0 | 0 | 1 | 0 | 0 | 0 | 4800 | 0 | 0 | 4800 | 0 | 4800 | 0.045825 | 1.9516 | 0.0025988 | 1 | 0 | 3 | 0.022912 | 0.97579 | 0.9987 | 0.0012994 | 0.043632 | 1.8582 | 1.9018 | 0.0024744 | 0.021857 | 0.93086 | 0.95272 | 0.0012395 | 0.95967 | 0 | 1.8109 | 1.8558 | 1.9018 | 1.949 | 1.9974 | 0.90885 | 0.93052 | 0.95272 | 0.97544 | 0.9987 | 0.92096 | 0.94011 | 0.95967 | 0.97963 | 1 | 2.0338 | 2.0709 | 2.1087 | 2.0948 | 2.081 | 2.0744 | 2.0678 | 2.0612 | 2.0546 | 2.048 | 2.0632 | 2.0784 | 2.0938 | 2.1093 | 2.1249 | 2.1334 | 2.142 | 2.1506 | 2.1591 | 2.1677 | 2.1747 | 2.1817 | 2.1888 | 2.1958 | 2.2028 | 1.0169 | 1.0355 | 1.0543 | 1.0474 | 1.0405 | 1.0372 | 1.0339 | 1.0306 | 1.0273 | 1.024 | 1.0316 | 1.0392 | 1.0469 | 1.0546 | 1.0624 | 1.0667 | 1.071 | 1.0753 | 1.0796 | 1.0839 | 1.0874 | 1.0909 | 1.0944 | 1.0979 | 1.1014 | 1.0182 | 1.0368 | 1.0557 | 1.0488 | 1.0419 | 1.0385 | 1.0352 | 1.0319 | 1.0286 | 1.0253 | 1.0329 | 1.0406 | 1.0483 | 1.056 | 1.0638 | 1.0681 | 1.0724 | 1.0767 | 1.081 | 1.0853 | 1.0888 | 1.0923 | 1.0958 | 1.0993 | 1.1028 | 0.0026461 | 0.0026944 | 0.0027435 | 0.0027255 | 0.0027076 | 0.0026989 | 0.0026903 | 0.0026817 | 0.0026731 | 0.0026646 | 0.0026843 | 0.0027042 | 0.0027242 | 0.0027443 | 0.0027646 | 0.0027758 | 0.0027869 | 0.002798 | 0.0028092 | 0.0028203 | 0.0028295 | 0.0028386 | 0.0028477 | 0.0028569 | 0.002866 | 0 | 0 | 0 | 0 | 0 | 0 | 0 | 0 | 0 | 0 | 0 | 0 | 0 | 0 | 0 | 0 | 0 | 0 | 0 | 0 | 0 | 0 | 0 | 0 | 0
107 | 91 | 107,91 | 99709 | Fairbanks | Y | 52 | 28 | 23 | 5 | 1 | 9 | 10 | 30 | 0 | 0 | 40 | 5197 | 2878.5556 | 3110.4 | 5389.3667 | 0 | 0 | 4819.625 | 31104 | 161681 | 2.8 | 25.2 | 0 | 30 | 0 | 58 | 2.3 | 20.7 | 23 | 0 | 2.666 | 23.9944 | 26.6604 | 0 | 2.1941 | 19.7469 | 21.941 | 0 | 28.79 | 0 | 25.385 | 26.0149 | 26.6604 | 27.322 | 28 | 20.9307 | 21.4299 | 21.941 | 22.4642 | 23 | 27.6287 | 28.2034 | 28.79 | 29.3888 | 30 | 28.5105 | 29.0303 | 29.5596 | 29.3653 | 29.1722 | 29.0791 | 28.9862 | 28.8937 | 28.8014 | 28.7094 | 28.9218 | 29.1357 | 29.3512 | 29.5683 | 29.7871 | 29.9071 | 30.0272 | 30.1473 | 30.2673 | 30.3874 | 30.4858 | 30.5842 | 30.6826 | 30.7811 | 30.8795 | 23.4194 | 23.8464 | 24.2811 | 24.1215 | 23.9629 | 23.8864 | 23.8101 | 23.7341 | 23.6583 | 23.5827 | 23.7572 | 23.9329 | 24.1099 | 24.2883 | 24.4679 | 24.5666 | 24.6652 | 24.7638 | 24.8624 | 24.9611 | 25.0419 | 25.1228 | 25.2036 | 25.2844 | 25.3653 | 30.547 | 31.1039 | 31.671 | 31.4628 | 31.256 | 31.1562 | 31.0567 | 30.9575 | 30.8586 | 30.7601 | 30.9876 | 31.2168 | 31.4478 | 31.6804 | 31.9147 | 32.0433 | 32.172 | 32.3006 | 32.4293 | 32.5579 | 32.6634 | 32.7688 | 32.8743 | 32.9797 | 33.0852 | 0 | 0 | 0 | 0 | 0 | 0 | 0 | 0 | 0 | 0 | 0 | 0 | 0 | 0 | 0 | 0 | 0 | 0 | 0 | 0 | 0 | 0 | 0 | 0 | 0 | 0 | 0 | 0 | 0 | 0 | 0 | 0 | 0 | 0 | 0 | 0 | 0 | 0 | 0 | 0 | 0 | 0 | 0 | 0 | 0 | 0 | 0 | 0 | 0 | 0
108 | 91 | 108,91 | 99701 | Fairbanks | Y | 69 | 27 | 25 | 2 | 0 | 6 | 6 | 37 | 0 | 0 | 43 | 0 | 3048.6667 | 3048.6667 | 6037.4054 | 0 | 0 | 5620.3721 | 18292 | 223384 | 0 | 27 | 0 | 37 | 0 | 64 | 0 | 25 | 25 | 0 | 0 | 26.7003 | 26.7003 | 0 | 0 | 24.768 | 24.768 | 0 | 36.8089 | 0 | 26.4039 | 26.5517 | 26.7003 | 26.8497 | 27 | 24.5382 | 24.6529 | 24.768 | 24.8837 | 25 | 36.6188 | 36.7137 | 36.8089 | 36.9043 | 37 | 27.4923 | 27.9935 | 28.5039 | 28.3165 | 28.1304 | 28.0405 | 27.951 | 27.8617 | 27.7728 | 27.6841 | 27.8889 | 28.0952 | 28.303 | 28.5123 | 28.7232 | 28.839 | 28.9548 | 29.0706 | 29.1863 | 29.3021 | 29.397 | 29.4919 | 29.5868 | 29.6817 | 29.7766 | 25.4558 | 25.9199 | 26.3925 | 26.219 | 26.0466 | 25.9635 | 25.8806 | 25.7979 | 25.7155 | 25.6334 | 25.823 | 26.014 | 26.2065 | 26.4003 | 26.5956 | 26.7028 | 26.81 | 26.9172 | 27.0244 | 27.1316 | 27.2195 | 27.3073 | 27.3952 | 27.4831 | 27.571 | 37.6746 | 38.3615 | 39.061 | 38.8041 | 38.549 | 38.4259 | 38.3032 | 38.1809 | 38.059 | 37.9375 | 38.2181 | 38.5008 | 38.7856 | 39.0725 | 39.3615 | 39.5201 | 39.6788 | 39.8374 | 39.9961 | 40.1548 | 40.2848 | 40.4149 | 40.5449 | 40.675 | 40.805 | 0 | 0 | 0 | 0 | 0 | 0 | 0 | 0 | 0 | 0 | 0 | 0 | 0 | 0 | 0 | 0 | 0 | 0 | 0 | 0 | 0 | 0 | 0 | 0 | 0 | 0 | 0 | 0 | 0 | 0 | 0 | 0 | 0 | 0 | 0 | 0 | 0 | 0 | 0 | 0 | 0 | 0 | 0 | 0 | 0 | 0 | 0 | 0 | 0 | 0
109 | 91 | 109,91 | 99701 | Fairbanks | Y | 3 | 2 | 2 | 0 | 0 | 1 | 1 | 30 | 0 | 0 | 31 | 0 | 1152 | 1152 | 7752.3667 | 0 | 0 | 7539.4516 | 1152 | 232571 | 0 | 2 | 0 | 30 | 0 | 32 | 0 | 2 | 2 | 0 | 0 | 1.9778 | 1.9778 | 0 | 0 | 1.9814 | 1.9814 | 0 | 29.8451 | 0 | 1.9558 | 1.9668 | 1.9778 | 1.9889 | 2 | 1.9631 | 1.9722 | 1.9814 | 1.9907 | 2 | 29.6909 | 29.7679 | 29.8451 | 29.9224 | 30 | 2.0365 | 2.0736 | 2.1114 | 2.0975 | 2.0837 | 2.0771 | 2.0704 | 2.0638 | 2.0572 | 2.0507 | 2.0658 | 2.0811 | 2.0965 | 2.112 | 2.1276 | 2.1362 | 2.1448 | 2.1534 | 2.162 | 2.1705 | 2.1776 | 2.1846 | 2.1916 | 2.1986 | 2.2057 | 2.0365 | 2.0736 | 2.1114 | 2.0975 | 2.0837 | 2.0771 | 2.0704 | 2.0638 | 2.0572 | 2.0507 | 2.0658 | 2.0811 | 2.0965 | 2.112 | 2.1276 | 2.1362 | 2.1448 | 2.1534 | 2.162 | 2.1705 | 2.1776 | 2.1846 | 2.1916 | 2.1986 | 2.2057 | 30.547 | 31.1039 | 31.671 | 31.4628 | 31.256 | 31.1562 | 31.0567 | 30.9575 | 30.8586 | 30.7601 | 30.9876 | 31.2168 | 31.4478 | 31.6804 | 31.9147 | 32.0433 | 32.172 | 32.3006 | 32.4293 | 32.5579 | 32.6634 | 32.7688 | 32.8743 | 32.9797 | 33.0852 | 0 | 0 | 0 | 0 | 0 | 0 | 0 | 0 | 0 | 0 | 0 | 0 | 0 | 0 | 0 | 0 | 0 | 0 | 0 | 0 | 0 | 0 | 0 | 0 | 0 | 0 | 0 | 0 | 0 | 0 | 0 | 0 | 0 | 0 | 0 | 0 | 0 | 0 | 0 | 0 | 0 | 0 | 0 | 0 | 0 | 0 | 0 | 0 | 0 | 0
110 | 91 | 110,91 | 99701 | Fairbanks | Y | 78 | 24 | 24 | 0 | 0 | 51 | 51 | 30 | 0 | 0 | 81 | 0 | 1142.9804 | 1142.9804 | 10373.5333 | 0 | 0 | 4561.7037 | 58292 | 311206 | 0 | 24 | 0 | 30 | 0 | 54 | 0 | 24 | 24 | 0 | 0 | 23.7336 | 23.7336 | 0 | 0 | 23.7773 | 23.7773 | 0 | 29.8451 | 0 | 23.4702 | 23.6015 | 23.7336 | 23.8664 | 24 | 23.5567 | 23.6667 | 23.7773 | 23.8884 | 24 | 29.6909 | 29.7679 | 29.8451 | 29.9224 | 30 | 24.4376 | 24.8831 | 25.3368 | 25.1703 | 25.0048 | 24.9249 | 24.8453 | 24.766 | 24.6869 | 24.6081 | 24.7901 | 24.9735 | 25.1582 | 25.3443 | 25.5318 | 25.6347 | 25.7376 | 25.8405 | 25.9434 | 26.0463 | 26.1307 | 26.2151 | 26.2994 | 26.3838 | 26.4681 | 24.4376 | 24.8831 | 25.3368 | 25.1703 | 25.0048 | 24.9249 | 24.8453 | 24.766 | 24.6869 | 24.6081 | 24.7901 | 24.9735 | 25.1582 | 25.3443 | 25.5318 | 25.6347 | 25.7376 | 25.8405 | 25.9434 | 26.0463 | 26.1307 | 26.2151 | 26.2994 | 26.3838 | 26.4681 | 30.547 | 31.1039 | 31.671 | 31.4628 | 31.256 | 31.1562 | 31.0567 | 30.9575 | 30.8586 | 30.7601 | 30.9876 | 31.2168 | 31.4478 | 31.6804 | 31.9147 | 32.0433 | 32.172 | 32.3006 | 32.4293 | 32.5579 | 32.6634 | 32.7688 | 32.8743 | 32.9797 | 33.0852 | 0 | 0 | 0 | 0 | 0 | 0 | 0 | 0 | 0 | 0 | 0 | 0 | 0 | 0 | 0 | 0 | 0 | 0 | 0 | 0 | 0 | 0 | 0 | 0 | 0 | 0 | 0 | 0 | 0 | 0 | 0 | 0 | 0 | 0 | 0 | 0 | 0 | 0 | 0 | 0 | 0 | 0 | 0 | 0 | 0 | 0 | 0 | 0 | 0 | 0
111 | 91 | 111,91 | 99701 | Fairbanks | Y | 93 | 49 | 45 | 4 | 0 | 16 | 16 | 1 | 0 | 0 | 17 | 0 | 1735.4375 | 1735.4375 | 2704 | 0 | 0 | 1792.4118 | 27767 | 2704 | 0 | 49 | 0 | 1 | 0 | 50 | 0 | 45 | 45 | 0 | 0 | 48.4561 | 48.4561 | 0 | 0 | 44.5825 | 44.5825 | 0 | 0.99484 | 0 | 47.9182 | 48.1864 | 48.4561 | 48.7273 | 49 | 44.1688 | 44.3751 | 44.5825 | 44.7907 | 45 | 0.9897 | 0.99226 | 0.99484 | 0.99741 | 1 | 49.8934 | 50.8031 | 51.7294 | 51.3893 | 51.0514 | 50.8884 | 50.7259 | 50.5639 | 50.4024 | 50.2415 | 50.6131 | 50.9875 | 51.3647 | 51.7446 | 52.1274 | 52.3375 | 52.5476 | 52.7577 | 52.9678 | 53.1779 | 53.3502 | 53.5224 | 53.6946 | 53.8669 | 54.0391 | 45.8205 | 46.6559 | 47.5066 | 47.1942 | 46.884 | 46.7342 | 46.585 | 46.4362 | 46.288 | 46.1401 | 46.4814 | 46.8253 | 47.1716 | 47.5206 | 47.8721 | 48.065 | 48.258 | 48.451 | 48.6439 | 48.8369 | 48.9951 | 49.1532 | 49.3114 | 49.4696 | 49.6277 | 1.0182 | 1.0368 | 1.0557 | 1.0488 | 1.0419 | 1.0385 | 1.0352 | 1.0319 | 1.0286 | 1.0253 | 1.0329 | 1.0406 | 1.0483 | 1.056 | 1.0638 | 1.0681 | 1.0724 | 1.0767 | 1.081 | 1.0853 | 1.0888 | 1.0923 | 1.0958 | 1.0993 | 1.1028 | 0 | 0 | 0 | 0 | 0 | 0 | 0 | 0 | 0 | 0 | 0 | 0 | 0 | 0 | 0 | 0 | 0 | 0 | 0 | 0 | 0 | 0 | 0 | 0 | 0 | 0 | 0 | 0 | 0 | 0 | 0 | 0 | 0 | 0 | 0 | 0 | 0 | 0 | 0 | 0 | 0 | 0 | 0 | 0 | 0 | 0 | 0 | 0 | 0 | 0
115 | 91 | 115,91 | 99705 | North Pole | Y | 330 | 166 | 135 | 31 | 3 | 85 | 88 | 14 | 0 | 0 | 102 | 2805 | 1947.9647 | 1977.1818 | 7261.6429 | 0 | 0 | 2702.5 | 173992 | 101663 | 5.6591 | 160.3409 | 0 | 14 | 0 | 180 | 4.6023 | 130.3977 | 135 | 0 | 5.2525 | 148.8207 | 154.0732 | 0 | 4.2935 | 121.6496 | 125.9432 | 0 | 13.1615 | 0 | 143.0033 | 148.4351 | 154.0732 | 159.9254 | 166 | 117.4939 | 121.6452 | 125.9432 | 130.393 | 135 | 12.3732 | 12.7613 | 13.1615 | 13.5743 | 14 | 169.9972 | 174.0907 | 178.2827 | 177.1106 | 175.9461 | 175.3843 | 174.8242 | 174.266 | 173.7095 | 173.1548 | 174.4356 | 175.7259 | 177.0257 | 178.3352 | 179.6543 | 180.3785 | 181.1026 | 181.8268 | 182.5509 | 183.2751 | 183.8687 | 184.4623 | 185.0559 | 185.6494 | 186.243 | 138.2507 | 141.5798 | 144.9889 | 144.0357 | 143.0887 | 142.6318 | 142.1763 | 141.7223 | 141.2698 | 140.8186 | 141.8603 | 142.9096 | 143.9667 | 145.0316 | 146.1044 | 146.6933 | 147.2823 | 147.8712 | 148.4601 | 149.049 | 149.5318 | 150.0145 | 150.4972 | 150.98 | 151.4627 | 14.3371 | 14.6823 | 15.0359 | 14.937 | 14.8388 | 14.7914 | 14.7442 | 14.6971 | 14.6502 | 14.6034 | 14.7114 | 14.8203 | 14.9299 | 15.0403 | 15.1516 | 15.2126 | 15.2737 | 15.3348 | 15.3959 | 15.4569 | 15.507 | 15.5571 | 15.6071 | 15.6572 | 15.7072 | 0 | 0 | 0 | 0 | 0 | 0 | 0 | 0 | 0 | 0 | 0 | 0 | 0 | 0 | 0 | 0 | 0 | 0 | 0 | 0 | 0 | 0 | 0 | 0 | 0 | 0 | 0 | 0 | 0 | 0 | 0 | 0 | 0 | 0 | 0 | 0 | 0 | 0 | 0 | 0 | 0 | 0 | 0 | 0 | 0 | 0 | 0 | 0 | 0 | 0
116 | 91 | 116,91 | 99705 | North Pole | Y | 218 | 90 | 80 | 10 | 3 | 124 | 127 | 2 | 0 | 0 | 129 | 3752 | 1826.4194 | 1871.9055 | 5420 | 0 | 0 | 1926.9147 | 237732 | 10840 | 2.126 | 87.874 | 0 | 2 | 0 | 92 | 1.8898 | 78.1102 | 80 | 0 | 1.9732 | 81.5604 | 83.5337 | 0 | 1.763 | 72.87 | 74.633 | 0 | 1.8802 | 0 | 77.5319 | 80.4768 | 83.5337 | 86.7066 | 90 | 69.626 | 72.086 | 74.633 | 77.2699 | 80 | 1.7676 | 1.823 | 1.8802 | 1.9392 | 2 | 90.9246 | 91.8588 | 92.8025 | 92.1924 | 91.5863 | 91.2938 | 91.0023 | 90.7117 | 90.422 | 90.1332 | 90.8 | 91.4716 | 92.1482 | 92.8298 | 93.5165 | 93.8934 | 94.2704 | 94.6473 | 95.0243 | 95.4012 | 95.7102 | 96.0192 | 96.3282 | 96.6372 | 96.9462 | 80.8219 | 81.6522 | 82.4911 | 81.9488 | 81.41 | 81.15 | 80.8909 | 80.6326 | 80.3751 | 80.1184 | 80.7111 | 81.3081 | 81.9095 | 82.5154 | 83.1258 | 83.4608 | 83.7959 | 84.131 | 84.466 | 84.8011 | 85.0757 | 85.3504 | 85.6251 | 85.8997 | 86.1744 | 2.0205 | 2.0413 | 2.0623 | 2.0487 | 2.0353 | 2.0288 | 2.0223 | 2.0158 | 2.0094 | 2.003 | 2.0178 | 2.0327 | 2.0477 | 2.0629 | 2.0781 | 2.0865 | 2.0949 | 2.1033 | 2.1117 | 2.12 | 2.1269 | 2.1338 | 2.1406 | 2.1475 | 2.1544 | 0 | 0 | 0 | 0 | 0 | 0 | 0 | 0 | 0 | 0 | 0 | 0 | 0 | 0 | 0 | 0 | 0 | 0 | 0 | 0 | 0 | 0 | 0 | 0 | 0 | 0 | 0 | 0 | 0 | 0 | 0 | 0 | 0 | 0 | 0 | 0 | 0 | 0 | 0 | 0 | 0 | 0 | 0 | 0 | 0 | 0 | 0 | 0 | 0 | 0
119 | 91 | 119,91 | 99705 | North Pole | Y | 207 | 94 | 84 | 10 | 1 | 92 | 93 | 0 | 0 | 0 | 93 | 3928 | 1613.8587 | 1638.7419 | 0 | 0 | 0 | 1638.7419 | 152403 | 0 | 1.0108 | 92.9892 | 0 | 0 | 0 | 94 | 0.90323 | 83.0968 | 84 | 0 | 0.93813 | 86.3081 | 87.2463 | 0 | 0.84263 | 77.522 | 78.3646 | 0 | 0 | 0 | 80.9778 | 84.0536 | 87.2463 | 90.5602 | 94 | 73.1073 | 75.6903 | 78.3646 | 81.1334 | 84 | 0 | 0 | 0 | 0 | 0 | 94.9657 | 95.9414 | 96.9271 | 96.2898 | 95.6568 | 95.3513 | 95.0468 | 94.7433 | 94.4407 | 94.1392 | 94.8355 | 95.537 | 96.2437 | 96.9556 | 97.6728 | 98.0665 | 98.4602 | 98.8539 | 99.2476 | 99.6413 | 99.964 | 100.2867 | 100.6094 | 100.9322 | 101.2549 | 84.863 | 85.7349 | 86.6157 | 86.0462 | 85.4805 | 85.2075 | 84.9354 | 84.6642 | 84.3939 | 84.1244 | 84.7466 | 85.3735 | 86.005 | 86.6412 | 87.2821 | 87.6339 | 87.9857 | 88.3375 | 88.6893 | 89.0411 | 89.3295 | 89.6179 | 89.9063 | 90.1947 | 90.4831 | 0 | 0 | 0 | 0 | 0 | 0 | 0 | 0 | 0 | 0 | 0 | 0 | 0 | 0 | 0 | 0 | 0 | 0 | 0 | 0 | 0 | 0 | 0 | 0 | 0 | 0 | 0 | 0 | 0 | 0 | 0 | 0 | 0 | 0 | 0 | 0 | 0 | 0 | 0 | 0 | 0 | 0 | 0 | 0 | 0 | 0 | 0 | 0 | 0 | 0 | 0 | 0 | 0 | 0 | 0 | 0 | 0 | 0 | 0 | 0 | 0 | 0 | 0 | 0 | 0 | 0 | 0 | 0 | 0 | 0 | 0 | 0 | 0 | 0 | 0
120 | 91 | 120,91 | 99705 | North Pole | Y | 425 | 175 | 154 | 21 | 2 | 202 | 204 | 3 | 0 | 0 | 207 | 6717 | 2064.1782 | 2109.7941 | 6720 | 0 | 0 | 2176.6087 | 430398 | 20160 | 1.7157 | 173.2843 | 0 | 3 | 0 | 178 | 1.5098 | 152.4902 | 154 | 0 | 1.5924 | 160.8341 | 162.4265 | 0 | 1.4085 | 142.26 | 143.6685 | 0 | 2.8203 | 0 | 150.7565 | 156.4828 | 162.4265 | 168.5961 | 175 | 134.0301 | 138.7656 | 143.6685 | 148.7446 | 154 | 2.6514 | 2.7346 | 2.8203 | 2.9088 | 3 | 176.7979 | 178.6143 | 180.4493 | 179.263 | 178.0844 | 177.5157 | 176.9488 | 176.3838 | 175.8205 | 175.2591 | 176.5555 | 177.8614 | 179.1771 | 180.5024 | 181.8376 | 182.5706 | 183.3035 | 184.0365 | 184.7694 | 185.5024 | 186.1032 | 186.704 | 187.3048 | 187.9056 | 188.5064 | 155.5822 | 157.1806 | 158.7954 | 157.7514 | 156.7143 | 156.2138 | 155.715 | 155.2177 | 154.7221 | 154.228 | 155.3688 | 156.5181 | 157.6758 | 158.8422 | 160.0171 | 160.6621 | 161.3071 | 161.9521 | 162.5971 | 163.2421 | 163.7708 | 164.2995 | 164.8282 | 165.3569 | 165.8856 | 3.0308 | 3.062 | 3.0934 | 3.0731 | 3.0529 | 3.0431 | 3.0334 | 3.0237 | 3.0141 | 3.0044 | 3.0267 | 3.0491 | 3.0716 | 3.0943 | 3.1172 | 3.1298 | 3.1423 | 3.1549 | 3.1675 | 3.18 | 3.1903 | 3.2006 | 3.2109 | 3.2212 | 3.2315 | 0 | 0 | 0 | 0 | 0 | 0 | 0 | 0 | 0 | 0 | 0 | 0 | 0 | 0 | 0 | 0 | 0 | 0 | 0 | 0 | 0 | 0 | 0 | 0 | 0 | 0 | 0 | 0 | 0 | 0 | 0 | 0 | 0 | 0 | 0 | 0 | 0 | 0 | 0 | 0 | 0 | 0 | 0 | 0 | 0 | 0 | 0 | 0 | 0 | 0
121 | 91 | 121,91 | 99705 | North Pole | Y | 312 | 122 | 114 | 8 | 2 | 100 | 102 | 0 | 0 | 0 | 102 | 6301 | 2345.45 | 2423.0098 | 0 | 0 | 0 | 2423.0098 | 247147 | 0 | 2.3922 | 119.6078 | 0 | 0 | 0 | 122 | 2.2353 | 111.7647 | 114 | 0 | 2.2203 | 111.0142 | 113.2345 | 0 | 2.0853 | 104.2667 | 106.352 | 0 | 0 | 0 | 105.0988 | 109.0908 | 113.2345 | 117.5356 | 122 | 99.2171 | 102.7226 | 106.352 | 110.1096 | 114 | 0 | 0 | 0 | 0 | 0 | 123.9876 | 126.0075 | 128.0604 | 127.2184 | 126.382 | 125.9784 | 125.5761 | 125.1751 | 124.7754 | 124.377 | 125.297 | 126.2238 | 127.1575 | 128.098 | 129.0456 | 129.5657 | 130.0859 | 130.6061 | 131.1262 | 131.6464 | 132.0728 | 132.4991 | 132.9255 | 133.3519 | 133.7783 | 115.8572 | 117.7447 | 119.663 | 118.8762 | 118.0947 | 117.7176 | 117.3416 | 116.9669 | 116.5934 | 116.2211 | 117.0808 | 117.9468 | 118.8193 | 119.6982 | 120.5836 | 121.0696 | 121.5557 | 122.0417 | 122.5278 | 123.0138 | 123.4122 | 123.8107 | 124.2091 | 124.6075 | 125.0059 | 0 | 0 | 0 | 0 | 0 | 0 | 0 | 0 | 0 | 0 | 0 | 0 | 0 | 0 | 0 | 0 | 0 | 0 | 0 | 0 | 0 | 0 | 0 | 0 | 0 | 0 | 0 | 0 | 0 | 0 | 0 | 0 | 0 | 0 | 0 | 0 | 0 | 0 | 0 | 0 | 0 | 0 | 0 | 0 | 0 | 0 | 0 | 0 | 0 | 0 | 0 | 0 | 0 | 0 | 0 | 0 | 0 | 0 | 0 | 0 | 0 | 0 | 0 | 0 | 0 | 0 | 0 | 0 | 0 | 0 | 0 | 0 | 0 | 0 | 0
90 | 92 | 90,92 | 99709 | - | N | 10 | 5 | 4 | 1 | 0 | 1 | 1 | 0 | 0 | 0 | 1 | 0 | 180 | 180 | 0 | 0 | 0 | 180 | 180 | 0 | 0 | 5 | 0 | 0 | 0 | 5 | 0 | 4 | 4 | 0 | 0 | 4.7608 | 4.7608 | 0 | 0 | 3.8158 | 3.8158 | 0 | 0 | 0 | 4.533 | 4.6455 | 4.7608 | 4.8789 | 5 | 3.6401 | 3.7269 | 3.8158 | 3.9068 | 4 | 0 | 0 | 0 | 0 | 0 | 5.0256 | 5.0514 | 5.0772 | 5.0439 | 5.0107 | 4.9947 | 4.9787 | 4.9628 | 4.947 | 4.9312 | 4.9677 | 5.0044 | 5.0414 | 5.0787 | 5.1163 | 5.1369 | 5.1575 | 5.1782 | 5.1988 | 5.2194 | 5.2363 | 5.2532 | 5.2701 | 5.287 | 5.3039 | 4.0205 | 4.0411 | 4.0618 | 4.0351 | 4.0086 | 3.9958 | 3.983 | 3.9703 | 3.9576 | 3.945 | 3.9741 | 4.0035 | 4.0331 | 4.063 | 4.093 | 4.1095 | 4.126 | 4.1425 | 4.159 | 4.1755 | 4.1891 | 4.2026 | 4.2161 | 4.2296 | 4.2431 | 0 | 0 | 0 | 0 | 0 | 0 | 0 | 0 | 0 | 0 | 0 | 0 | 0 | 0 | 0 | 0 | 0 | 0 | 0 | 0 | 0 | 0 | 0 | 0 | 0 | 0 | 0 | 0 | 0 | 0 | 0 | 0 | 0 | 0 | 0 | 0 | 0 | 0 | 0 | 0 | 0 | 0 | 0 | 0 | 0 | 0 | 0 | 0 | 0 | 0 | 0 | 0 | 0 | 0 | 0 | 0 | 0 | 0 | 0 | 0 | 0 | 0 | 0 | 0 | 0 | 0 | 0 | 0 | 0 | 0 | 0 | 0 | 0 | 0 | 0
95 | 92 | 95,92 | 99709 | - | N | 118 | 59 | 51 | 8 | 0 | 0 | 0 | 0 | 0 | 0 | 0 | 0 | 834.495 | 834.495 | 1408.3846 | 0 | 0 | 1365.174 | 0 | 0 | 1.3518 | 57.5715 | 0.076663 | 0 | 0 | 59 | 1.1685 | 49.7652 | 50.9337 | 0.066268 | 1.2872 | 54.8172 | 56.1043 | 0.072996 | 1.1147 | 47.4737 | 48.5885 | 0.063217 | 0 | 0 | 53.4202 | 54.7458 | 56.1043 | 57.4966 | 58.9233 | 46.3512 | 47.4566 | 48.5885 | 49.7473 | 50.9337 | 0 | 0 | 0 | 0 | 0 | 59.2252 | 59.5286 | 59.8335 | 59.4401 | 59.0493 | 58.8608 | 58.6728 | 58.4855 | 58.2987 | 58.1125 | 58.5424 | 58.9754 | 59.4117 | 59.8511 | 60.2938 | 60.5369 | 60.7799 | 61.0229 | 61.266 | 61.509 | 61.7082 | 61.9074 | 62.1067 | 62.3059 | 62.5051 | 51.1946 | 51.4569 | 51.7205 | 51.3805 | 51.0426 | 50.8797 | 50.7172 | 50.5552 | 50.3938 | 50.2329 | 50.6044 | 50.9787 | 51.3558 | 51.7357 | 52.1184 | 52.3285 | 52.5386 | 52.7486 | 52.9587 | 53.1688 | 53.341 | 53.5132 | 53.6854 | 53.8576 | 54.0298 | 0 | 0 | 0 | 0 | 0 | 0 | 0 | 0 | 0 | 0 | 0 | 0 | 0 | 0 | 0 | 0 | 0 | 0 | 0 | 0 | 0 | 0 | 0 | 0 | 0 | 0.077056 | 0.077451 | 0.077847 | 0.077336 | 0.076827 | 0.076582 | 0.076337 | 0.076093 | 0.07585 | 0.075608 | 0.076168 | 0.076731 | 0.077299 | 0.07787 | 0.078446 | 0.078763 | 0.079079 | 0.079395 | 0.079711 | 0.080027 | 0.080287 | 0.080546 | 0.080805 | 0.081064 | 0.081323 | 0 | 0 | 0 | 0 | 0 | 0 | 0 | 0 | 0 | 0 | 0 | 0 | 0 | 0 | 0 | 0 | 0 | 0 | 0 | 0 | 0 | 0 | 0 | 0 | 0
97 | 92 | 97,92 | 99709 | - | N | 38 | 13 | 13 | 0 | 0 | 16 | 16 | 0 | 0 | 0 | 16 | 0 | 1753 | 1753 | 0 | 0 | 0 | 1753 | 28048 | 0 | 0 | 13 | 0 | 0 | 0 | 13 | 0 | 13 | 13 | 0 | 0 | 12.3781 | 12.3781 | 0 | 0 | 12.4014 | 12.4014 | 0 | 0 | 0 | 11.7859 | 12.0783 | 12.3781 | 12.6852 | 13 | 11.8304 | 12.1125 | 12.4014 | 12.6972 | 13 | 0 | 0 | 0 | 0 | 0 | 13.0666 | 13.1335 | 13.2008 | 13.114 | 13.0278 | 12.9862 | 12.9447 | 12.9034 | 12.8622 | 12.8211 | 12.916 | 13.0115 | 13.1077 | 13.2047 | 13.3024 | 13.356 | 13.4096 | 13.4632 | 13.5168 | 13.5705 | 13.6144 | 13.6584 | 13.7023 | 13.7463 | 13.7902 | 13.0666 | 13.1335 | 13.2008 | 13.114 | 13.0278 | 12.9862 | 12.9447 | 12.9034 | 12.8622 | 12.8211 | 12.916 | 13.0115 | 13.1077 | 13.2047 | 13.3024 | 13.356 | 13.4096 | 13.4632 | 13.5168 | 13.5705 | 13.6144 | 13.6584 | 13.7023 | 13.7463 | 13.7902 | 0 | 0 | 0 | 0 | 0 | 0 | 0 | 0 | 0 | 0 | 0 | 0 | 0 | 0 | 0 | 0 | 0 | 0 | 0 | 0 | 0 | 0 | 0 | 0 | 0 | 0 | 0 | 0 | 0 | 0 | 0 | 0 | 0 | 0 | 0 | 0 | 0 | 0 | 0 | 0 | 0 | 0 | 0 | 0 | 0 | 0 | 0 | 0 | 0 | 0 | 0 | 0 | 0 | 0 | 0 | 0 | 0 | 0 | 0 | 0 | 0 | 0 | 0 | 0 | 0 | 0 | 0 | 0 | 0 | 0 | 0 | 0 | 0 | 0 | 0
98 | 92 | 98,92 | 99709 | - | N | 2 | 1 | 1 | 0 | 0 | 23 | 23 | 0 | 0 | 0 | 23 | 0 | 2423.5652 | 2423.5652 | 0 | 0 | 0 | 2423.5652 | 55742 | 0 | 0 | 1 | 0 | 0 | 0 | 1 | 0 | 1 | 1 | 0 | 0 | 0.95216 | 0.95216 | 0 | 0 | 0.95395 | 0.95395 | 0 | 0 | 0 | 0.90661 | 0.9291 | 0.95216 | 0.97579 | 1 | 0.91003 | 0.93173 | 0.95395 | 0.97671 | 1 | 0 | 0 | 0 | 0 | 0 | 1.0051 | 1.0103 | 1.0154 | 1.0088 | 1.0021 | 0.99894 | 0.99575 | 0.99257 | 0.9894 | 0.98624 | 0.99353 | 1.0009 | 1.0083 | 1.0157 | 1.0233 | 1.0274 | 1.0315 | 1.0356 | 1.0398 | 1.0439 | 1.0473 | 1.0506 | 1.054 | 1.0574 | 1.0608 | 1.0051 | 1.0103 | 1.0154 | 1.0088 | 1.0021 | 0.99894 | 0.99575 | 0.99257 | 0.9894 | 0.98624 | 0.99353 | 1.0009 | 1.0083 | 1.0157 | 1.0233 | 1.0274 | 1.0315 | 1.0356 | 1.0398 | 1.0439 | 1.0473 | 1.0506 | 1.054 | 1.0574 | 1.0608 | 0 | 0 | 0 | 0 | 0 | 0 | 0 | 0 | 0 | 0 | 0 | 0 | 0 | 0 | 0 | 0 | 0 | 0 | 0 | 0 | 0 | 0 | 0 | 0 | 0 | 0 | 0 | 0 | 0 | 0 | 0 | 0 | 0 | 0 | 0 | 0 | 0 | 0 | 0 | 0 | 0 | 0 | 0 | 0 | 0 | 0 | 0 | 0 | 0 | 0 | 0 | 0 | 0 | 0 | 0 | 0 | 0 | 0 | 0 | 0 | 0 | 0 | 0 | 0 | 0 | 0 | 0 | 0 | 0 | 0 | 0 | 0 | 0 | 0 | 0
101 | 92 | 101,92 | 99709 | Fairbanks | Y | 487 | 178 | 173 | 5 | 0 | 127 | 127 | 0 | 0 | 0 | 127 | 0 | 3062.748 | 3062.748 | 0 | 0 | 0 | 3062.748 | 388969 | 0 | 0 | 178 | 0 | 0 | 0 | 178 | 0 | 173 | 173 | 0 | 0 | 169.4842 | 169.4842 | 0 | 0 | 165.0342 | 165.0342 | 0 | 0 | 0 | 161.3758 | 165.3803 | 169.4842 | 173.6899 | 178 | 157.4351 | 161.1898 | 165.0342 | 168.9701 | 173 | 0 | 0 | 0 | 0 | 0 | 179.4388 | 180.8891 | 182.3513 | 181.1524 | 179.9614 | 179.3867 | 178.8139 | 178.2429 | 177.6737 | 177.1063 | 178.4163 | 179.7361 | 181.0656 | 182.4049 | 183.7542 | 184.4948 | 185.2355 | 185.9762 | 186.7169 | 187.4576 | 188.0647 | 188.6718 | 189.279 | 189.8861 | 190.4933 | 174.3983 | 175.808 | 177.229 | 176.0638 | 174.9063 | 174.3478 | 173.791 | 173.236 | 172.6828 | 172.1314 | 173.4047 | 174.6873 | 175.9795 | 177.2812 | 178.5925 | 179.3124 | 180.0323 | 180.7522 | 181.472 | 182.1919 | 182.782 | 183.3721 | 183.9622 | 184.5522 | 185.1423 | 0 | 0 | 0 | 0 | 0 | 0 | 0 | 0 | 0 | 0 | 0 | 0 | 0 | 0 | 0 | 0 | 0 | 0 | 0 | 0 | 0 | 0 | 0 | 0 | 0 | 0 | 0 | 0 | 0 | 0 | 0 | 0 | 0 | 0 | 0 | 0 | 0 | 0 | 0 | 0 | 0 | 0 | 0 | 0 | 0 | 0 | 0 | 0 | 0 | 0 | 0 | 0 | 0 | 0 | 0 | 0 | 0 | 0 | 0 | 0 | 0 | 0 | 0 | 0 | 0 | 0 | 0 | 0 | 0 | 0 | 0 | 0 | 0 | 0 | 0
102 | 92 | 102,92 | 99709 | Fairbanks | Y | 320 | 172 | 149 | 23 | 1 | 89 | 90 | 12 | 0 | 0 | 102 | 4000 | 2038.6629 | 2060.4556 | 4407.75 | 0 | 0 | 2336.6078 | 185441 | 52893 | 1.9111 | 170.0889 | 0 | 12 | 0 | 184 | 1.6556 | 147.3444 | 149 | 0 | 1.8197 | 161.9516 | 163.7712 | 0 | 1.5793 | 140.5599 | 142.1392 | 0 | 11.516 | 0 | 155.9362 | 159.8057 | 163.7712 | 167.8352 | 172 | 135.5944 | 138.8282 | 142.1392 | 145.5292 | 149 | 11.0515 | 11.2814 | 11.516 | 11.7555 | 12 | 173.3903 | 174.7918 | 176.2046 | 175.0461 | 173.8953 | 173.34 | 172.7864 | 172.2347 | 171.6847 | 171.1364 | 172.4023 | 173.6776 | 174.9623 | 176.2564 | 177.5602 | 178.2759 | 178.9916 | 179.7073 | 180.4231 | 181.1388 | 181.7254 | 182.3121 | 182.8988 | 183.4855 | 184.0721 | 150.2044 | 151.4184 | 152.6423 | 151.6388 | 150.6418 | 150.1608 | 149.6813 | 149.2033 | 148.7268 | 148.2519 | 149.3485 | 150.4532 | 151.5661 | 152.6873 | 153.8167 | 154.4367 | 155.0567 | 155.6767 | 156.2967 | 156.9167 | 157.425 | 157.9332 | 158.4414 | 158.9496 | 159.4578 | 12.097 | 12.1948 | 12.2933 | 12.2125 | 12.1322 | 12.0935 | 12.0549 | 12.0164 | 11.978 | 11.9398 | 12.0281 | 12.117 | 12.2067 | 12.297 | 12.3879 | 12.4379 | 12.4878 | 12.5377 | 12.5877 | 12.6376 | 12.6785 | 12.7195 | 12.7604 | 12.8013 | 12.8422 | 0 | 0 | 0 | 0 | 0 | 0 | 0 | 0 | 0 | 0 | 0 | 0 | 0 | 0 | 0 | 0 | 0 | 0 | 0 | 0 | 0 | 0 | 0 | 0 | 0 | 0 | 0 | 0 | 0 | 0 | 0 | 0 | 0 | 0 | 0 | 0 | 0 | 0 | 0 | 0 | 0 | 0 | 0 | 0 | 0 | 0 | 0 | 0 | 0 | 0
103 | 92 | 103,92 | 99709 | Fairbanks | Y | 138 | 55 | 49 | 6 | 3 | 127 | 130 | 5 | 0 | 0 | 135 | 3599 | 2650.1732 | 2672.0692 | 6711.2 | 0 | 0 | 2821.6667 | 347369 | 33556 | 1.2692 | 53.7308 | 0 | 5 | 0 | 60 | 1.1308 | 47.8692 | 49 | 0 | 1.2085 | 51.1602 | 52.3687 | 0 | 1.0787 | 45.6651 | 46.7438 | 0 | 4.7983 | 0 | 49.8633 | 51.1007 | 52.3687 | 53.6682 | 55 | 44.5914 | 45.6549 | 46.7438 | 47.8586 | 49 | 4.6048 | 4.7006 | 4.7983 | 4.8981 | 5 | 55.4446 | 55.8927 | 56.3445 | 55.974 | 55.606 | 55.4285 | 55.2515 | 55.075 | 54.8992 | 54.7239 | 55.1286 | 55.5364 | 55.9472 | 56.3611 | 56.778 | 57.0068 | 57.2357 | 57.4646 | 57.6934 | 57.9223 | 58.1099 | 58.2975 | 58.4851 | 58.6727 | 58.8603 | 49.3961 | 49.7953 | 50.1978 | 49.8678 | 49.5399 | 49.3817 | 49.224 | 49.0669 | 48.9102 | 48.754 | 49.1146 | 49.4779 | 49.8439 | 50.2126 | 50.584 | 50.7879 | 50.9918 | 51.1957 | 51.3996 | 51.6035 | 51.7706 | 51.9378 | 52.1049 | 52.272 | 52.4392 | 5.0404 | 5.0812 | 5.1222 | 5.0885 | 5.0551 | 5.039 | 5.0229 | 5.0068 | 4.9908 | 4.9749 | 5.0117 | 5.0488 | 5.0861 | 5.1237 | 5.1616 | 5.1824 | 5.2032 | 5.2241 | 5.2449 | 5.2657 | 5.2827 | 5.2998 | 5.3168 | 5.3339 | 5.3509 | 0 | 0 | 0 | 0 | 0 | 0 | 0 | 0 | 0 | 0 | 0 | 0 | 0 | 0 | 0 | 0 | 0 | 0 | 0 | 0 | 0 | 0 | 0 | 0 | 0 | 0 | 0 | 0 | 0 | 0 | 0 | 0 | 0 | 0 | 0 | 0 | 0 | 0 | 0 | 0 | 0 | 0 | 0 | 0 | 0 | 0 | 0 | 0 | 0 | 0
104 | 92 | 104,92 | 99709 | Fairbanks | Y | 100 | 47 | 43 | 4 | 1 | 44 | 45 | 17 | 0 | 0 | 62 | 4608 | 2256.7727 | 2309.0222 | 10169.1176 | 0 | 0 | 4464.2097 | 103906 | 172875 | 1.0444 | 45.9556 | 0 | 17 | 0 | 64 | 0.95556 | 42.0444 | 43 | 0 | 0.99448 | 43.757 | 44.7514 | 0 | 0.91156 | 40.1085 | 41.02 | 0 | 16.3143 | 0 | 42.6105 | 43.6678 | 44.7514 | 45.8619 | 47 | 39.1313 | 40.0645 | 41.02 | 41.9984 | 43 | 15.6563 | 15.9819 | 16.3143 | 16.6536 | 17 | 48.1027 | 49.2313 | 50.3863 | 50.0551 | 49.726 | 49.5672 | 49.4089 | 49.2511 | 49.0939 | 48.9371 | 49.2991 | 49.6637 | 50.0311 | 50.4012 | 50.774 | 50.9787 | 51.1833 | 51.388 | 51.5926 | 51.7973 | 51.9651 | 52.1328 | 52.3006 | 52.4683 | 52.6361 | 44.0089 | 45.0414 | 46.0981 | 45.7951 | 45.494 | 45.3487 | 45.2039 | 45.0595 | 44.9157 | 44.7722 | 45.1034 | 45.437 | 45.7731 | 46.1117 | 46.4528 | 46.64 | 46.8273 | 47.0145 | 47.2018 | 47.389 | 47.5425 | 47.696 | 47.8495 | 48.0029 | 48.1564 | 17.3989 | 17.8071 | 18.2248 | 18.105 | 17.986 | 17.9286 | 17.8713 | 17.8142 | 17.7574 | 17.7006 | 17.8316 | 17.9635 | 18.0964 | 18.2302 | 18.3651 | 18.4391 | 18.5131 | 18.5871 | 18.6612 | 18.7352 | 18.7959 | 18.8566 | 18.9172 | 18.9779 | 19.0386 | 0 | 0 | 0 | 0 | 0 | 0 | 0 | 0 | 0 | 0 | 0 | 0 | 0 | 0 | 0 | 0 | 0 | 0 | 0 | 0 | 0 | 0 | 0 | 0 | 0 | 0 | 0 | 0 | 0 | 0 | 0 | 0 | 0 | 0 | 0 | 0 | 0 | 0 | 0 | 0 | 0 | 0 | 0 | 0 | 0 | 0 | 0 | 0 | 0 | 0
105 | 92 | 105,92 | 99709 | Fairbanks | Y | 0 | 1 | 0 | 1 | 0 | 0 | 0 | 32 | 0 | 0 | 32 | 0 | 0 | 0 | 3682.0938 | 0 | 0 | 3682.0938 | 0 | 117827 | 0.022912 | 0.97579 | 0.0012994 | 32 | 0 | 33 | 0 | 0 | 0 | 0 | 0.021816 | 0.92911 | 0.95092 | 0.0012372 | 0 | 0 | 0 | 0 | 30.7093 | 0 | 0.90543 | 0.9279 | 0.95092 | 0.97452 | 0.9987 | 0 | 0 | 0 | 0 | 0 | 29.4707 | 30.0836 | 30.7093 | 31.348 | 32 | 1.0221 | 1.0461 | 1.0707 | 1.0636 | 1.0566 | 1.0533 | 1.0499 | 1.0465 | 1.0432 | 1.0399 | 1.0476 | 1.0553 | 1.0631 | 1.071 | 1.0789 | 1.0832 | 1.0876 | 1.0919 | 1.0963 | 1.1006 | 1.1042 | 1.1078 | 1.1113 | 1.1149 | 1.1185 | 0 | 0 | 0 | 0 | 0 | 0 | 0 | 0 | 0 | 0 | 0 | 0 | 0 | 0 | 0 | 0 | 0 | 0 | 0 | 0 | 0 | 0 | 0 | 0 | 0 | 32.7508 | 33.5192 | 34.3056 | 34.0801 | 33.856 | 33.7479 | 33.6401 | 33.5327 | 33.4256 | 33.3189 | 33.5653 | 33.8136 | 34.0637 | 34.3157 | 34.5695 | 34.7089 | 34.8482 | 34.9876 | 35.1269 | 35.2662 | 35.3805 | 35.4947 | 35.6089 | 35.7231 | 35.8373 | 0.0013299 | 0.0013611 | 0.001393 | 0.0013838 | 0.0013747 | 0.0013703 | 0.001366 | 0.0013616 | 0.0013573 | 0.0013529 | 0.0013629 | 0.001373 | 0.0013832 | 0.0013934 | 0.0014037 | 0.0014094 | 0.001415 | 0.0014207 | 0.0014263 | 0.001432 | 0.0014366 | 0.0014413 | 0.0014459 | 0.0014506 | 0.0014552 | 0 | 0 | 0 | 0 | 0 | 0 | 0 | 0 | 0 | 0 | 0 | 0 | 0 | 0 | 0 | 0 | 0 | 0 | 0 | 0 | 0 | 0 | 0 | 0 | 0
106 | 92 | 106,92 | 99709 | Fairbanks | Y | 15 | 14 | 8 | 6 | 0 | 5 | 5 | 2 | 0 | 0 | 7 | 0 | 971.8 | 971.8 | 13200.5 | 0 | 0 | 4465.7143 | 4859 | 26401 | 0 | 14 | 0 | 2 | 0 | 16 | 0 | 8 | 8 | 0 | 0 | 13.3302 | 13.3302 | 0 | 0 | 7.6316 | 7.6316 | 0 | 1.9193 | 0 | 12.6925 | 13.0074 | 13.3302 | 13.661 | 14 | 7.2802 | 7.4539 | 7.6316 | 7.8136 | 8 | 1.8419 | 1.8802 | 1.9193 | 1.9593 | 2 | 14.2553 | 14.5152 | 14.7798 | 14.6827 | 14.5861 | 14.5395 | 14.4931 | 14.4468 | 14.4007 | 14.3547 | 14.4609 | 14.5679 | 14.6756 | 14.7842 | 14.8935 | 14.9536 | 15.0136 | 15.0736 | 15.1337 | 15.1937 | 15.2429 | 15.2921 | 15.3413 | 15.3905 | 15.4397 | 8.1459 | 8.2944 | 8.4456 | 8.3901 | 8.3349 | 8.3083 | 8.2818 | 8.2553 | 8.229 | 8.2027 | 8.2634 | 8.3245 | 8.3861 | 8.4481 | 8.5106 | 8.5449 | 8.5792 | 8.6135 | 8.6478 | 8.6821 | 8.7102 | 8.7384 | 8.7665 | 8.7946 | 8.8227 | 2.0365 | 2.0736 | 2.1114 | 2.0975 | 2.0837 | 2.0771 | 2.0704 | 2.0638 | 2.0572 | 2.0507 | 2.0658 | 2.0811 | 2.0965 | 2.112 | 2.1276 | 2.1362 | 2.1448 | 2.1534 | 2.162 | 2.1705 | 2.1776 | 2.1846 | 2.1916 | 2.1986 | 2.2057 | 0 | 0 | 0 | 0 | 0 | 0 | 0 | 0 | 0 | 0 | 0 | 0 | 0 | 0 | 0 | 0 | 0 | 0 | 0 | 0 | 0 | 0 | 0 | 0 | 0 | 0 | 0 | 0 | 0 | 0 | 0 | 0 | 0 | 0 | 0 | 0 | 0 | 0 | 0 | 0 | 0 | 0 | 0 | 0 | 0 | 0 | 0 | 0 | 0 | 0
107 | 92 | 107,92 | 99709 | Fairbanks | Y | 150 | 69 | 59 | 10 | 0 | 7 | 7 | 56 | 0 | 0 | 63 | 0 | 2052.8571 | 2052.8571 | 8787.3214 | 0 | 0 | 8039.0476 | 14370 | 492090 | 0 | 69 | 0 | 56 | 0 | 125 | 0 | 59 | 59 | 0 | 0 | 65.6989 | 65.6989 | 0 | 0 | 56.2833 | 56.2833 | 0 | 53.7413 | 0 | 62.5558 | 64.1081 | 65.6989 | 67.3292 | 69 | 53.6917 | 54.9723 | 56.2833 | 57.6257 | 59 | 51.5737 | 52.6463 | 53.7413 | 54.859 | 56 | 70.2581 | 71.5391 | 72.8434 | 72.3645 | 71.8887 | 71.6592 | 71.4303 | 71.2022 | 70.9749 | 70.7482 | 71.2715 | 71.7987 | 72.3298 | 72.8648 | 73.4038 | 73.6997 | 73.9956 | 74.2915 | 74.5873 | 74.8832 | 75.1257 | 75.3683 | 75.6108 | 75.8533 | 76.0959 | 60.0757 | 61.1711 | 62.2864 | 61.8769 | 61.4701 | 61.2738 | 61.0781 | 60.8831 | 60.6887 | 60.4949 | 60.9423 | 61.3931 | 61.8472 | 62.3047 | 62.7656 | 63.0186 | 63.2716 | 63.5246 | 63.7776 | 64.0306 | 64.238 | 64.4453 | 64.6527 | 64.8601 | 65.0675 | 57.021 | 58.0607 | 59.1193 | 58.7306 | 58.3445 | 58.1582 | 57.9724 | 57.7873 | 57.6028 | 57.4188 | 57.8436 | 58.2714 | 58.7025 | 59.1367 | 59.5741 | 59.8143 | 60.0544 | 60.2945 | 60.5347 | 60.7748 | 60.9716 | 61.1685 | 61.3653 | 61.5621 | 61.759 | 0 | 0 | 0 | 0 | 0 | 0 | 0 | 0 | 0 | 0 | 0 | 0 | 0 | 0 | 0 | 0 | 0 | 0 | 0 | 0 | 0 | 0 | 0 | 0 | 0 | 0 | 0 | 0 | 0 | 0 | 0 | 0 | 0 | 0 | 0 | 0 | 0 | 0 | 0 | 0 | 0 | 0 | 0 | 0 | 0 | 0 | 0 | 0 | 0 | 0
108 | 92 | 108,92 | 99701 | Fairbanks | Y | 83 | 33 | 30 | 3 | 2 | 40 | 42 | 68 | 0 | 0 | 110 | 8361 | 2615.575 | 2889.1667 | 9206.2941 | 0 | 0 | 6794.3 | 121345 | 626028 | 1.5714 | 31.4286 | 0 | 68 | 0 | 101 | 1.4286 | 28.5714 | 30 | 0 | 1.554 | 31.0797 | 32.6337 | 0 | 1.4153 | 28.3063 | 29.7216 | 0 | 67.6488 | 0 | 32.2715 | 32.4521 | 32.6337 | 32.8163 | 33 | 29.4459 | 29.5834 | 29.7216 | 29.8605 | 30 | 67.2994 | 67.4739 | 67.6488 | 67.8242 | 68 | 33.6017 | 34.2143 | 34.8382 | 34.6091 | 34.3816 | 34.2718 | 34.1623 | 34.0532 | 33.9445 | 33.8361 | 34.0864 | 34.3385 | 34.5925 | 34.8484 | 35.1062 | 35.2477 | 35.3892 | 35.5307 | 35.6722 | 35.8137 | 35.9297 | 36.0457 | 36.1617 | 36.2777 | 36.3937 | 30.547 | 31.1039 | 31.671 | 31.4628 | 31.256 | 31.1562 | 31.0567 | 30.9575 | 30.8586 | 30.7601 | 30.9876 | 31.2168 | 31.4478 | 31.6804 | 31.9147 | 32.0433 | 32.172 | 32.3006 | 32.4293 | 32.5579 | 32.6634 | 32.7688 | 32.8743 | 32.9797 | 33.0852 | 69.2398 | 70.5023 | 71.7877 | 71.3157 | 70.8469 | 70.6206 | 70.3951 | 70.1703 | 69.9462 | 69.7229 | 70.2386 | 70.7582 | 71.2816 | 71.8088 | 72.34 | 72.6316 | 72.9232 | 73.2148 | 73.5064 | 73.798 | 74.037 | 74.276 | 74.515 | 74.754 | 74.993 | 0 | 0 | 0 | 0 | 0 | 0 | 0 | 0 | 0 | 0 | 0 | 0 | 0 | 0 | 0 | 0 | 0 | 0 | 0 | 0 | 0 | 0 | 0 | 0 | 0 | 0 | 0 | 0 | 0 | 0 | 0 | 0 | 0 | 0 | 0 | 0 | 0 | 0 | 0 | 0 | 0 | 0 | 0 | 0 | 0 | 0 | 0 | 0 | 0 | 0
109 | 92 | 109,92 | 99701 | Fairbanks | Y | 1880 | 642 | 593 | 49 | 39 | 222 | 261 | 47 | 0 | 0 | 308 | 4493.1795 | 1789.4099 | 2193.4215 | 22259.4681 | 0 | 0 | 5255.4481 | 572483 | 1046195 | 95.931 | 546.069 | 0 | 47 | 0 | 689 | 88.6092 | 504.3908 | 593 | 0 | 94.8662 | 540.0076 | 634.8738 | 0 | 87.787 | 499.7107 | 587.4977 | 0 | 46.7572 | 0 | 627.8267 | 631.3404 | 634.8738 | 638.427 | 642 | 582.0465 | 584.7657 | 587.4977 | 590.2424 | 593 | 46.5157 | 46.6363 | 46.7572 | 46.8785 | 47 | 653.7054 | 665.6243 | 677.7604 | 673.3044 | 668.8778 | 666.7418 | 664.6127 | 662.4904 | 660.3748 | 658.266 | 663.1352 | 668.0404 | 672.9819 | 677.9599 | 682.9747 | 685.7277 | 688.4806 | 691.2336 | 693.9865 | 696.7395 | 698.9961 | 701.2527 | 703.5093 | 705.7659 | 708.0225 | 603.812 | 614.8212 | 626.031 | 621.9152 | 617.8263 | 615.8534 | 613.8868 | 611.9265 | 609.9724 | 608.0245 | 612.5221 | 617.0529 | 621.6172 | 626.2153 | 630.8474 | 633.3902 | 635.933 | 638.4759 | 641.0187 | 643.5615 | 645.6459 | 647.7303 | 649.8146 | 651.899 | 653.9834 | 47.8569 | 48.7295 | 49.618 | 49.2918 | 48.9677 | 48.8113 | 48.6554 | 48.5001 | 48.3452 | 48.1908 | 48.5473 | 48.9064 | 49.2681 | 49.6326 | 49.9997 | 50.2012 | 50.4028 | 50.6043 | 50.8059 | 51.0074 | 51.1726 | 51.3378 | 51.503 | 51.6682 | 51.8334 | 0 | 0 | 0 | 0 | 0 | 0 | 0 | 0 | 0 | 0 | 0 | 0 | 0 | 0 | 0 | 0 | 0 | 0 | 0 | 0 | 0 | 0 | 0 | 0 | 0 | 0 | 0 | 0 | 0 | 0 | 0 | 0 | 0 | 0 | 0 | 0 | 0 | 0 | 0 | 0 | 0 | 0 | 0 | 0 | 0 | 0 | 0 | 0 | 0 | 0
110 | 92 | 110,92 | 99701 | Fairbanks | Y | 139 | 64 | 58 | 6 | 0 | 31 | 31 | 66 | 0 | 0 | 97 | 0 | 1157.9677 | 1157.9677 | 11259.0909 | 0 | 0 | 8030.8969 | 35897 | 743100 | 0 | 64 | 0 | 66 | 0 | 130 | 0 | 58 | 58 | 0 | 0 | 63.2896 | 63.2896 | 0 | 0 | 57.4618 | 57.4618 | 0 | 65.6591 | 0 | 62.5871 | 62.9374 | 63.2896 | 63.6438 | 64 | 56.9287 | 57.1946 | 57.4618 | 57.7303 | 58 | 65.32 | 65.4893 | 65.6591 | 65.8293 | 66 | 65.1669 | 66.3551 | 67.5649 | 67.1207 | 66.6794 | 66.4665 | 66.2542 | 66.0427 | 65.8318 | 65.6215 | 66.1069 | 66.5959 | 67.0885 | 67.5848 | 68.0847 | 68.3591 | 68.6336 | 68.908 | 69.1825 | 69.4569 | 69.6819 | 69.9068 | 70.1318 | 70.3567 | 70.5817 | 59.0575 | 60.1343 | 61.2307 | 60.8281 | 60.4282 | 60.2352 | 60.0429 | 59.8512 | 59.66 | 59.4695 | 59.9094 | 60.3526 | 60.799 | 61.2487 | 61.7018 | 61.9505 | 62.1992 | 62.4479 | 62.6966 | 62.9453 | 63.1492 | 63.353 | 63.5569 | 63.7608 | 63.9646 | 67.2034 | 68.4287 | 69.6763 | 69.2182 | 68.7631 | 68.5436 | 68.3247 | 68.1065 | 67.889 | 67.6722 | 68.1728 | 68.677 | 69.1851 | 69.6968 | 70.2124 | 70.4954 | 70.7784 | 71.0614 | 71.3444 | 71.6274 | 71.8594 | 72.0914 | 72.3234 | 72.5554 | 72.7874 | 0 | 0 | 0 | 0 | 0 | 0 | 0 | 0 | 0 | 0 | 0 | 0 | 0 | 0 | 0 | 0 | 0 | 0 | 0 | 0 | 0 | 0 | 0 | 0 | 0 | 0 | 0 | 0 | 0 | 0 | 0 | 0 | 0 | 0 | 0 | 0 | 0 | 0 | 0 | 0 | 0 | 0 | 0 | 0 | 0 | 0 | 0 | 0 | 0 | 0
111 | 92 | 111,92 | 99701 | Fairbanks | Y | 482 | 178 | 147 | 31 | 0 | 14 | 14 | 26 | 0 | 0 | 40 | 0 | 2151.5714 | 2151.5714 | 5604.5385 | 0 | 0 | 4396 | 30122 | 145718 | 0 | 178 | 0 | 26 | 0 | 204 | 0 | 147 | 147 | 0 | 0 | 176.0242 | 176.0242 | 0 | 0 | 145.636 | 145.636 | 0 | 25.8657 | 0 | 174.0703 | 175.0445 | 176.0242 | 177.0093 | 178 | 144.2847 | 144.9588 | 145.636 | 146.3164 | 147 | 25.7321 | 25.7988 | 25.8657 | 25.9328 | 26 | 181.2454 | 184.55 | 187.9149 | 186.6794 | 185.4521 | 184.8599 | 184.2696 | 183.6811 | 183.0946 | 182.5099 | 183.8599 | 185.2199 | 186.59 | 187.9702 | 189.3606 | 190.1239 | 190.8872 | 191.6504 | 192.4137 | 193.177 | 193.8026 | 194.4283 | 195.054 | 195.6796 | 196.3053 | 149.6802 | 152.4093 | 155.1881 | 154.1678 | 153.1543 | 152.6652 | 152.1777 | 151.6917 | 151.2073 | 150.7245 | 151.8394 | 152.9625 | 154.094 | 155.2338 | 156.3821 | 157.0124 | 157.6428 | 158.2731 | 158.9035 | 159.5338 | 160.0505 | 160.5672 | 161.0839 | 161.6006 | 162.1173 | 26.4741 | 26.9567 | 27.4482 | 27.2678 | 27.0885 | 27.002 | 26.9158 | 26.8298 | 26.7442 | 26.6587 | 26.8559 | 27.0546 | 27.2547 | 27.4563 | 27.6594 | 27.7709 | 27.8824 | 27.9939 | 28.1054 | 28.2169 | 28.3083 | 28.3996 | 28.491 | 28.5824 | 28.6738 | 0 | 0 | 0 | 0 | 0 | 0 | 0 | 0 | 0 | 0 | 0 | 0 | 0 | 0 | 0 | 0 | 0 | 0 | 0 | 0 | 0 | 0 | 0 | 0 | 0 | 0 | 0 | 0 | 0 | 0 | 0 | 0 | 0 | 0 | 0 | 0 | 0 | 0 | 0 | 0 | 0 | 0 | 0 | 0 | 0 | 0 | 0 | 0 | 0 | 0
113 | 92 | 113,92 | 99703 | Fairbanks | Y | 228 | 3 | 0 | 3 | 0 | 0 | 0 | 0 | 0 | 0 | 0 | 0 | 834.495 | 834.495 | 1408.3846 | 0 | 0 | 1365.174 | 0 | 0 | 0.068737 | 2.9274 | 0.0038981 | 0 | 0 | 3 | 0 | 0 | 0 | 0 | 0.067412 | 2.8709 | 2.9383 | 0.003823 | 0 | 0 | 0 | 0 | 0 | 0 | 2.8817 | 2.9099 | 2.9383 | 2.9671 | 2.9961 | 0 | 0 | 0 | 0 | 0 | 0 | 0 | 0 | 0 | 0 | 3.0086 | 3.0211 | 3.0336 | 3.0137 | 2.9938 | 2.9843 | 2.9748 | 2.9653 | 2.9558 | 2.9463 | 2.9681 | 2.9901 | 3.0122 | 3.0345 | 3.0569 | 3.0693 | 3.0816 | 3.0939 | 3.1062 | 3.1186 | 3.1287 | 3.1388 | 3.1489 | 3.159 | 3.1691 | 0 | 0 | 0 | 0 | 0 | 0 | 0 | 0 | 0 | 0 | 0 | 0 | 0 | 0 | 0 | 0 | 0 | 0 | 0 | 0 | 0 | 0 | 0 | 0 | 0 | 0 | 0 | 0 | 0 | 0 | 0 | 0 | 0 | 0 | 0 | 0 | 0 | 0 | 0 | 0 | 0 | 0 | 0 | 0 | 0 | 0 | 0 | 0 | 0 | 0 | 0.0039143 | 0.0039306 | 0.0039469 | 0.003921 | 0.0038952 | 0.0038828 | 0.0038704 | 0.003858 | 0.0038457 | 0.0038334 | 0.0038618 | 0.0038903 | 0.0039191 | 0.0039481 | 0.0039773 | 0.0039933 | 0.0040094 | 0.0040254 | 0.0040414 | 0.0040574 | 0.0040706 | 0.0040837 | 0.0040969 | 0.00411 | 0.0041232 | 0 | 0 | 0 | 0 | 0 | 0 | 0 | 0 | 0 | 0 | 0 | 0 | 0 | 0 | 0 | 0 | 0 | 0 | 0 | 0 | 0 | 0 | 0 | 0 | 0
115 | 92 | 115,92 | 99705 | North Pole | Y | 348 | 158 | 136 | 22 | 3 | 130 | 133 | 6 | 0 | 0 | 139 | 4293 | 1719.2692 | 1777.3233 | 18915.1667 | 0 | 0 | 2517.0863 | 236384 | 113491 | 3.5639 | 154.4361 | 0 | 6 | 0 | 164 | 3.0677 | 132.9323 | 136 | 0 | 3.3078 | 143.3401 | 146.648 | 0 | 2.8619 | 124.0142 | 126.8761 | 0 | 5.6406 | 0 | 136.1116 | 141.2816 | 146.648 | 152.2182 | 158 | 118.3642 | 122.5463 | 126.8761 | 131.3588 | 136 | 5.3028 | 5.4691 | 5.6406 | 5.8175 | 6 | 161.8046 | 165.7008 | 169.6908 | 168.5751 | 167.4668 | 166.932 | 166.399 | 165.8676 | 165.3379 | 164.81 | 166.0291 | 167.2572 | 168.4944 | 169.7407 | 170.9963 | 171.6855 | 172.3748 | 173.064 | 173.7533 | 174.4425 | 175.0075 | 175.5725 | 176.1375 | 176.7025 | 177.2675 | 139.2748 | 142.6285 | 146.0629 | 145.1026 | 144.1486 | 143.6883 | 143.2295 | 142.7721 | 142.3162 | 141.8617 | 142.9111 | 143.9682 | 145.0331 | 146.1059 | 147.1867 | 147.7799 | 148.3732 | 148.9665 | 149.5598 | 150.1531 | 150.6394 | 151.1257 | 151.612 | 152.0983 | 152.5847 | 6.1445 | 6.2924 | 6.444 | 6.4016 | 6.3595 | 6.3392 | 6.3189 | 6.2988 | 6.2787 | 6.2586 | 6.3049 | 6.3515 | 6.3985 | 6.4458 | 6.4935 | 6.5197 | 6.5459 | 6.5721 | 6.5982 | 6.6244 | 6.6459 | 6.6673 | 6.6888 | 6.7102 | 6.7317 | 0 | 0 | 0 | 0 | 0 | 0 | 0 | 0 | 0 | 0 | 0 | 0 | 0 | 0 | 0 | 0 | 0 | 0 | 0 | 0 | 0 | 0 | 0 | 0 | 0 | 0 | 0 | 0 | 0 | 0 | 0 | 0 | 0 | 0 | 0 | 0 | 0 | 0 | 0 | 0 | 0 | 0 | 0 | 0 | 0 | 0 | 0 | 0 | 0 | 0
116 | 92 | 116,92 | 99705 | North Pole | Y | 856 | 324 | 300 | 24 | 2 | 210 | 212 | 11 | 0 | 0 | 223 | 4232 | 2089.3619 | 2109.5755 | 3282.5455 | 0 | 0 | 2167.435 | 447230 | 36108 | 3.0566 | 320.9434 | 0 | 11 | 0 | 335 | 2.8302 | 297.1698 | 300 | 0 | 2.837 | 297.8842 | 300.7212 | 0 | 2.6403 | 277.2334 | 279.8737 | 0 | 10.3412 | 0 | 279.1148 | 289.7167 | 300.7212 | 312.1436 | 324 | 261.0976 | 270.3227 | 279.8737 | 289.7622 | 300 | 9.7218 | 10.0267 | 10.3412 | 10.6655 | 11 | 331.76 | 339.7058 | 347.8419 | 345.555 | 343.2831 | 342.1869 | 341.0942 | 340.005 | 338.9192 | 337.8369 | 340.3359 | 342.8534 | 345.3894 | 347.9443 | 350.518 | 351.9309 | 353.3437 | 354.7566 | 356.1695 | 357.5824 | 358.7405 | 359.8986 | 361.0568 | 362.2149 | 363.3731 | 307.1851 | 314.5424 | 322.0758 | 319.9583 | 317.8547 | 316.8397 | 315.8279 | 314.8194 | 313.8141 | 312.812 | 315.1258 | 317.4568 | 319.805 | 322.1706 | 324.5537 | 325.8619 | 327.1701 | 328.4784 | 329.7866 | 331.0948 | 332.1671 | 333.2395 | 334.3118 | 335.3842 | 336.4565 | 11.2635 | 11.5332 | 11.8094 | 11.7318 | 11.6547 | 11.6175 | 11.5804 | 11.5434 | 11.5065 | 11.4698 | 11.5546 | 11.6401 | 11.7262 | 11.8129 | 11.9003 | 11.9483 | 11.9962 | 12.0442 | 12.0922 | 12.1401 | 12.1795 | 12.2188 | 12.2581 | 12.2974 | 12.3367 | 0 | 0 | 0 | 0 | 0 | 0 | 0 | 0 | 0 | 0 | 0 | 0 | 0 | 0 | 0 | 0 | 0 | 0 | 0 | 0 | 0 | 0 | 0 | 0 | 0 | 0 | 0 | 0 | 0 | 0 | 0 | 0 | 0 | 0 | 0 | 0 | 0 | 0 | 0 | 0 | 0 | 0 | 0 | 0 | 0 | 0 | 0 | 0 | 0 | 0
117 | 92 | 117,92 | 99705 | North Pole | Y | 81 | 33 | 31 | 2 | 1 | 89 | 90 | 3 | 0 | 0 | 93 | 3292 | 2004.3146 | 2018.6222 | 5510.6667 | 0 | 0 | 2131.2688 | 181676 | 16532 | 0.36667 | 32.6333 | 0 | 3 | 0 | 36 | 0.34444 | 30.6556 | 31 | 0 | 0.34032 | 30.2887 | 30.629 | 0 | 0.32134 | 28.5989 | 28.9203 | 0 | 2.8203 | 0 | 28.4284 | 29.5082 | 30.629 | 31.7924 | 33 | 26.9801 | 27.9333 | 28.9203 | 29.9421 | 31 | 2.6514 | 2.7346 | 2.8203 | 2.9088 | 3 | 33.339 | 33.6816 | 34.0276 | 33.8039 | 33.5816 | 33.4744 | 33.3675 | 33.2609 | 33.1547 | 33.0489 | 33.2933 | 33.5396 | 33.7877 | 34.0376 | 34.2894 | 34.4276 | 34.5658 | 34.704 | 34.8422 | 34.9804 | 35.0937 | 35.207 | 35.3203 | 35.4336 | 35.5469 | 31.3185 | 31.6402 | 31.9653 | 31.7552 | 31.5464 | 31.4456 | 31.3452 | 31.2451 | 31.1454 | 31.0459 | 31.2755 | 31.5069 | 31.7399 | 31.9747 | 32.2112 | 32.3411 | 32.4709 | 32.6007 | 32.7306 | 32.8604 | 32.9669 | 33.0733 | 33.1797 | 33.2861 | 33.3926 | 3.0308 | 3.062 | 3.0934 | 3.0731 | 3.0529 | 3.0431 | 3.0334 | 3.0237 | 3.0141 | 3.0044 | 3.0267 | 3.0491 | 3.0716 | 3.0943 | 3.1172 | 3.1298 | 3.1423 | 3.1549 | 3.1675 | 3.18 | 3.1903 | 3.2006 | 3.2109 | 3.2212 | 3.2315 | 0 | 0 | 0 | 0 | 0 | 0 | 0 | 0 | 0 | 0 | 0 | 0 | 0 | 0 | 0 | 0 | 0 | 0 | 0 | 0 | 0 | 0 | 0 | 0 | 0 | 0 | 0 | 0 | 0 | 0 | 0 | 0 | 0 | 0 | 0 | 0 | 0 | 0 | 0 | 0 | 0 | 0 | 0 | 0 | 0 | 0 | 0 | 0 | 0 | 0
118 | 92 | 118,92 | 99705 | North Pole | Y | 123 | 54 | 49 | 5 | 0 | 15 | 15 | 0 | 0 | 0 | 15 | 0 | 1687.8 | 1687.8 | 0 | 0 | 0 | 1687.8 | 25317 | 0 | 0 | 54 | 0 | 0 | 0 | 54 | 0 | 49 | 49 | 0 | 0 | 50.1202 | 50.1202 | 0 | 0 | 45.7127 | 45.7127 | 0 | 0 | 0 | 46.5191 | 48.2861 | 50.1202 | 52.0239 | 54 | 42.6459 | 44.1527 | 45.7127 | 47.3278 | 49 | 0 | 0 | 0 | 0 | 0 | 54.5548 | 55.1153 | 55.6815 | 55.3154 | 54.9518 | 54.7763 | 54.6014 | 54.427 | 54.2532 | 54.0799 | 54.48 | 54.883 | 55.2889 | 55.6979 | 56.1099 | 56.3361 | 56.5622 | 56.7884 | 57.0146 | 57.2407 | 57.4261 | 57.6115 | 57.7969 | 57.9823 | 58.1677 | 49.5034 | 50.012 | 50.5258 | 50.1936 | 49.8636 | 49.7044 | 49.5457 | 49.3875 | 49.2297 | 49.0725 | 49.4355 | 49.8012 | 50.1696 | 50.5407 | 50.9145 | 51.1198 | 51.325 | 51.5302 | 51.7354 | 51.9407 | 52.1089 | 52.2771 | 52.4453 | 52.6136 | 52.7818 | 0 | 0 | 0 | 0 | 0 | 0 | 0 | 0 | 0 | 0 | 0 | 0 | 0 | 0 | 0 | 0 | 0 | 0 | 0 | 0 | 0 | 0 | 0 | 0 | 0 | 0 | 0 | 0 | 0 | 0 | 0 | 0 | 0 | 0 | 0 | 0 | 0 | 0 | 0 | 0 | 0 | 0 | 0 | 0 | 0 | 0 | 0 | 0 | 0 | 0 | 0 | 0 | 0 | 0 | 0 | 0 | 0 | 0 | 0 | 0 | 0 | 0 | 0 | 0 | 0 | 0 | 0 | 0 | 0 | 0 | 0 | 0 | 0 | 0 | 0
119 | 92 | 119,92 | 99705 | North Pole | Y | 274 | 104 | 93 | 11 | 1 | 102 | 103 | 9 | 0 | 0 | 112 | 3536 | 2194.3431 | 2207.3689 | 4649.2222 | 0 | 0 | 2403.5893 | 227359 | 41843 | 1.0097 | 102.9903 | 0 | 9 | 0 | 113 | 0.90291 | 92.0971 | 93 | 0 | 0.93716 | 95.5906 | 96.5278 | 0 | 0.84234 | 85.9185 | 86.7608 | 0 | 8.461 | 0 | 89.5924 | 92.9955 | 96.5278 | 100.1943 | 104 | 80.9403 | 83.8 | 86.7608 | 89.8263 | 93 | 7.9542 | 8.2037 | 8.461 | 8.7263 | 9 | 105.0685 | 106.1479 | 107.2385 | 106.5334 | 105.833 | 105.495 | 105.1582 | 104.8224 | 104.4876 | 104.154 | 104.9244 | 105.7005 | 106.4824 | 107.27 | 108.0635 | 108.4991 | 108.9347 | 109.3702 | 109.8058 | 110.2414 | 110.5985 | 110.9555 | 111.3126 | 111.6696 | 112.0267 | 93.9555 | 94.9207 | 95.8959 | 95.2655 | 94.6391 | 94.3369 | 94.0357 | 93.7354 | 93.4361 | 93.1377 | 93.8266 | 94.5207 | 95.2198 | 95.9242 | 96.6337 | 97.0232 | 97.4127 | 97.8022 | 98.1918 | 98.5813 | 98.9006 | 99.2198 | 99.5391 | 99.8584 | 100.1777 | 9.0925 | 9.1859 | 9.2803 | 9.2192 | 9.1586 | 9.1294 | 9.1002 | 9.0712 | 9.0422 | 9.0133 | 9.08 | 9.1472 | 9.2148 | 9.283 | 9.3516 | 9.3893 | 9.427 | 9.4647 | 9.5024 | 9.5401 | 9.571 | 9.6019 | 9.6328 | 9.6637 | 9.6946 | 0 | 0 | 0 | 0 | 0 | 0 | 0 | 0 | 0 | 0 | 0 | 0 | 0 | 0 | 0 | 0 | 0 | 0 | 0 | 0 | 0 | 0 | 0 | 0 | 0 | 0 | 0 | 0 | 0 | 0 | 0 | 0 | 0 | 0 | 0 | 0 | 0 | 0 | 0 | 0 | 0 | 0 | 0 | 0 | 0 | 0 | 0 | 0 | 0 | 0
120 | 92 | 120,92 | 99705 | North Pole | Y | 217 | 77 | 70 | 7 | 1 | 147 | 148 | 2 | 0 | 0 | 150 | 3024 | 2220.9592 | 2226.3851 | 2932 | 0 | 0 | 2235.7933 | 329505 | 5864 | 0.52027 | 76.4797 | 0 | 2 | 0 | 79 | 0.47297 | 69.527 | 70 | 0 | 0.48289 | 70.9848 | 71.4677 | 0 | 0.44124 | 64.8626 | 65.3039 | 0 | 1.8802 | 0 | 66.3328 | 68.8524 | 71.4677 | 74.1823 | 77 | 60.9228 | 63.0753 | 65.3039 | 67.6112 | 70 | 1.7676 | 1.823 | 1.8802 | 1.9392 | 2 | 78.7107 | 80.4595 | 82.2471 | 81.7064 | 81.1692 | 80.91 | 80.6516 | 80.3941 | 80.1373 | 79.8814 | 80.4723 | 81.0676 | 81.6672 | 82.2713 | 82.8799 | 83.2139 | 83.548 | 83.8821 | 84.2162 | 84.5502 | 84.8241 | 85.0979 | 85.3718 | 85.6456 | 85.9194 | 71.5552 | 73.145 | 74.7701 | 74.2785 | 73.7902 | 73.5545 | 73.3196 | 73.0855 | 72.8521 | 72.6195 | 73.1566 | 73.6978 | 74.2429 | 74.7921 | 75.3453 | 75.649 | 75.9527 | 76.2564 | 76.5601 | 76.8638 | 77.1128 | 77.3617 | 77.6107 | 77.8596 | 78.1086 | 2.0444 | 2.0899 | 2.1363 | 2.1222 | 2.1083 | 2.1016 | 2.0948 | 2.0882 | 2.0815 | 2.0748 | 2.0902 | 2.1057 | 2.1212 | 2.1369 | 2.1527 | 2.1614 | 2.1701 | 2.1788 | 2.1874 | 2.1961 | 2.2032 | 2.2103 | 2.2174 | 2.2246 | 2.2317 | 0 | 0 | 0 | 0 | 0 | 0 | 0 | 0 | 0 | 0 | 0 | 0 | 0 | 0 | 0 | 0 | 0 | 0 | 0 | 0 | 0 | 0 | 0 | 0 | 0 | 0 | 0 | 0 | 0 | 0 | 0 | 0 | 0 | 0 | 0 | 0 | 0 | 0 | 0 | 0 | 0 | 0 | 0 | 0 | 0 | 0 | 0 | 0 | 0 | 0
121 | 92 | 121,92 | 99705 | North Pole | Y | 524 | 203 | 184 | 19 | 0 | 131 | 131 | 2 | 0 | 0 | 133 | 0 | 1959.0916 | 1959.0916 | 5122 | 0 | 0 | 2006.6541 | 256641 | 10244 | 0 | 203 | 0 | 2 | 0 | 205 | 0 | 184 | 184 | 0 | 0 | 188.4148 | 188.4148 | 0 | 0 | 171.6559 | 171.6559 | 0 | 1.8802 | 0 | 174.8775 | 181.52 | 188.4148 | 195.5715 | 203 | 160.1399 | 165.7979 | 171.6559 | 177.7208 | 184 | 1.7676 | 1.823 | 1.8802 | 1.9392 | 2 | 206.3072 | 209.6682 | 213.084 | 211.6831 | 210.2914 | 209.6198 | 208.9505 | 208.2832 | 207.6181 | 206.9551 | 208.486 | 210.0281 | 211.5817 | 213.1467 | 214.7234 | 215.5889 | 216.4544 | 217.3199 | 218.1854 | 219.0509 | 219.7604 | 220.4699 | 221.1793 | 221.8888 | 222.5983 | 186.9976 | 190.0441 | 193.1402 | 191.8704 | 190.6089 | 190.0003 | 189.3935 | 188.7887 | 188.1859 | 187.5849 | 188.9725 | 190.3703 | 191.7785 | 193.1971 | 194.6261 | 195.4106 | 196.1951 | 196.9796 | 197.7641 | 198.5486 | 199.1917 | 199.8348 | 200.4778 | 201.1209 | 201.7639 | 2.0326 | 2.0657 | 2.0994 | 2.0855 | 2.0718 | 2.0652 | 2.0586 | 2.0521 | 2.0455 | 2.039 | 2.054 | 2.0692 | 2.0845 | 2.1 | 2.1155 | 2.124 | 2.1326 | 2.1411 | 2.1496 | 2.1581 | 2.1651 | 2.1721 | 2.1791 | 2.1861 | 2.1931 | 0 | 0 | 0 | 0 | 0 | 0 | 0 | 0 | 0 | 0 | 0 | 0 | 0 | 0 | 0 | 0 | 0 | 0 | 0 | 0 | 0 | 0 | 0 | 0 | 0 | 0 | 0 | 0 | 0 | 0 | 0 | 0 | 0 | 0 | 0 | 0 | 0 | 0 | 0 | 0 | 0 | 0 | 0 | 0 | 0 | 0 | 0 | 0 | 0 | 0
122 | 92 | 122,92 | 99705 | - | N | 2 | 1 | 1 | 0 | 0 | 0 | 0 | 0 | 0 | 0 | 0 | 0 | 834.495 | 834.495 | 1408.3846 | 0 | 0 | 1365.174 | 0 | 0 | 0.022912 | 0.97579 | 0.0012994 | 0 | 0 | 1 | 0.022912 | 0.97579 | 0.9987 | 0.0012994 | 0.021266 | 0.90568 | 0.92695 | 0.001206 | 0.021375 | 0.91032 | 0.9317 | 0.0012122 | 0 | 0 | 0.86035 | 0.89303 | 0.92695 | 0.96215 | 0.9987 | 0.86919 | 0.8999 | 0.9317 | 0.96462 | 0.9987 | 0 | 0 | 0 | 0 | 0 | 1.015 | 1.0315 | 1.0483 | 1.0414 | 1.0346 | 1.0313 | 1.028 | 1.0247 | 1.0214 | 1.0182 | 1.0257 | 1.0333 | 1.0409 | 1.0486 | 1.0564 | 1.0606 | 1.0649 | 1.0692 | 1.0734 | 1.0777 | 1.0812 | 1.0846 | 1.0881 | 1.0916 | 1.0951 | 1.015 | 1.0315 | 1.0483 | 1.0414 | 1.0346 | 1.0313 | 1.028 | 1.0247 | 1.0214 | 1.0182 | 1.0257 | 1.0333 | 1.0409 | 1.0486 | 1.0564 | 1.0606 | 1.0649 | 1.0692 | 1.0734 | 1.0777 | 1.0812 | 1.0846 | 1.0881 | 1.0916 | 1.0951 | 0 | 0 | 0 | 0 | 0 | 0 | 0 | 0 | 0 | 0 | 0 | 0 | 0 | 0 | 0 | 0 | 0 | 0 | 0 | 0 | 0 | 0 | 0 | 0 | 0 | 0.0013205 | 0.0013421 | 0.0013639 | 0.001355 | 0.001346 | 0.0013417 | 0.0013375 | 0.0013332 | 0.0013289 | 0.0013247 | 0.0013345 | 0.0013444 | 0.0013543 | 0.0013643 | 0.0013744 | 0.00138 | 0.0013855 | 0.001391 | 0.0013966 | 0.0014021 | 0.0014067 | 0.0014112 | 0.0014157 | 0.0014203 | 0.0014248 | 0 | 0 | 0 | 0 | 0 | 0 | 0 | 0 | 0 | 0 | 0 | 0 | 0 | 0 | 0 | 0 | 0 | 0 | 0 | 0 | 0 | 0 | 0 | 0 | 0
124 | 92 | 124,92 | 99705 | - | N | 143 | 62 | 51 | 11 | 0 | 0 | 0 | 0 | 0 | 0 | 0 | 0 | 834.495 | 834.495 | 1408.3846 | 0 | 0 | 1365.174 | 0 | 0 | 1.4206 | 60.4989 | 0.080561 | 0 | 0 | 62 | 1.1685 | 49.7652 | 50.9337 | 0.066268 | 1.3185 | 56.1521 | 57.4706 | 0.074773 | 1.0901 | 46.4266 | 47.5167 | 0.061822 | 0 | 0 | 53.3415 | 55.3676 | 57.4706 | 59.6536 | 61.9194 | 44.3289 | 45.8951 | 47.5167 | 49.1956 | 50.9337 | 0 | 0 | 0 | 0 | 0 | 62.9282 | 63.9534 | 64.9953 | 64.568 | 64.1435 | 63.9386 | 63.7345 | 63.5309 | 63.3281 | 63.1258 | 63.5928 | 64.0632 | 64.537 | 65.0144 | 65.4953 | 65.7593 | 66.0233 | 66.2873 | 66.5513 | 66.8153 | 67.0317 | 67.2481 | 67.4645 | 67.6809 | 67.8973 | 51.7635 | 52.6068 | 53.4639 | 53.1124 | 52.7632 | 52.5947 | 52.4267 | 52.2593 | 52.0924 | 51.9261 | 52.3102 | 52.6971 | 53.0869 | 53.4796 | 53.8752 | 54.0924 | 54.3095 | 54.5267 | 54.7438 | 54.961 | 55.139 | 55.317 | 55.495 | 55.673 | 55.851 | 0 | 0 | 0 | 0 | 0 | 0 | 0 | 0 | 0 | 0 | 0 | 0 | 0 | 0 | 0 | 0 | 0 | 0 | 0 | 0 | 0 | 0 | 0 | 0 | 0 | 0.081874 | 0.083208 | 0.084563 | 0.084007 | 0.083455 | 0.083188 | 0.082923 | 0.082658 | 0.082394 | 0.082131 | 0.082738 | 0.08335 | 0.083967 | 0.084588 | 0.085214 | 0.085557 | 0.085901 | 0.086244 | 0.086588 | 0.086931 | 0.087213 | 0.087494 | 0.087776 | 0.088057 | 0.088339 | 0 | 0 | 0 | 0 | 0 | 0 | 0 | 0 | 0 | 0 | 0 | 0 | 0 | 0 | 0 | 0 | 0 | 0 | 0 | 0 | 0 | 0 | 0 | 0 | 0
85 | 93 | 85,93 | 99709 | - | N | 0 | 1 | 0 | 1 | 0 | 0 | 0 | 0 | 0 | 0 | 0 | 0 | 834.495 | 834.495 | 1408.3846 | 0 | 0 | 1365.174 | 0 | 0 | 0.022912 | 0.97579 | 0.0012994 | 0 | 0 | 1 | 0 | 0 | 0 | 0 | 0.021816 | 0.92911 | 0.95092 | 0.0012372 | 0 | 0 | 0 | 0 | 0 | 0 | 0.90543 | 0.9279 | 0.95092 | 0.97452 | 0.9987 | 0 | 0 | 0 | 0 | 0 | 0 | 0 | 0 | 0 | 0 | 1.0038 | 1.009 | 1.0141 | 1.0075 | 1.0008 | 0.99764 | 0.99445 | 0.99128 | 0.98811 | 0.98496 | 0.99224 | 0.99958 | 1.007 | 1.0144 | 1.0219 | 1.026 | 1.0302 | 1.0343 | 1.0384 | 1.0425 | 1.0459 | 1.0493 | 1.0527 | 1.056 | 1.0594 | 0 | 0 | 0 | 0 | 0 | 0 | 0 | 0 | 0 | 0 | 0 | 0 | 0 | 0 | 0 | 0 | 0 | 0 | 0 | 0 | 0 | 0 | 0 | 0 | 0 | 0 | 0 | 0 | 0 | 0 | 0 | 0 | 0 | 0 | 0 | 0 | 0 | 0 | 0 | 0 | 0 | 0 | 0 | 0 | 0 | 0 | 0 | 0 | 0 | 0 | 0.001306 | 0.0013127 | 0.0013194 | 0.0013108 | 0.0013022 | 0.001298 | 0.0012939 | 0.0012897 | 0.0012856 | 0.0012815 | 0.001291 | 0.0013005 | 0.0013101 | 0.0013198 | 0.0013296 | 0.001335 | 0.0013403 | 0.0013457 | 0.001351 | 0.0013564 | 0.0013608 | 0.0013652 | 0.0013696 | 0.001374 | 0.0013784 | 0 | 0 | 0 | 0 | 0 | 0 | 0 | 0 | 0 | 0 | 0 | 0 | 0 | 0 | 0 | 0 | 0 | 0 | 0 | 0 | 0 | 0 | 0 | 0 | 0
93 | 93 | 93,93 | 99709 | - | N | 3 | 1 | 1 | 0 | 0 | 10 | 10 | 0 | 0 | 0 | 10 | 0 | 1771.8 | 1771.8 | 0 | 0 | 0 | 1771.8 | 17718 | 0 | 0 | 1 | 0 | 0 | 0 | 1 | 0 | 1 | 1 | 0 | 0 | 0.95216 | 0.95216 | 0 | 0 | 0.95395 | 0.95395 | 0 | 0 | 0 | 0.90661 | 0.9291 | 0.95216 | 0.97579 | 1 | 0.91003 | 0.93173 | 0.95395 | 0.97671 | 1 | 0 | 0 | 0 | 0 | 0 | 1.0051 | 1.0103 | 1.0154 | 1.0088 | 1.0021 | 0.99894 | 0.99575 | 0.99257 | 0.9894 | 0.98624 | 0.99353 | 1.0009 | 1.0083 | 1.0157 | 1.0233 | 1.0274 | 1.0315 | 1.0356 | 1.0398 | 1.0439 | 1.0473 | 1.0506 | 1.054 | 1.0574 | 1.0608 | 1.0051 | 1.0103 | 1.0154 | 1.0088 | 1.0021 | 0.99894 | 0.99575 | 0.99257 | 0.9894 | 0.98624 | 0.99353 | 1.0009 | 1.0083 | 1.0157 | 1.0233 | 1.0274 | 1.0315 | 1.0356 | 1.0398 | 1.0439 | 1.0473 | 1.0506 | 1.054 | 1.0574 | 1.0608 | 0 | 0 | 0 | 0 | 0 | 0 | 0 | 0 | 0 | 0 | 0 | 0 | 0 | 0 | 0 | 0 | 0 | 0 | 0 | 0 | 0 | 0 | 0 | 0 | 0 | 0 | 0 | 0 | 0 | 0 | 0 | 0 | 0 | 0 | 0 | 0 | 0 | 0 | 0 | 0 | 0 | 0 | 0 | 0 | 0 | 0 | 0 | 0 | 0 | 0 | 0 | 0 | 0 | 0 | 0 | 0 | 0 | 0 | 0 | 0 | 0 | 0 | 0 | 0 | 0 | 0 | 0 | 0 | 0 | 0 | 0 | 0 | 0 | 0 | 0
98 | 93 | 98,93 | 99709 | - | N | 39 | 18 | 18 | 0 | 0 | 22 | 22 | 0 | 0 | 0 | 22 | 0 | 1831.2273 | 1831.2273 | 0 | 0 | 0 | 1831.2273 | 40287 | 0 | 0 | 18 | 0 | 0 | 0 | 18 | 0 | 18 | 18 | 0 | 0 | 17.1389 | 17.1389 | 0 | 0 | 17.1712 | 17.1712 | 0 | 0 | 0 | 16.3189 | 16.7239 | 17.1389 | 17.5641 | 18 | 16.3805 | 16.7712 | 17.1712 | 17.5807 | 18 | 0 | 0 | 0 | 0 | 0 | 18.0922 | 18.1849 | 18.278 | 18.1579 | 18.0385 | 17.9809 | 17.9235 | 17.8662 | 17.8092 | 17.7523 | 17.8836 | 18.0159 | 18.1492 | 18.2834 | 18.4187 | 18.4929 | 18.5671 | 18.6414 | 18.7156 | 18.7899 | 18.8507 | 18.9116 | 18.9724 | 19.0333 | 19.0942 | 18.0922 | 18.1849 | 18.278 | 18.1579 | 18.0385 | 17.9809 | 17.9235 | 17.8662 | 17.8092 | 17.7523 | 17.8836 | 18.0159 | 18.1492 | 18.2834 | 18.4187 | 18.4929 | 18.5671 | 18.6414 | 18.7156 | 18.7899 | 18.8507 | 18.9116 | 18.9724 | 19.0333 | 19.0942 | 0 | 0 | 0 | 0 | 0 | 0 | 0 | 0 | 0 | 0 | 0 | 0 | 0 | 0 | 0 | 0 | 0 | 0 | 0 | 0 | 0 | 0 | 0 | 0 | 0 | 0 | 0 | 0 | 0 | 0 | 0 | 0 | 0 | 0 | 0 | 0 | 0 | 0 | 0 | 0 | 0 | 0 | 0 | 0 | 0 | 0 | 0 | 0 | 0 | 0 | 0 | 0 | 0 | 0 | 0 | 0 | 0 | 0 | 0 | 0 | 0 | 0 | 0 | 0 | 0 | 0 | 0 | 0 | 0 | 0 | 0 | 0 | 0 | 0 | 0
99 | 93 | 99,93 | 99709 | Fairbanks | Y | 1 | 2 | 1 | 1 | 0 | 6 | 6 | 0 | 0 | 0 | 6 | 0 | 1641.3333 | 1641.3333 | 0 | 0 | 0 | 1641.3333 | 9848 | 0 | 0 | 2 | 0 | 0 | 0 | 2 | 0 | 1 | 1 | 0 | 0 | 1.9043 | 1.9043 | 0 | 0 | 0.95395 | 0.95395 | 0 | 0 | 0 | 1.8132 | 1.8582 | 1.9043 | 1.9516 | 2 | 0.91003 | 0.93173 | 0.95395 | 0.97671 | 1 | 0 | 0 | 0 | 0 | 0 | 2.0187 | 2.0375 | 2.0566 | 2.0431 | 2.0296 | 2.0232 | 2.0167 | 2.0103 | 2.0038 | 1.9974 | 2.0122 | 2.0271 | 2.0421 | 2.0572 | 2.0724 | 2.0808 | 2.0891 | 2.0975 | 2.1058 | 2.1142 | 2.121 | 2.1279 | 2.1347 | 2.1416 | 2.1484 | 1.0093 | 1.0188 | 1.0283 | 1.0215 | 1.0148 | 1.0116 | 1.0083 | 1.0051 | 1.0019 | 0.99872 | 1.0061 | 1.0135 | 1.021 | 1.0286 | 1.0362 | 1.0404 | 1.0446 | 1.0487 | 1.0529 | 1.0571 | 1.0605 | 1.0639 | 1.0674 | 1.0708 | 1.0742 | 0 | 0 | 0 | 0 | 0 | 0 | 0 | 0 | 0 | 0 | 0 | 0 | 0 | 0 | 0 | 0 | 0 | 0 | 0 | 0 | 0 | 0 | 0 | 0 | 0 | 0 | 0 | 0 | 0 | 0 | 0 | 0 | 0 | 0 | 0 | 0 | 0 | 0 | 0 | 0 | 0 | 0 | 0 | 0 | 0 | 0 | 0 | 0 | 0 | 0 | 0 | 0 | 0 | 0 | 0 | 0 | 0 | 0 | 0 | 0 | 0 | 0 | 0 | 0 | 0 | 0 | 0 | 0 | 0 | 0 | 0 | 0 | 0 | 0 | 0
100 | 93 | 100,93 | 99709 | Fairbanks | Y | 887 | 411 | 362 | 49 | 0 | 5 | 5 | 0 | 0 | 0 | 5 | 0 | 1424.4 | 1424.4 | 0 | 0 | 0 | 1424.4 | 7122 | 0 | 0 | 411 | 0 | 0 | 0 | 411 | 0 | 362 | 362 | 0 | 0 | 391.3371 | 391.3371 | 0 | 0 | 345.3316 | 345.3316 | 0 | 0 | 0 | 372.6149 | 381.8613 | 391.3371 | 401.0481 | 411 | 329.4307 | 337.2874 | 345.3316 | 353.5676 | 362 | 0 | 0 | 0 | 0 | 0 | 414.8401 | 418.7161 | 422.6283 | 419.8497 | 417.0894 | 415.7575 | 414.4298 | 413.1064 | 411.7872 | 410.4723 | 413.5085 | 416.5672 | 419.6486 | 422.7527 | 425.8798 | 427.5964 | 429.3131 | 431.0297 | 432.7463 | 434.463 | 435.8701 | 437.2773 | 438.6844 | 440.0915 | 441.4987 | 365.3823 | 368.7962 | 372.242 | 369.7946 | 367.3634 | 366.1903 | 365.0209 | 363.8553 | 362.6934 | 361.5352 | 364.2094 | 366.9035 | 369.6175 | 372.3515 | 375.1058 | 376.6178 | 378.1297 | 379.6417 | 381.1537 | 382.6657 | 383.9051 | 385.1445 | 386.3838 | 387.6232 | 388.8626 | 0 | 0 | 0 | 0 | 0 | 0 | 0 | 0 | 0 | 0 | 0 | 0 | 0 | 0 | 0 | 0 | 0 | 0 | 0 | 0 | 0 | 0 | 0 | 0 | 0 | 0 | 0 | 0 | 0 | 0 | 0 | 0 | 0 | 0 | 0 | 0 | 0 | 0 | 0 | 0 | 0 | 0 | 0 | 0 | 0 | 0 | 0 | 0 | 0 | 0 | 0 | 0 | 0 | 0 | 0 | 0 | 0 | 0 | 0 | 0 | 0 | 0 | 0 | 0 | 0 | 0 | 0 | 0 | 0 | 0 | 0 | 0 | 0 | 0 | 0
101 | 93 | 101,93 | 99709 | Fairbanks | Y | 31 | 12 | 12 | 0 | 0 | 48 | 48 | 0 | 0 | 0 | 48 | 0 | 2905.4167 | 2905.4167 | 0 | 0 | 0 | 2905.4167 | 139460 | 0 | 0 | 12 | 0 | 0 | 0 | 12 | 0 | 12 | 12 | 0 | 0 | 11.4259 | 11.4259 | 0 | 0 | 11.4475 | 11.4475 | 0 | 0 | 0 | 10.8793 | 11.1492 | 11.4259 | 11.7094 | 12 | 10.9204 | 11.1808 | 11.4475 | 11.7205 | 12 | 0 | 0 | 0 | 0 | 0 | 12.097 | 12.1948 | 12.2933 | 12.2125 | 12.1322 | 12.0935 | 12.0549 | 12.0164 | 11.978 | 11.9398 | 12.0281 | 12.117 | 12.2067 | 12.297 | 12.3879 | 12.4379 | 12.4878 | 12.5377 | 12.5877 | 12.6376 | 12.6785 | 12.7195 | 12.7604 | 12.8013 | 12.8422 | 12.097 | 12.1948 | 12.2933 | 12.2125 | 12.1322 | 12.0935 | 12.0549 | 12.0164 | 11.978 | 11.9398 | 12.0281 | 12.117 | 12.2067 | 12.297 | 12.3879 | 12.4379 | 12.4878 | 12.5377 | 12.5877 | 12.6376 | 12.6785 | 12.7195 | 12.7604 | 12.8013 | 12.8422 | 0 | 0 | 0 | 0 | 0 | 0 | 0 | 0 | 0 | 0 | 0 | 0 | 0 | 0 | 0 | 0 | 0 | 0 | 0 | 0 | 0 | 0 | 0 | 0 | 0 | 0 | 0 | 0 | 0 | 0 | 0 | 0 | 0 | 0 | 0 | 0 | 0 | 0 | 0 | 0 | 0 | 0 | 0 | 0 | 0 | 0 | 0 | 0 | 0 | 0 | 0 | 0 | 0 | 0 | 0 | 0 | 0 | 0 | 0 | 0 | 0 | 0 | 0 | 0 | 0 | 0 | 0 | 0 | 0 | 0 | 0 | 0 | 0 | 0 | 0
102 | 93 | 102,93 | 99709 | Fairbanks | Y | 407 | 201 | 179 | 22 | 0 | 75 | 75 | 0 | 0 | 0 | 75 | 0 | 2481.4133 | 2481.4133 | 0 | 0 | 0 | 2481.4133 | 186106 | 0 | 0 | 201 | 0 | 0 | 0 | 201 | 0 | 179 | 179 | 0 | 0 | 191.3838 | 191.3838 | 0 | 0 | 170.7579 | 170.7579 | 0 | 0 | 0 | 182.2277 | 186.7497 | 191.3838 | 196.133 | 201 | 162.8953 | 166.7802 | 170.7579 | 174.8304 | 179 | 0 | 0 | 0 | 0 | 0 | 202.6247 | 204.2625 | 205.9135 | 204.5597 | 203.2148 | 202.5659 | 201.919 | 201.2742 | 200.6315 | 199.9908 | 201.4701 | 202.9604 | 204.4617 | 205.9741 | 207.4977 | 208.3341 | 209.1705 | 210.0068 | 210.8432 | 211.6796 | 212.3652 | 213.0508 | 213.7364 | 214.422 | 215.1076 | 180.4468 | 181.9054 | 183.3757 | 182.1701 | 180.9724 | 180.3945 | 179.8184 | 179.2442 | 178.6718 | 178.1013 | 179.4187 | 180.7458 | 182.0828 | 183.4297 | 184.7865 | 185.5313 | 186.2762 | 187.021 | 187.7659 | 188.5107 | 189.1212 | 189.7318 | 190.3423 | 190.9529 | 191.5634 | 0 | 0 | 0 | 0 | 0 | 0 | 0 | 0 | 0 | 0 | 0 | 0 | 0 | 0 | 0 | 0 | 0 | 0 | 0 | 0 | 0 | 0 | 0 | 0 | 0 | 0 | 0 | 0 | 0 | 0 | 0 | 0 | 0 | 0 | 0 | 0 | 0 | 0 | 0 | 0 | 0 | 0 | 0 | 0 | 0 | 0 | 0 | 0 | 0 | 0 | 0 | 0 | 0 | 0 | 0 | 0 | 0 | 0 | 0 | 0 | 0 | 0 | 0 | 0 | 0 | 0 | 0 | 0 | 0 | 0 | 0 | 0 | 0 | 0 | 0
103 | 93 | 103,93 | 99709 | Fairbanks | Y | 36 | 17 | 16 | 1 | 1 | 103 | 104 | 2 | 0 | 0 | 106 | 1909 | 3238.8155 | 3226.0288 | 4132 | 0 | 0 | 3243.1226 | 335507 | 8264 | 0.16346 | 16.8365 | 0 | 2 | 0 | 19 | 0.15385 | 15.8462 | 16 | 0 | 0.15564 | 16.0311 | 16.1867 | 0 | 0.14676 | 15.1165 | 15.2633 | 0 | 1.9193 | 0 | 15.4123 | 15.7947 | 16.1867 | 16.5884 | 17 | 14.5605 | 14.9077 | 15.2633 | 15.6273 | 16 | 1.8419 | 1.8802 | 1.9193 | 1.9593 | 2 | 17.1374 | 17.2759 | 17.4156 | 17.3011 | 17.1873 | 17.1324 | 17.0777 | 17.0232 | 16.9688 | 16.9146 | 17.0398 | 17.1658 | 17.2928 | 17.4207 | 17.5496 | 17.6203 | 17.691 | 17.7618 | 17.8325 | 17.9033 | 17.9612 | 18.0192 | 18.0772 | 18.1352 | 18.1932 | 16.1293 | 16.2597 | 16.3911 | 16.2834 | 16.1763 | 16.1246 | 16.0732 | 16.0218 | 15.9707 | 15.9197 | 16.0374 | 16.1561 | 16.2756 | 16.3959 | 16.5172 | 16.5838 | 16.6504 | 16.717 | 16.7835 | 16.8501 | 16.9047 | 16.9593 | 17.0138 | 17.0684 | 17.123 | 2.0162 | 2.0325 | 2.0489 | 2.0354 | 2.022 | 2.0156 | 2.0091 | 2.0027 | 1.9963 | 1.99 | 2.0047 | 2.0195 | 2.0344 | 2.0495 | 2.0647 | 2.073 | 2.0813 | 2.0896 | 2.0979 | 2.1063 | 2.1131 | 2.1199 | 2.1267 | 2.1336 | 2.1404 | 0 | 0 | 0 | 0 | 0 | 0 | 0 | 0 | 0 | 0 | 0 | 0 | 0 | 0 | 0 | 0 | 0 | 0 | 0 | 0 | 0 | 0 | 0 | 0 | 0 | 0 | 0 | 0 | 0 | 0 | 0 | 0 | 0 | 0 | 0 | 0 | 0 | 0 | 0 | 0 | 0 | 0 | 0 | 0 | 0 | 0 | 0 | 0 | 0 | 0
104 | 93 | 104,93 | 99709 | Fairbanks | Y | 1012 | 428 | 392 | 36 | 2 | 251 | 253 | 22 | 0 | 0 | 275 | 3374.5 | 2335.4622 | 2343.6759 | 7944.3636 | 0 | 0 | 2791.7309 | 592950 | 174776 | 3.3834 | 424.6166 | 0 | 22 | 0 | 450 | 3.0988 | 388.9012 | 392 | 0 | 3.2215 | 404.3023 | 407.5238 | 0 | 2.9561 | 370.9941 | 373.9502 | 0 | 21.1126 | 0 | 388.0272 | 397.656 | 407.5238 | 417.6364 | 428 | 356.7315 | 365.2394 | 373.9502 | 382.8688 | 392 | 20.2611 | 20.6825 | 21.1126 | 21.5518 | 22 | 438.0417 | 448.319 | 458.8374 | 455.8207 | 452.8239 | 451.3779 | 449.9365 | 448.4997 | 447.0675 | 445.6399 | 448.9362 | 452.257 | 455.6023 | 458.9724 | 462.3674 | 464.2311 | 466.0949 | 467.9586 | 469.8223 | 471.686 | 473.2137 | 474.7414 | 476.2691 | 477.7968 | 479.3245 | 401.1971 | 410.6099 | 420.2436 | 417.4807 | 414.7359 | 413.4115 | 412.0914 | 410.7754 | 409.4637 | 408.1561 | 411.1752 | 414.2167 | 417.2806 | 420.3673 | 423.4767 | 425.1837 | 426.8906 | 428.5976 | 430.3045 | 432.0115 | 433.4107 | 434.8099 | 436.2091 | 437.6083 | 439.0075 | 22.5162 | 23.0444 | 23.5851 | 23.43 | 23.276 | 23.2017 | 23.1276 | 23.0537 | 22.9801 | 22.9067 | 23.0762 | 23.2469 | 23.4188 | 23.592 | 23.7665 | 23.8623 | 23.9581 | 24.0539 | 24.1497 | 24.2455 | 24.3241 | 24.4026 | 24.4811 | 24.5596 | 24.6382 | 0 | 0 | 0 | 0 | 0 | 0 | 0 | 0 | 0 | 0 | 0 | 0 | 0 | 0 | 0 | 0 | 0 | 0 | 0 | 0 | 0 | 0 | 0 | 0 | 0 | 0 | 0 | 0 | 0 | 0 | 0 | 0 | 0 | 0 | 0 | 0 | 0 | 0 | 0 | 0 | 0 | 0 | 0 | 0 | 0 | 0 | 0 | 0 | 0 | 0
105 | 93 | 105,93 | 99709 | Fairbanks | Y | 115 | 46 | 42 | 4 | 0 | 21 | 21 | 16 | 0 | 0 | 37 | 0 | 2972.1429 | 2972.1429 | 32241.4375 | 0 | 0 | 15629.1351 | 62415 | 515863 | 0 | 46 | 0 | 16 | 0 | 62 | 0 | 42 | 42 | 0 | 0 | 43.7993 | 43.7993 | 0 | 0 | 40.0661 | 40.0661 | 0 | 15.3547 | 0 | 41.7039 | 42.7387 | 43.7993 | 44.8862 | 46 | 38.2212 | 39.1328 | 40.0661 | 41.0217 | 42 | 14.7353 | 15.0418 | 15.3547 | 15.674 | 16 | 47.0792 | 48.1838 | 49.3143 | 48.9901 | 48.668 | 48.5126 | 48.3577 | 48.2032 | 48.0493 | 47.8959 | 48.2502 | 48.6071 | 48.9666 | 49.3288 | 49.6937 | 49.894 | 50.0943 | 50.2946 | 50.4949 | 50.6952 | 50.8594 | 51.0236 | 51.1878 | 51.352 | 51.5162 | 42.9854 | 43.9939 | 45.0261 | 44.7301 | 44.436 | 44.2941 | 44.1526 | 44.0117 | 43.8711 | 43.731 | 44.0545 | 44.3804 | 44.7086 | 45.0393 | 45.3725 | 45.5554 | 45.7383 | 45.9212 | 46.1041 | 46.2869 | 46.4369 | 46.5868 | 46.7367 | 46.8866 | 47.0365 | 16.3754 | 16.7596 | 17.1528 | 17.04 | 16.928 | 16.8739 | 16.8201 | 16.7663 | 16.7128 | 16.6594 | 16.7827 | 16.9068 | 17.0319 | 17.1578 | 17.2848 | 17.3544 | 17.4241 | 17.4938 | 17.5635 | 17.6331 | 17.6902 | 17.7473 | 17.8045 | 17.8616 | 17.9187 | 0 | 0 | 0 | 0 | 0 | 0 | 0 | 0 | 0 | 0 | 0 | 0 | 0 | 0 | 0 | 0 | 0 | 0 | 0 | 0 | 0 | 0 | 0 | 0 | 0 | 0 | 0 | 0 | 0 | 0 | 0 | 0 | 0 | 0 | 0 | 0 | 0 | 0 | 0 | 0 | 0 | 0 | 0 | 0 | 0 | 0 | 0 | 0 | 0 | 0
106 | 93 | 106,93 | 99709 | Fairbanks | Y | 1331 | 702 | 631 | 71 | 12 | 124 | 136 | 47 | 0 | 0 | 183 | 47279.75 | 2468.7177 | 1244.2707 | 16585.3404 | 0 | 0 | 2206.9279 | 169220.8091 | 779511 | 61.9412 | 640.0588 | 0 | 47 | 0 | 749 | 55.6765 | 575.3235 | 631 | 0 | 58.9778 | 609.4374 | 668.4152 | 0 | 53.1128 | 548.8325 | 601.9454 | 0 | 45.1043 | 0 | 636.4371 | 652.2302 | 668.4152 | 685.0018 | 702 | 574.2286 | 587.9237 | 601.9454 | 616.3015 | 631 | 43.285 | 44.1853 | 45.1043 | 46.0424 | 47 | 715.8924 | 730.0596 | 744.5073 | 739.6125 | 734.7499 | 732.4036 | 730.0648 | 727.7334 | 725.4095 | 723.0931 | 728.4418 | 733.83 | 739.2582 | 744.7264 | 750.2351 | 753.2592 | 756.2833 | 759.3073 | 762.3314 | 765.3554 | 767.8343 | 770.3131 | 772.7919 | 775.2708 | 777.7496 | 643.4873 | 656.2217 | 669.2081 | 664.8084 | 660.4376 | 658.3286 | 656.2263 | 654.1308 | 652.0419 | 649.9597 | 654.7675 | 659.6108 | 664.4899 | 669.4051 | 674.3567 | 677.0749 | 679.7931 | 682.5113 | 685.2295 | 687.9477 | 690.1758 | 692.404 | 694.6321 | 696.8602 | 699.0883 | 47.9301 | 48.8786 | 49.8459 | 49.5182 | 49.1927 | 49.0356 | 48.879 | 48.7229 | 48.5673 | 48.4122 | 48.7703 | 49.1311 | 49.4945 | 49.8606 | 50.2294 | 50.4319 | 50.6343 | 50.8368 | 51.0393 | 51.2417 | 51.4077 | 51.5737 | 51.7396 | 51.9056 | 52.0716 | 0 | 0 | 0 | 0 | 0 | 0 | 0 | 0 | 0 | 0 | 0 | 0 | 0 | 0 | 0 | 0 | 0 | 0 | 0 | 0 | 0 | 0 | 0 | 0 | 0 | 0 | 0 | 0 | 0 | 0 | 0 | 0 | 0 | 0 | 0 | 0 | 0 | 0 | 0 | 0 | 0 | 0 | 0 | 0 | 0 | 0 | 0 | 0 | 0 | 0
107 | 93 | 107,93 | 99709 | Fairbanks | Y | 1588 | 792 | 718 | 74 | 7 | 238 | 245 | 51 | 0 | 0 | 296 | 4707.5714 | 2186.3025 | 2258.3388 | 14416.3333 | 0 | 0 | 4353.1284 | 553293 | 735233 | 22.6286 | 769.3714 | 0 | 51 | 0 | 843 | 20.5143 | 697.4857 | 718 | 0 | 21.546 | 732.5635 | 754.1094 | 0 | 19.5697 | 665.3697 | 684.9394 | 0 | 48.943 | 0 | 718.0316 | 735.8495 | 754.1094 | 772.8225 | 792 | 653.4011 | 668.9845 | 684.9394 | 701.2749 | 718 | 46.9689 | 47.9458 | 48.943 | 49.9609 | 51 | 807.6734 | 823.657 | 839.957 | 834.4346 | 828.9486 | 826.3015 | 823.6628 | 821.0326 | 818.4108 | 815.7973 | 821.8317 | 827.9108 | 834.0348 | 840.2042 | 846.4191 | 849.8309 | 853.2427 | 856.6544 | 860.0662 | 863.4779 | 866.2746 | 869.0712 | 871.8678 | 874.6645 | 877.4611 | 732.209 | 746.6992 | 761.4761 | 756.4698 | 751.4963 | 749.0965 | 746.7044 | 744.32 | 741.9431 | 739.5738 | 745.0444 | 750.5555 | 756.1073 | 761.7002 | 767.3345 | 770.4275 | 773.5205 | 776.6135 | 779.7065 | 782.7994 | 785.3348 | 787.8701 | 790.4054 | 792.9408 | 795.4761 | 52.0093 | 53.0385 | 54.0881 | 53.7325 | 53.3793 | 53.2088 | 53.0389 | 52.8695 | 52.7007 | 52.5324 | 52.921 | 53.3124 | 53.7068 | 54.1041 | 54.5043 | 54.724 | 54.9437 | 55.1634 | 55.383 | 55.6027 | 55.7828 | 55.9629 | 56.143 | 56.3231 | 56.5032 | 0 | 0 | 0 | 0 | 0 | 0 | 0 | 0 | 0 | 0 | 0 | 0 | 0 | 0 | 0 | 0 | 0 | 0 | 0 | 0 | 0 | 0 | 0 | 0 | 0 | 0 | 0 | 0 | 0 | 0 | 0 | 0 | 0 | 0 | 0 | 0 | 0 | 0 | 0 | 0 | 0 | 0 | 0 | 0 | 0 | 0 | 0 | 0 | 0 | 0
108 | 93 | 108,93 | 99701 | Fairbanks | Y | 812 | 218 | 198 | 20 | 6 | 145 | 151 | 16 | 0 | 0 | 167 | 6159.3333 | 2271.7931 | 2426.2649 | 20159.5 | 0 | 0 | 4125.2575 | 366366 | 322552 | 8.6623 | 209.3377 | 0 | 16 | 0 | 234 | 7.8675 | 190.1325 | 198 | 0 | 8.5661 | 207.0141 | 215.5802 | 0 | 7.7945 | 188.3683 | 196.1628 | 0 | 15.9174 | 0 | 213.1873 | 214.3804 | 215.5802 | 216.7867 | 218 | 194.3427 | 195.2506 | 196.1628 | 197.0793 | 198 | 15.8351 | 15.8762 | 15.9174 | 15.9586 | 16 | 219.3692 | 220.7469 | 222.1334 | 220.6729 | 219.2221 | 218.5221 | 217.8242 | 217.1287 | 216.4353 | 215.7442 | 217.34 | 218.9477 | 220.5672 | 222.1987 | 223.8423 | 224.7446 | 225.6469 | 226.5491 | 227.4514 | 228.3537 | 229.0933 | 229.8329 | 230.5725 | 231.312 | 232.0516 | 199.2436 | 200.4949 | 201.7542 | 200.4277 | 199.11 | 198.4742 | 197.8404 | 197.2086 | 196.5789 | 195.9511 | 197.4006 | 198.8607 | 200.3317 | 201.8135 | 203.3063 | 204.1258 | 204.9453 | 205.7648 | 206.5843 | 207.4038 | 208.0755 | 208.7473 | 209.419 | 210.0908 | 210.7625 | 16.1005 | 16.2016 | 16.3034 | 16.1962 | 16.0897 | 16.0383 | 15.9871 | 15.936 | 15.8852 | 15.8344 | 15.9516 | 16.0696 | 16.1884 | 16.3082 | 16.4288 | 16.495 | 16.5612 | 16.6275 | 16.6937 | 16.7599 | 16.8142 | 16.8685 | 16.9227 | 16.977 | 17.0313 | 0 | 0 | 0 | 0 | 0 | 0 | 0 | 0 | 0 | 0 | 0 | 0 | 0 | 0 | 0 | 0 | 0 | 0 | 0 | 0 | 0 | 0 | 0 | 0 | 0 | 0 | 0 | 0 | 0 | 0 | 0 | 0 | 0 | 0 | 0 | 0 | 0 | 0 | 0 | 0 | 0 | 0 | 0 | 0 | 0 | 0 | 0 | 0 | 0 | 0
109 | 93 | 109,93 | 99701 | Fairbanks | Y | 2761 | 1287 | 1159 | 128 | 83 | 402 | 485 | 57 | 0 | 0 | 542 | 4661.6747 | 1732.8035 | 2234.033 | 6918 | 0 | 0 | 2726.6273 | 1083506 | 394326 | 220.2495 | 1066.7505 | 0 | 57 | 0 | 1344 | 198.3443 | 960.6557 | 1159 | 0 | 217.8047 | 1054.9096 | 1272.7143 | 0 | 196.5039 | 951.742 | 1148.2459 | 0 | 56.7056 | 0 | 1258.5872 | 1265.6311 | 1272.7143 | 1279.8372 | 1287 | 1137.5917 | 1142.9064 | 1148.2459 | 1153.6104 | 1159 | 56.4127 | 56.559 | 56.7056 | 56.8526 | 57 | 1300.358 | 1313.8547 | 1327.4915 | 1318.7638 | 1310.0935 | 1305.9099 | 1301.7397 | 1297.5829 | 1293.4393 | 1289.3089 | 1298.8459 | 1308.4534 | 1318.132 | 1327.8822 | 1337.7045 | 1343.0965 | 1348.4885 | 1353.8806 | 1359.2726 | 1364.6647 | 1369.0845 | 1373.5044 | 1377.9243 | 1382.3442 | 1386.7641 | 1171.0295 | 1183.1838 | 1195.4643 | 1187.6047 | 1179.7967 | 1176.0292 | 1172.2738 | 1168.5303 | 1164.7988 | 1161.0793 | 1169.6677 | 1178.3197 | 1187.0357 | 1195.8162 | 1204.6616 | 1209.5174 | 1214.3731 | 1219.2289 | 1224.0847 | 1228.9404 | 1232.9207 | 1236.901 | 1240.8813 | 1244.8616 | 1248.8419 | 57.5916 | 58.1894 | 58.7933 | 58.4068 | 58.0228 | 57.8375 | 57.6528 | 57.4687 | 57.2852 | 57.1023 | 57.5246 | 57.9502 | 58.3788 | 58.8106 | 59.2457 | 59.4845 | 59.7233 | 59.9621 | 60.2009 | 60.4397 | 60.6354 | 60.8312 | 61.027 | 61.2227 | 61.4185 | 0 | 0 | 0 | 0 | 0 | 0 | 0 | 0 | 0 | 0 | 0 | 0 | 0 | 0 | 0 | 0 | 0 | 0 | 0 | 0 | 0 | 0 | 0 | 0 | 0 | 0 | 0 | 0 | 0 | 0 | 0 | 0 | 0 | 0 | 0 | 0 | 0 | 0 | 0 | 0 | 0 | 0 | 0 | 0 | 0 | 0 | 0 | 0 | 0 | 0
110 | 93 | 110,93 | 99703 | Fairbanks | Y | 2965 | 968 | 869 | 99 | 10 | 84 | 94 | 19 | 0 | 0 | 113 | 3289.3 | 2072.631 | 2202.0638 | 7256.8421 | 0 | 0 | 3051.9823 | 206994 | 137880 | 102.9787 | 865.0213 | 0 | 19 | 0 | 987 | 92.4468 | 776.5532 | 869 | 0 | 100.9932 | 848.3427 | 949.3358 | 0 | 92.7436 | 779.0463 | 871.7899 | 0 | 18.6303 | 0 | 931.0316 | 940.1392 | 949.3358 | 958.6225 | 968 | 874.5888 | 873.1883 | 871.7899 | 870.3939 | 869 | 18.2678 | 18.4482 | 18.6303 | 18.8142 | 19 | 972.0222 | 976.0611 | 980.1168 | 973.673 | 967.2715 | 964.1827 | 961.1038 | 958.0347 | 954.9753 | 951.9258 | 958.9672 | 966.0606 | 973.2065 | 980.4053 | 987.6573 | 991.6384 | 995.6195 | 999.6005 | 1003.5816 | 1007.5627 | 1010.826 | 1014.0893 | 1017.3525 | 1020.6158 | 1023.8791 | 872.6108 | 876.2367 | 879.8776 | 874.0928 | 868.346 | 865.5731 | 862.8091 | 860.0538 | 857.3074 | 854.5697 | 860.891 | 867.259 | 873.674 | 880.1366 | 886.6469 | 890.2208 | 893.7947 | 897.3687 | 900.9426 | 904.5165 | 907.446 | 910.3756 | 913.3051 | 916.2347 | 919.1642 | 19.0789 | 19.1582 | 19.2378 | 19.1114 | 18.9857 | 18.9251 | 18.8646 | 18.8044 | 18.7444 | 18.6845 | 18.8227 | 18.9619 | 19.1022 | 19.2435 | 19.3858 | 19.464 | 19.5421 | 19.6203 | 19.6984 | 19.7765 | 19.8406 | 19.9046 | 19.9687 | 20.0327 | 20.0968 | 0 | 0 | 0 | 0 | 0 | 0 | 0 | 0 | 0 | 0 | 0 | 0 | 0 | 0 | 0 | 0 | 0 | 0 | 0 | 0 | 0 | 0 | 0 | 0 | 0 | 0 | 0 | 0 | 0 | 0 | 0 | 0 | 0 | 0 | 0 | 0 | 0 | 0 | 0 | 0 | 0 | 0 | 0 | 0 | 0 | 0 | 0 | 0 | 0 | 0
111 | 93 | 111,93 | 99703 | Fairbanks | Y | 1474 | 447 | 369 | 78 | 0 | 0 | 0 | 0 | 0 | 0 | 0 | 0 | 834.495 | 834.495 | 1408.3846 | 0 | 0 | 1365.174 | 0 | 0 | 10.2418 | 436.1774 | 0.58082 | 0 | 0 | 447 | 8.4547 | 360.0659 | 368.5205 | 0.47947 | 10.0443 | 427.7674 | 437.8117 | 0.56962 | 8.4818 | 361.2219 | 369.7037 | 0.48101 | 0 | 0 | 429.3702 | 433.5704 | 437.8117 | 442.0945 | 446.4192 | 370.8906 | 370.2967 | 369.7037 | 369.1116 | 368.5205 | 0 | 0 | 0 | 0 | 0 | 448.2741 | 450.1368 | 452.0072 | 449.0354 | 446.0832 | 444.6587 | 443.2388 | 441.8234 | 440.4125 | 439.0061 | 442.2534 | 445.5248 | 448.8203 | 452.1402 | 455.4847 | 457.3207 | 459.1566 | 460.9926 | 462.8286 | 464.6646 | 466.1695 | 467.6745 | 469.1794 | 470.6844 | 472.1893 | 370.0518 | 371.5894 | 373.1334 | 370.6803 | 368.2432 | 367.0673 | 365.8951 | 364.7267 | 363.562 | 362.401 | 365.0817 | 367.7822 | 370.5027 | 373.2433 | 376.0041 | 377.5197 | 379.0353 | 380.5509 | 382.0665 | 383.5822 | 384.8245 | 386.0668 | 387.3092 | 388.5515 | 389.7939 | 0 | 0 | 0 | 0 | 0 | 0 | 0 | 0 | 0 | 0 | 0 | 0 | 0 | 0 | 0 | 0 | 0 | 0 | 0 | 0 | 0 | 0 | 0 | 0 | 0 | 0.58323 | 0.58566 | 0.58809 | 0.58423 | 0.58038 | 0.57853 | 0.57668 | 0.57484 | 0.57301 | 0.57118 | 0.5754 | 0.57966 | 0.58395 | 0.58826 | 0.59262 | 0.595 | 0.59739 | 0.59978 | 0.60217 | 0.60456 | 0.60652 | 0.60848 | 0.61043 | 0.61239 | 0.61435 | 0 | 0 | 0 | 0 | 0 | 0 | 0 | 0 | 0 | 0 | 0 | 0 | 0 | 0 | 0 | 0 | 0 | 0 | 0 | 0 | 0 | 0 | 0 | 0 | 0
112 | 93 | 112,93 | 99703 | Fairbanks | Y | 279 | 0 | 0 | 0 | 0 | 0 | 0 | 0 | 0 | 0 | 0 | 0 | 834.495 | 834.495 | 1408.3846 | 0 | 0 | 1365.174 | 0 | 0 | 0 | 0 | 0 | 0 | 0 | 0 | 0 | 0 | 0 | 0 | 0 | 0 | 0 | 0 | 0 | 0 | 0 | 0 | 0 | 0 | 0 | 0 | 0 | 0 | 0 | 0 | 0 | 0 | 0 | 0 | 0 | 0 | 0 | 0 | 0 | 0 | 0 | 0 | 0 | 0 | 0 | 0 | 0 | 0 | 0 | 0 | 0 | 0 | 0 | 0 | 0 | 0 | 0 | 0 | 0 | 0 | 0 | 0 | 0 | 0 | 0 | 0 | 0 | 0 | 0 | 0 | 0 | 0 | 0 | 0 | 0 | 0 | 0 | 0 | 0 | 0 | 0 | 0 | 0 | 0 | 0 | 0 | 0 | 0 | 0 | 0 | 0 | 0 | 0 | 0 | 0 | 0 | 0 | 0 | 0 | 0 | 0 | 0 | 0 | 0 | 0 | 0 | 0 | 0 | 0 | 0 | 0 | 0 | 0 | 0 | 0 | 0 | 0 | 0 | 0 | 0 | 0 | 0 | 0 | 0 | 0 | 0 | 0 | 0 | 0 | 0 | 0 | 0 | 0 | 0 | 0 | 0 | 0 | 0 | 0 | 0 | 0 | 0 | 0 | 0 | 0 | 0 | 0 | 0 | 0 | 0 | 0 | 0 | 0 | 0 | 0 | 0 | 0 | 0 | 0 | 0 | 0 | 0 | 0 | 0
113 | 93 | 113,93 | 99703 | Fairbanks | Y | 404 | 0 | 0 | 0 | 0 | 0 | 0 | 0 | 0 | 0 | 0 | 0 | 834.495 | 834.495 | 1408.3846 | 0 | 0 | 1365.174 | 0 | 0 | 0 | 0 | 0 | 0 | 0 | 0 | 0 | 0 | 0 | 0 | 0 | 0 | 0 | 0 | 0 | 0 | 0 | 0 | 0 | 0 | 0 | 0 | 0 | 0 | 0 | 0 | 0 | 0 | 0 | 0 | 0 | 0 | 0 | 0 | 0 | 0 | 0 | 0 | 0 | 0 | 0 | 0 | 0 | 0 | 0 | 0 | 0 | 0 | 0 | 0 | 0 | 0 | 0 | 0 | 0 | 0 | 0 | 0 | 0 | 0 | 0 | 0 | 0 | 0 | 0 | 0 | 0 | 0 | 0 | 0 | 0 | 0 | 0 | 0 | 0 | 0 | 0 | 0 | 0 | 0 | 0 | 0 | 0 | 0 | 0 | 0 | 0 | 0 | 0 | 0 | 0 | 0 | 0 | 0 | 0 | 0 | 0 | 0 | 0 | 0 | 0 | 0 | 0 | 0 | 0 | 0 | 0 | 0 | 0 | 0 | 0 | 0 | 0 | 0 | 0 | 0 | 0 | 0 | 0 | 0 | 0 | 0 | 0 | 0 | 0 | 0 | 0 | 0 | 0 | 0 | 0 | 0 | 0 | 0 | 0 | 0 | 0 | 0 | 0 | 0 | 0 | 0 | 0 | 0 | 0 | 0 | 0 | 0 | 0 | 0 | 0 | 0 | 0 | 0 | 0 | 0 | 0 | 0 | 0 | 0
115 | 93 | 115,93 | 99703 | Fairbanks | Y | 56 | 22 | 18 | 4 | 0 | 7 | 7 | 0 | 0 | 0 | 7 | 0 | 1753.1429 | 1753.1429 | 0 | 0 | 0 | 1753.1429 | 12272 | 0 | 0 | 22 | 0 | 0 | 0 | 22 | 0 | 18 | 18 | 0 | 0 | 21.5758 | 21.5758 | 0 | 0 | 18.0578 | 18.0578 | 0 | 0 | 0 | 21.1598 | 21.3668 | 21.5758 | 21.7869 | 22 | 18.1158 | 18.0868 | 18.0578 | 18.0289 | 18 | 0 | 0 | 0 | 0 | 0 | 22.0914 | 22.1832 | 22.2754 | 22.1289 | 21.9834 | 21.9132 | 21.8433 | 21.7735 | 21.704 | 21.6347 | 21.7947 | 21.9559 | 22.1183 | 22.2819 | 22.4468 | 22.5372 | 22.6277 | 22.7182 | 22.8087 | 22.8992 | 22.9733 | 23.0475 | 23.1216 | 23.1958 | 23.27 | 18.0748 | 18.1499 | 18.2253 | 18.1055 | 17.9865 | 17.929 | 17.8718 | 17.8147 | 17.7578 | 17.7011 | 17.832 | 17.9639 | 18.0968 | 18.2307 | 18.3655 | 18.4396 | 18.5136 | 18.5876 | 18.6616 | 18.7357 | 18.7964 | 18.857 | 18.9177 | 18.9784 | 19.0391 | 0 | 0 | 0 | 0 | 0 | 0 | 0 | 0 | 0 | 0 | 0 | 0 | 0 | 0 | 0 | 0 | 0 | 0 | 0 | 0 | 0 | 0 | 0 | 0 | 0 | 0 | 0 | 0 | 0 | 0 | 0 | 0 | 0 | 0 | 0 | 0 | 0 | 0 | 0 | 0 | 0 | 0 | 0 | 0 | 0 | 0 | 0 | 0 | 0 | 0 | 0 | 0 | 0 | 0 | 0 | 0 | 0 | 0 | 0 | 0 | 0 | 0 | 0 | 0 | 0 | 0 | 0 | 0 | 0 | 0 | 0 | 0 | 0 | 0 | 0
116 | 93 | 116,93 | 99705 | North Pole | Y | 661 | 263 | 244 | 19 | 12 | 199 | 211 | 2 | 0 | 0 | 213 | 6017.75 | 2479.5427 | 2680.7678 | 5869 | 0 | 0 | 2710.7042 | 565642 | 11738 | 14.9573 | 248.0427 | 0 | 2 | 0 | 265 | 13.8768 | 230.1232 | 244 | 0 | 13.8827 | 230.2212 | 244.1039 | 0 | 12.9458 | 214.6848 | 227.6306 | 0 | 1.8802 | 0 | 226.5654 | 235.1712 | 244.1039 | 253.3759 | 263 | 212.3594 | 219.8624 | 227.6306 | 235.6732 | 244 | 1.7676 | 1.823 | 1.8802 | 1.9392 | 2 | 269.3907 | 275.9368 | 282.6419 | 280.7836 | 278.9376 | 278.0469 | 277.159 | 276.2739 | 275.3917 | 274.5123 | 276.5428 | 278.5884 | 280.6491 | 282.7251 | 284.8164 | 285.9644 | 287.1125 | 288.2605 | 289.4085 | 290.5566 | 291.4976 | 292.4387 | 293.3797 | 294.3208 | 295.2619 | 249.9291 | 256.0022 | 262.2229 | 260.4989 | 258.7862 | 257.9598 | 257.1361 | 256.315 | 255.4965 | 254.6806 | 256.5644 | 258.4622 | 260.3741 | 262.3001 | 264.2403 | 265.3054 | 266.3705 | 267.4356 | 268.5007 | 269.5658 | 270.4389 | 271.3119 | 272.185 | 273.0581 | 273.9312 | 2.0486 | 2.0984 | 2.1494 | 2.1352 | 2.1212 | 2.1144 | 2.1077 | 2.1009 | 2.0942 | 2.0875 | 2.103 | 2.1185 | 2.1342 | 2.15 | 2.1659 | 2.1746 | 2.1834 | 2.1921 | 2.2008 | 2.2096 | 2.2167 | 2.2239 | 2.231 | 2.2382 | 2.2453 | 0 | 0 | 0 | 0 | 0 | 0 | 0 | 0 | 0 | 0 | 0 | 0 | 0 | 0 | 0 | 0 | 0 | 0 | 0 | 0 | 0 | 0 | 0 | 0 | 0 | 0 | 0 | 0 | 0 | 0 | 0 | 0 | 0 | 0 | 0 | 0 | 0 | 0 | 0 | 0 | 0 | 0 | 0 | 0 | 0 | 0 | 0 | 0 | 0 | 0
117 | 93 | 117,93 | 99705 | North Pole | Y | 497 | 185 | 176 | 9 | 0 | 99 | 99 | 1 | 0 | 0 | 100 | 0 | 2126.0505 | 2126.0505 | 1344 | 0 | 0 | 2118.23 | 210479 | 1344 | 0 | 185 | 0 | 1 | 0 | 186 | 0 | 176 | 176 | 0 | 0 | 171.7081 | 171.7081 | 0 | 0 | 164.1926 | 164.1926 | 0 | 0.94011 | 0 | 159.3711 | 165.4246 | 171.7081 | 178.2302 | 185 | 153.1773 | 158.5893 | 164.1926 | 169.9938 | 176 | 0.8838 | 0.91152 | 0.94011 | 0.96959 | 1 | 189.4954 | 194.1 | 198.8165 | 197.5094 | 196.2109 | 195.5843 | 194.9597 | 194.3372 | 193.7166 | 193.098 | 194.5263 | 195.9652 | 197.4148 | 198.875 | 200.3461 | 201.1537 | 201.9612 | 202.7688 | 203.5763 | 204.3839 | 205.0459 | 205.7078 | 206.3698 | 207.0317 | 207.6937 | 180.2767 | 184.6573 | 189.1444 | 187.9008 | 186.6655 | 186.0694 | 185.4752 | 184.8829 | 184.2925 | 183.704 | 185.0629 | 186.4318 | 187.8108 | 189.2 | 190.5995 | 191.3678 | 192.1361 | 192.9044 | 193.6726 | 194.4409 | 195.0707 | 195.7004 | 196.3302 | 196.9599 | 197.5897 | 1.0243 | 1.0492 | 1.0747 | 1.0676 | 1.0606 | 1.0572 | 1.0538 | 1.0505 | 1.0471 | 1.0438 | 1.0515 | 1.0593 | 1.0671 | 1.075 | 1.083 | 1.0873 | 1.0917 | 1.096 | 1.1004 | 1.1048 | 1.1084 | 1.1119 | 1.1155 | 1.1191 | 1.1227 | 0 | 0 | 0 | 0 | 0 | 0 | 0 | 0 | 0 | 0 | 0 | 0 | 0 | 0 | 0 | 0 | 0 | 0 | 0 | 0 | 0 | 0 | 0 | 0 | 0 | 0 | 0 | 0 | 0 | 0 | 0 | 0 | 0 | 0 | 0 | 0 | 0 | 0 | 0 | 0 | 0 | 0 | 0 | 0 | 0 | 0 | 0 | 0 | 0 | 0
118 | 93 | 118,93 | 99705 | North Pole | Y | 425 | 164 | 146 | 18 | 0 | 132 | 132 | 3 | 0 | 0 | 135 | 0 | 2217.0682 | 2217.0682 | 9031.3333 | 0 | 0 | 2368.4963 | 292653 | 27094 | 0 | 164 | 0 | 3 | 0 | 167 | 0 | 146 | 146 | 0 | 0 | 152.2169 | 152.2169 | 0 | 0 | 136.2052 | 136.2052 | 0 | 2.8203 | 0 | 141.2804 | 146.6467 | 152.2169 | 157.9986 | 164 | 127.0675 | 131.557 | 136.2052 | 141.0176 | 146 | 2.6514 | 2.7346 | 2.8203 | 2.9088 | 3 | 167.9851 | 172.067 | 176.2482 | 175.0894 | 173.9383 | 173.3828 | 172.8292 | 172.2773 | 171.7271 | 171.1787 | 172.445 | 173.7205 | 175.0055 | 176.3 | 177.6041 | 178.32 | 179.0359 | 179.7518 | 180.4677 | 181.1836 | 181.7704 | 182.3572 | 182.944 | 183.5308 | 184.1177 | 149.5477 | 153.1816 | 156.9039 | 155.8723 | 154.8475 | 154.353 | 153.8601 | 153.3688 | 152.879 | 152.3908 | 153.5181 | 154.6536 | 155.7976 | 156.95 | 158.111 | 158.7483 | 159.3856 | 160.0229 | 160.6603 | 161.2976 | 161.82 | 162.3424 | 162.8648 | 163.3872 | 163.9096 | 3.0729 | 3.1476 | 3.2241 | 3.2029 | 3.1818 | 3.1716 | 3.1615 | 3.1514 | 3.1413 | 3.1313 | 3.1545 | 3.1778 | 3.2013 | 3.225 | 3.2489 | 3.262 | 3.275 | 3.2881 | 3.3012 | 3.3143 | 3.3251 | 3.3358 | 3.3465 | 3.3573 | 3.368 | 0 | 0 | 0 | 0 | 0 | 0 | 0 | 0 | 0 | 0 | 0 | 0 | 0 | 0 | 0 | 0 | 0 | 0 | 0 | 0 | 0 | 0 | 0 | 0 | 0 | 0 | 0 | 0 | 0 | 0 | 0 | 0 | 0 | 0 | 0 | 0 | 0 | 0 | 0 | 0 | 0 | 0 | 0 | 0 | 0 | 0 | 0 | 0 | 0 | 0
119 | 93 | 119,93 | 99705 | North Pole | Y | 510 | 185 | 175 | 10 | 2 | 102 | 104 | 3 | 0 | 0 | 107 | 2336 | 2328.0392 | 2328.1923 | 5641 | 0 | 0 | 2421.0748 | 242132 | 16923 | 3.5577 | 181.4423 | 0 | 3 | 0 | 188 | 3.3654 | 171.6346 | 175 | 0 | 3.3021 | 168.406 | 171.7081 | 0 | 3.1396 | 160.12 | 163.2596 | 0 | 2.8203 | 0 | 159.3711 | 165.4246 | 171.7081 | 178.2302 | 185 | 152.3069 | 157.6882 | 163.2596 | 169.0279 | 175 | 2.6514 | 2.7346 | 2.8203 | 2.9088 | 3 | 189.1102 | 193.3118 | 197.6067 | 196.3075 | 195.0168 | 194.3941 | 193.7733 | 193.1545 | 192.5377 | 191.9229 | 193.3426 | 194.7727 | 196.2134 | 197.6648 | 199.1269 | 199.9296 | 200.7322 | 201.5349 | 202.3375 | 203.1402 | 203.7981 | 204.456 | 205.114 | 205.7719 | 206.4298 | 178.8881 | 182.8625 | 186.9252 | 185.6963 | 184.4754 | 183.8863 | 183.2991 | 182.7138 | 182.1303 | 181.5487 | 182.8916 | 184.2445 | 185.6073 | 186.9802 | 188.3633 | 189.1226 | 189.8818 | 190.6411 | 191.4004 | 192.1596 | 192.782 | 193.4043 | 194.0267 | 194.6491 | 195.2714 | 3.0667 | 3.1348 | 3.2044 | 3.1834 | 3.1624 | 3.1523 | 3.1423 | 3.1322 | 3.1222 | 3.1123 | 3.1353 | 3.1585 | 3.1818 | 3.2054 | 3.2291 | 3.2421 | 3.2551 | 3.2681 | 3.2811 | 3.2942 | 3.3048 | 3.3155 | 3.3262 | 3.3368 | 3.3475 | 0 | 0 | 0 | 0 | 0 | 0 | 0 | 0 | 0 | 0 | 0 | 0 | 0 | 0 | 0 | 0 | 0 | 0 | 0 | 0 | 0 | 0 | 0 | 0 | 0 | 0 | 0 | 0 | 0 | 0 | 0 | 0 | 0 | 0 | 0 | 0 | 0 | 0 | 0 | 0 | 0 | 0 | 0 | 0 | 0 | 0 | 0 | 0 | 0 | 0
120 | 93 | 120,93 | 99705 | North Pole | Y | 249 | 90 | 84 | 6 | 0 | 88 | 88 | 1 | 0 | 0 | 89 | 0 | 2188.1364 | 2188.1364 | 5190 | 0 | 0 | 2221.8652 | 192556 | 5190 | 0 | 90 | 0 | 1 | 0 | 91 | 0 | 84 | 84 | 0 | 0 | 83.5337 | 83.5337 | 0 | 0 | 78.3646 | 78.3646 | 0 | 0.94011 | 0 | 77.5319 | 80.4768 | 83.5337 | 86.7066 | 90 | 73.1073 | 75.6903 | 78.3646 | 81.1334 | 84 | 0.8838 | 0.91152 | 0.94011 | 0.96959 | 1 | 91.9996 | 94.0436 | 96.133 | 95.5009 | 94.8731 | 94.5701 | 94.2681 | 93.9671 | 93.667 | 93.3679 | 94.0585 | 94.7543 | 95.4552 | 96.1613 | 96.8726 | 97.263 | 97.6535 | 98.044 | 98.4345 | 98.8249 | 99.145 | 99.4651 | 99.7852 | 100.1052 | 100.4253 | 85.8663 | 87.774 | 89.7241 | 89.1342 | 88.5482 | 88.2654 | 87.9836 | 87.7026 | 87.4225 | 87.1434 | 87.788 | 88.4373 | 89.0915 | 89.7505 | 90.4144 | 90.7788 | 91.1433 | 91.5077 | 91.8722 | 92.2366 | 92.5353 | 92.8341 | 93.1328 | 93.4316 | 93.7303 | 1.0222 | 1.0449 | 1.0681 | 1.0611 | 1.0541 | 1.0508 | 1.0474 | 1.0441 | 1.0407 | 1.0374 | 1.0451 | 1.0528 | 1.0606 | 1.0685 | 1.0764 | 1.0807 | 1.085 | 1.0894 | 1.0937 | 1.0981 | 1.1016 | 1.1052 | 1.1087 | 1.1123 | 1.1158 | 0 | 0 | 0 | 0 | 0 | 0 | 0 | 0 | 0 | 0 | 0 | 0 | 0 | 0 | 0 | 0 | 0 | 0 | 0 | 0 | 0 | 0 | 0 | 0 | 0 | 0 | 0 | 0 | 0 | 0 | 0 | 0 | 0 | 0 | 0 | 0 | 0 | 0 | 0 | 0 | 0 | 0 | 0 | 0 | 0 | 0 | 0 | 0 | 0 | 0
121 | 93 | 121,93 | 99705 | North Pole | Y | 26 | 17 | 11 | 6 | 0 | 16 | 16 | 0 | 0 | 0 | 16 | 0 | 2378.9375 | 2378.9375 | 0 | 0 | 0 | 2378.9375 | 38063 | 0 | 0 | 17 | 0 | 0 | 0 | 17 | 0 | 11 | 11 | 0 | 0 | 15.7786 | 15.7786 | 0 | 0 | 10.262 | 10.262 | 0 | 0 | 0 | 14.6449 | 15.2012 | 15.7786 | 16.3779 | 17 | 9.5736 | 9.9118 | 10.262 | 10.6246 | 11 | 0 | 0 | 0 | 0 | 0 | 17.277 | 17.5584 | 17.8445 | 17.7272 | 17.6106 | 17.5544 | 17.4983 | 17.4424 | 17.3867 | 17.3312 | 17.4594 | 17.5886 | 17.7187 | 17.8497 | 17.9818 | 18.0542 | 18.1267 | 18.1992 | 18.2717 | 18.3442 | 18.4036 | 18.463 | 18.5224 | 18.5818 | 18.6412 | 11.1792 | 11.3613 | 11.5464 | 11.4705 | 11.3951 | 11.3587 | 11.3224 | 11.2863 | 11.2502 | 11.2143 | 11.2973 | 11.3808 | 11.465 | 11.5498 | 11.6353 | 11.6822 | 11.7291 | 11.776 | 11.8229 | 11.8698 | 11.9082 | 11.9466 | 11.9851 | 12.0235 | 12.062 | 0 | 0 | 0 | 0 | 0 | 0 | 0 | 0 | 0 | 0 | 0 | 0 | 0 | 0 | 0 | 0 | 0 | 0 | 0 | 0 | 0 | 0 | 0 | 0 | 0 | 0 | 0 | 0 | 0 | 0 | 0 | 0 | 0 | 0 | 0 | 0 | 0 | 0 | 0 | 0 | 0 | 0 | 0 | 0 | 0 | 0 | 0 | 0 | 0 | 0 | 0 | 0 | 0 | 0 | 0 | 0 | 0 | 0 | 0 | 0 | 0 | 0 | 0 | 0 | 0 | 0 | 0 | 0 | 0 | 0 | 0 | 0 | 0 | 0 | 0
98 | 94 | 98,94 | 99709 | - | N | 58 | 30 | 24 | 6 | 0 | 38 | 38 | 1 | 0 | 0 | 39 | 0 | 1811.2368 | 1811.2368 | 2080 | 0 | 0 | 1818.1282 | 68827 | 2080 | 0 | 30 | 0 | 1 | 0 | 31 | 0 | 24 | 24 | 0 | 0 | 28.5648 | 28.5648 | 0 | 0 | 22.8949 | 22.8949 | 0 | 0.95967 | 0 | 27.1982 | 27.8731 | 28.5648 | 29.2736 | 30 | 21.8407 | 22.3616 | 22.8949 | 23.4409 | 24 | 0.92096 | 0.94011 | 0.95967 | 0.97963 | 1 | 30.1537 | 30.3081 | 30.4634 | 30.2631 | 30.0642 | 29.9681 | 29.8724 | 29.7771 | 29.682 | 29.5872 | 29.806 | 30.0265 | 30.2486 | 30.4724 | 30.6978 | 30.8215 | 30.9452 | 31.069 | 31.1927 | 31.3165 | 31.4179 | 31.5193 | 31.6207 | 31.7222 | 31.8236 | 24.1229 | 24.2465 | 24.3707 | 24.2105 | 24.0513 | 23.9745 | 23.898 | 23.8216 | 23.7456 | 23.6697 | 23.8448 | 24.0212 | 24.1989 | 24.3779 | 24.5582 | 24.6572 | 24.7562 | 24.8552 | 24.9542 | 25.0532 | 25.1343 | 25.2155 | 25.2966 | 25.3777 | 25.4589 | 1.0051 | 1.0103 | 1.0154 | 1.0088 | 1.0021 | 0.99894 | 0.99575 | 0.99257 | 0.9894 | 0.98624 | 0.99353 | 1.0009 | 1.0083 | 1.0157 | 1.0233 | 1.0274 | 1.0315 | 1.0356 | 1.0398 | 1.0439 | 1.0473 | 1.0506 | 1.054 | 1.0574 | 1.0608 | 0 | 0 | 0 | 0 | 0 | 0 | 0 | 0 | 0 | 0 | 0 | 0 | 0 | 0 | 0 | 0 | 0 | 0 | 0 | 0 | 0 | 0 | 0 | 0 | 0 | 0 | 0 | 0 | 0 | 0 | 0 | 0 | 0 | 0 | 0 | 0 | 0 | 0 | 0 | 0 | 0 | 0 | 0 | 0 | 0 | 0 | 0 | 0 | 0 | 0
99 | 94 | 99,94 | 99709 | Fairbanks | Y | 66 | 38 | 34 | 4 | 0 | 52 | 52 | 7 | 0 | 0 | 59 | 0 | 1350.5577 | 1350.5577 | 3115.7143 | 0 | 0 | 1559.9831 | 70229 | 21810 | 0 | 38 | 0 | 7 | 0 | 45 | 0 | 34 | 34 | 0 | 0 | 36.182 | 36.182 | 0 | 0 | 32.4345 | 32.4345 | 0 | 6.7177 | 0 | 34.451 | 35.3059 | 36.182 | 37.0799 | 38 | 30.941 | 31.6789 | 32.4345 | 33.208 | 34 | 6.4467 | 6.5808 | 6.7177 | 6.8574 | 7 | 38.3953 | 38.7948 | 39.1984 | 38.9407 | 38.6847 | 38.5612 | 38.438 | 38.3153 | 38.1929 | 38.071 | 38.3526 | 38.6363 | 38.9221 | 39.21 | 39.5 | 39.6592 | 39.8184 | 39.9776 | 40.1369 | 40.2961 | 40.4266 | 40.5571 | 40.6876 | 40.8181 | 40.9486 | 34.3537 | 34.7111 | 35.0723 | 34.8417 | 34.6126 | 34.5021 | 34.3919 | 34.2821 | 34.1726 | 34.0635 | 34.3155 | 34.5693 | 34.825 | 35.0826 | 35.3421 | 35.4846 | 35.627 | 35.7695 | 35.9119 | 36.0544 | 36.1712 | 36.2879 | 36.4047 | 36.5215 | 36.6382 | 7.0728 | 7.1464 | 7.2208 | 7.1733 | 7.1261 | 7.1034 | 7.0807 | 7.0581 | 7.0355 | 7.0131 | 7.0649 | 7.1172 | 7.1699 | 7.2229 | 7.2763 | 7.3056 | 7.335 | 7.3643 | 7.3936 | 7.423 | 7.447 | 7.471 | 7.4951 | 7.5191 | 7.5432 | 0 | 0 | 0 | 0 | 0 | 0 | 0 | 0 | 0 | 0 | 0 | 0 | 0 | 0 | 0 | 0 | 0 | 0 | 0 | 0 | 0 | 0 | 0 | 0 | 0 | 0 | 0 | 0 | 0 | 0 | 0 | 0 | 0 | 0 | 0 | 0 | 0 | 0 | 0 | 0 | 0 | 0 | 0 | 0 | 0 | 0 | 0 | 0 | 0 | 0
100 | 94 | 100,94 | 99709 | Fairbanks | Y | 61 | 45 | 36 | 9 | 0 | 43 | 43 | 1 | 0 | 0 | 44 | 0 | 1594.4419 | 1594.4419 | 2476 | 0 | 0 | 1614.4773 | 68561 | 2476 | 0 | 45 | 0 | 1 | 0 | 46 | 0 | 36 | 36 | 0 | 0 | 42.8471 | 42.8471 | 0 | 0 | 34.3424 | 34.3424 | 0 | 0.95967 | 0 | 40.7973 | 41.8096 | 42.8471 | 43.9104 | 45 | 32.7611 | 33.5424 | 34.3424 | 35.1614 | 36 | 0.92096 | 0.94011 | 0.95967 | 0.97963 | 1 | 45.4204 | 45.8448 | 46.2732 | 45.9689 | 45.6667 | 45.5209 | 45.3755 | 45.2306 | 45.0862 | 44.9422 | 45.2747 | 45.6095 | 45.9469 | 46.2868 | 46.6292 | 46.8171 | 47.0051 | 47.193 | 47.381 | 47.5689 | 47.723 | 47.8771 | 48.0311 | 48.1852 | 48.3393 | 36.3364 | 36.6759 | 37.0185 | 36.7752 | 36.5334 | 36.4167 | 36.3004 | 36.1845 | 36.069 | 35.9538 | 36.2197 | 36.4876 | 36.7575 | 37.0294 | 37.3033 | 37.4537 | 37.6041 | 37.7544 | 37.9048 | 38.0552 | 38.1784 | 38.3017 | 38.4249 | 38.5482 | 38.6714 | 1.0093 | 1.0188 | 1.0283 | 1.0215 | 1.0148 | 1.0116 | 1.0083 | 1.0051 | 1.0019 | 0.99872 | 1.0061 | 1.0135 | 1.021 | 1.0286 | 1.0362 | 1.0404 | 1.0446 | 1.0487 | 1.0529 | 1.0571 | 1.0605 | 1.0639 | 1.0674 | 1.0708 | 1.0742 | 0 | 0 | 0 | 0 | 0 | 0 | 0 | 0 | 0 | 0 | 0 | 0 | 0 | 0 | 0 | 0 | 0 | 0 | 0 | 0 | 0 | 0 | 0 | 0 | 0 | 0 | 0 | 0 | 0 | 0 | 0 | 0 | 0 | 0 | 0 | 0 | 0 | 0 | 0 | 0 | 0 | 0 | 0 | 0 | 0 | 0 | 0 | 0 | 0 | 0
101 | 94 | 101,94 | 99709 | Fairbanks | Y | 24 | 12 | 12 | 0 | 3 | 27 | 30 | 7 | 0 | 0 | 37 | 4389.3333 | 1383.2222 | 1683.8333 | 4707.4286 | 0 | 0 | 2255.8649 | 50515 | 32952 | 1.2 | 10.8 | 0 | 7 | 0 | 19 | 1.2 | 10.8 | 12 | 0 | 1.1426 | 10.2833 | 11.4259 | 0 | 1.1447 | 10.3027 | 11.4475 | 0 | 6.7177 | 0 | 10.8793 | 11.1492 | 11.4259 | 11.7094 | 12 | 10.9204 | 11.1808 | 11.4475 | 11.7205 | 12 | 6.4467 | 6.5808 | 6.7177 | 6.8574 | 7 | 12.1121 | 12.2253 | 12.3395 | 12.2584 | 12.1778 | 12.1389 | 12.1001 | 12.0615 | 12.023 | 11.9846 | 12.0732 | 12.1625 | 12.2525 | 12.3431 | 12.4344 | 12.4846 | 12.5347 | 12.5848 | 12.6349 | 12.6851 | 12.7261 | 12.7672 | 12.8083 | 12.8494 | 12.8905 | 12.1121 | 12.2253 | 12.3395 | 12.2584 | 12.1778 | 12.1389 | 12.1001 | 12.0615 | 12.023 | 11.9846 | 12.0732 | 12.1625 | 12.2525 | 12.3431 | 12.4344 | 12.4846 | 12.5347 | 12.5848 | 12.6349 | 12.6851 | 12.7261 | 12.7672 | 12.8083 | 12.8494 | 12.8905 | 7.0654 | 7.1314 | 7.198 | 7.1507 | 7.1037 | 7.081 | 7.0584 | 7.0359 | 7.0134 | 6.991 | 7.0427 | 7.0948 | 7.1473 | 7.2002 | 7.2534 | 7.2827 | 7.3119 | 7.3411 | 7.3704 | 7.3996 | 7.4236 | 7.4475 | 7.4715 | 7.4955 | 7.5194 | 0 | 0 | 0 | 0 | 0 | 0 | 0 | 0 | 0 | 0 | 0 | 0 | 0 | 0 | 0 | 0 | 0 | 0 | 0 | 0 | 0 | 0 | 0 | 0 | 0 | 0 | 0 | 0 | 0 | 0 | 0 | 0 | 0 | 0 | 0 | 0 | 0 | 0 | 0 | 0 | 0 | 0 | 0 | 0 | 0 | 0 | 0 | 0 | 0 | 0
102 | 94 | 102,94 | 99709 | Fairbanks | Y | 62 | 36 | 31 | 5 | 0 | 52 | 52 | 2 | 0 | 0 | 54 | 0 | 1464.9808 | 1464.9808 | 3984 | 0 | 0 | 1558.2778 | 76179 | 7968 | 0 | 36 | 0 | 2 | 0 | 38 | 0 | 31 | 31 | 0 | 0 | 34.2777 | 34.2777 | 0 | 0 | 29.5726 | 29.5726 | 0 | 1.9193 | 0 | 32.6378 | 33.4477 | 34.2777 | 35.1283 | 36 | 28.2109 | 28.8837 | 29.5726 | 30.2779 | 31 | 1.8419 | 1.8802 | 1.9193 | 1.9593 | 2 | 36.3364 | 36.6759 | 37.0185 | 36.7752 | 36.5334 | 36.4167 | 36.3004 | 36.1845 | 36.069 | 35.9538 | 36.2197 | 36.4876 | 36.7575 | 37.0294 | 37.3033 | 37.4537 | 37.6041 | 37.7544 | 37.9048 | 38.0552 | 38.1784 | 38.3017 | 38.4249 | 38.5482 | 38.6714 | 31.2896 | 31.582 | 31.8771 | 31.6675 | 31.4593 | 31.3588 | 31.2587 | 31.1589 | 31.0594 | 30.9602 | 31.1892 | 31.4199 | 31.6523 | 31.8865 | 32.1223 | 32.2518 | 32.3813 | 32.5108 | 32.6402 | 32.7697 | 32.8758 | 32.982 | 33.0881 | 33.1943 | 33.3004 | 2.0187 | 2.0375 | 2.0566 | 2.0431 | 2.0296 | 2.0232 | 2.0167 | 2.0103 | 2.0038 | 1.9974 | 2.0122 | 2.0271 | 2.0421 | 2.0572 | 2.0724 | 2.0808 | 2.0891 | 2.0975 | 2.1058 | 2.1142 | 2.121 | 2.1279 | 2.1347 | 2.1416 | 2.1484 | 0 | 0 | 0 | 0 | 0 | 0 | 0 | 0 | 0 | 0 | 0 | 0 | 0 | 0 | 0 | 0 | 0 | 0 | 0 | 0 | 0 | 0 | 0 | 0 | 0 | 0 | 0 | 0 | 0 | 0 | 0 | 0 | 0 | 0 | 0 | 0 | 0 | 0 | 0 | 0 | 0 | 0 | 0 | 0 | 0 | 0 | 0 | 0 | 0 | 0
103 | 94 | 103,94 | 99709 | Fairbanks | Y | 258 | 87 | 83 | 4 | 1 | 148 | 149 | 1 | 0 | 0 | 150 | 87118 | 3077.6757 | 3641.7047 | 864 | 0 | 0 | 3623.1867 | 542614 | 864 | 0.58389 | 86.4161 | 0 | 1 | 0 | 88 | 0.55705 | 82.443 | 83 | 0 | 0.55596 | 82.2818 | 82.8378 | 0 | 0.5314 | 78.6468 | 79.1782 | 0 | 0.95967 | 0 | 78.8747 | 80.8319 | 82.8378 | 84.8934 | 87 | 75.5324 | 77.3339 | 79.1782 | 81.0666 | 83 | 0.92096 | 0.94011 | 0.95967 | 0.97963 | 1 | 87.8129 | 88.6333 | 89.4615 | 88.8733 | 88.289 | 88.0071 | 87.726 | 87.4459 | 87.1666 | 86.8883 | 87.531 | 88.1785 | 88.8307 | 89.4878 | 90.1497 | 90.5131 | 90.8765 | 91.2399 | 91.6032 | 91.9666 | 92.2645 | 92.5623 | 92.8602 | 93.1581 | 93.4559 | 83.7755 | 84.5582 | 85.3483 | 84.7872 | 84.2297 | 83.9608 | 83.6926 | 83.4254 | 83.159 | 82.8934 | 83.5066 | 84.1243 | 84.7465 | 85.3734 | 86.0049 | 86.3516 | 86.6983 | 87.0449 | 87.3916 | 87.7383 | 88.0224 | 88.3066 | 88.5908 | 88.8749 | 89.1591 | 1.0093 | 1.0188 | 1.0283 | 1.0215 | 1.0148 | 1.0116 | 1.0083 | 1.0051 | 1.0019 | 0.99872 | 1.0061 | 1.0135 | 1.021 | 1.0286 | 1.0362 | 1.0404 | 1.0446 | 1.0487 | 1.0529 | 1.0571 | 1.0605 | 1.0639 | 1.0674 | 1.0708 | 1.0742 | 0 | 0 | 0 | 0 | 0 | 0 | 0 | 0 | 0 | 0 | 0 | 0 | 0 | 0 | 0 | 0 | 0 | 0 | 0 | 0 | 0 | 0 | 0 | 0 | 0 | 0 | 0 | 0 | 0 | 0 | 0 | 0 | 0 | 0 | 0 | 0 | 0 | 0 | 0 | 0 | 0 | 0 | 0 | 0 | 0 | 0 | 0 | 0 | 0 | 0
104 | 94 | 104,94 | 99709 | Fairbanks | Y | 2321 | 983 | 933 | 50 | 27 | 552 | 579 | 6 | 0 | 0 | 585 | 7393.1111 | 2418.3388 | 2650.323 | 11231.5 | 0 | 0 | 2738.335 | 1534537 | 67389 | 45.8394 | 937.1606 | 0 | 6 | 0 | 989 | 43.5078 | 889.4922 | 933 | 0 | 43.6463 | 892.3254 | 935.9717 | 0 | 41.5044 | 848.5352 | 890.0397 | 0 | 5.758 | 0 | 891.1933 | 913.3081 | 935.9717 | 959.1977 | 983 | 849.0575 | 869.3071 | 890.0397 | 911.2667 | 933 | 5.5257 | 5.6407 | 5.758 | 5.8778 | 6 | 990.9112 | 998.886 | 1006.925 | 1000.3049 | 993.7283 | 990.555 | 987.3919 | 984.2388 | 981.0958 | 977.9628 | 985.1968 | 992.4843 | 999.8257 | 1007.2213 | 1014.6717 | 1018.7617 | 1022.8516 | 1026.9416 | 1031.0315 | 1035.1215 | 1038.474 | 1041.8266 | 1045.1792 | 1048.5317 | 1051.8843 | 940.5088 | 948.0779 | 955.708 | 949.4247 | 943.1826 | 940.1707 | 937.1685 | 934.1758 | 931.1927 | 928.2191 | 935.0851 | 942.0019 | 948.9698 | 955.9893 | 963.0607 | 966.9427 | 970.8246 | 974.7065 | 978.5884 | 982.4703 | 985.6524 | 988.8344 | 992.0164 | 995.1985 | 998.3805 | 6.0483 | 6.097 | 6.146 | 6.1056 | 6.0655 | 6.0461 | 6.0268 | 6.0076 | 5.9884 | 5.9693 | 6.0134 | 6.0579 | 6.1027 | 6.1478 | 6.1933 | 6.2183 | 6.2432 | 6.2682 | 6.2932 | 6.3181 | 6.3386 | 6.3591 | 6.3795 | 6.4 | 6.4205 | 0 | 0 | 0 | 0 | 0 | 0 | 0 | 0 | 0 | 0 | 0 | 0 | 0 | 0 | 0 | 0 | 0 | 0 | 0 | 0 | 0 | 0 | 0 | 0 | 0 | 0 | 0 | 0 | 0 | 0 | 0 | 0 | 0 | 0 | 0 | 0 | 0 | 0 | 0 | 0 | 0 | 0 | 0 | 0 | 0 | 0 | 0 | 0 | 0 | 0
105 | 94 | 105,94 | 99709 | Fairbanks | Y | 1308 | 508 | 489 | 19 | 15 | 325 | 340 | 9 | 0 | 0 | 349 | 5749.8667 | 2513.8954 | 2656.6588 | 9360 | 0 | 0 | 2829.5244 | 903264 | 84240 | 22.4118 | 485.5882 | 0 | 9 | 0 | 517 | 21.5735 | 467.4265 | 489 | 0 | 21.3395 | 462.3569 | 483.6965 | 0 | 20.5802 | 445.9036 | 466.4838 | 0 | 8.637 | 0 | 460.5556 | 471.9843 | 483.6965 | 495.6993 | 508 | 445.0044 | 455.6175 | 466.4838 | 477.6092 | 489 | 8.2886 | 8.461 | 8.637 | 8.8166 | 9 | 512.0884 | 516.2096 | 520.3641 | 516.9429 | 513.5442 | 511.9043 | 510.2696 | 508.6402 | 507.0159 | 505.3969 | 509.1353 | 512.9013 | 516.6952 | 520.5172 | 524.3675 | 526.4811 | 528.5947 | 530.7084 | 532.822 | 534.9356 | 536.6682 | 538.4007 | 540.1333 | 541.8658 | 543.5984 | 492.9355 | 496.9026 | 500.9016 | 497.6084 | 494.3369 | 492.7583 | 491.1848 | 489.6162 | 488.0527 | 486.4942 | 490.0928 | 493.718 | 497.37 | 501.0491 | 504.7553 | 506.7899 | 508.8245 | 510.859 | 512.8936 | 514.9282 | 516.5959 | 518.2637 | 519.9314 | 521.5992 | 523.2669 | 9.0724 | 9.1454 | 9.219 | 9.1584 | 9.0982 | 9.0692 | 9.0402 | 9.0113 | 8.9826 | 8.9539 | 9.0201 | 9.0868 | 9.154 | 9.2218 | 9.29 | 9.3274 | 9.3649 | 9.4023 | 9.4398 | 9.4772 | 9.5079 | 9.5386 | 9.5693 | 9.6 | 9.6307 | 0 | 0 | 0 | 0 | 0 | 0 | 0 | 0 | 0 | 0 | 0 | 0 | 0 | 0 | 0 | 0 | 0 | 0 | 0 | 0 | 0 | 0 | 0 | 0 | 0 | 0 | 0 | 0 | 0 | 0 | 0 | 0 | 0 | 0 | 0 | 0 | 0 | 0 | 0 | 0 | 0 | 0 | 0 | 0 | 0 | 0 | 0 | 0 | 0 | 0
106 | 94 | 106,94 | 99709 | Fairbanks | Y | 1331 | 577 | 518 | 59 | 9 | 288 | 297 | 24 | 0 | 0 | 321 | 4333.4444 | 2359.7049 | 2419.5152 | 8092.9583 | 0 | 0 | 2843.6978 | 718596 | 194231 | 17.4848 | 559.5152 | 0 | 24 | 0 | 601 | 15.697 | 502.303 | 518 | 0 | 16.6483 | 532.747 | 549.3954 | 0 | 14.9742 | 479.1743 | 494.1485 | 0 | 23.032 | 0 | 523.1114 | 536.0924 | 549.3954 | 563.0285 | 577 | 471.3952 | 482.6378 | 494.1485 | 505.9337 | 518 | 22.103 | 22.5627 | 23.032 | 23.511 | 24 | 583.1126 | 589.29 | 595.5328 | 591.6174 | 587.7278 | 585.851 | 583.9802 | 582.1153 | 580.2564 | 578.4035 | 582.6819 | 586.992 | 591.334 | 595.7081 | 600.1145 | 602.5334 | 604.9524 | 607.3713 | 609.7903 | 612.2092 | 614.1921 | 616.1749 | 618.1577 | 620.1405 | 622.1234 | 523.4876 | 529.0333 | 534.6377 | 531.1227 | 527.6308 | 525.9459 | 524.2664 | 522.5923 | 520.9235 | 519.26 | 523.1009 | 526.9703 | 530.8683 | 534.7951 | 538.751 | 540.9226 | 543.0942 | 545.2658 | 547.4374 | 549.609 | 551.3891 | 553.1691 | 554.9492 | 556.7293 | 558.5094 | 24.2543 | 24.5112 | 24.7709 | 24.608 | 24.4462 | 24.3682 | 24.2903 | 24.2128 | 24.1355 | 24.0584 | 24.2363 | 24.4156 | 24.5962 | 24.7782 | 24.9614 | 25.062 | 25.1627 | 25.2633 | 25.3639 | 25.4645 | 25.547 | 25.6295 | 25.7119 | 25.7944 | 25.8769 | 0 | 0 | 0 | 0 | 0 | 0 | 0 | 0 | 0 | 0 | 0 | 0 | 0 | 0 | 0 | 0 | 0 | 0 | 0 | 0 | 0 | 0 | 0 | 0 | 0 | 0 | 0 | 0 | 0 | 0 | 0 | 0 | 0 | 0 | 0 | 0 | 0 | 0 | 0 | 0 | 0 | 0 | 0 | 0 | 0 | 0 | 0 | 0 | 0 | 0
107 | 94 | 107,94 | 99709 | Fairbanks | Y | 1501 | 566 | 538 | 28 | 3 | 456 | 459 | 22 | 0 | 0 | 481 | 13988 | 2847.7368 | 2920.549 | 9652.1364 | 0 | 0 | 3228.4387 | 1340532 | 212347 | 3.6993 | 562.3007 | 0 | 22 | 0 | 588 | 3.5163 | 534.4837 | 538 | 0 | 3.5224 | 535.3993 | 538.9217 | 0 | 3.3544 | 509.8732 | 513.2276 | 0 | 21.1126 | 0 | 513.1388 | 525.8722 | 538.9217 | 552.2949 | 566 | 489.5958 | 501.2725 | 513.2276 | 525.4678 | 538 | 20.2611 | 20.6825 | 21.1126 | 21.5518 | 22 | 575.6053 | 585.3737 | 595.3078 | 591.3939 | 587.5057 | 585.6296 | 583.7595 | 581.8954 | 580.0372 | 578.185 | 582.4618 | 586.7702 | 591.1106 | 595.483 | 599.8878 | 602.3058 | 604.7238 | 607.1419 | 609.5599 | 611.9779 | 613.96 | 615.9421 | 617.9242 | 619.9062 | 621.8883 | 547.1302 | 556.4153 | 565.8579 | 562.1377 | 558.4418 | 556.6586 | 554.881 | 553.1091 | 551.3428 | 549.5822 | 553.6474 | 557.7427 | 561.8683 | 566.0245 | 570.2113 | 572.5097 | 574.8082 | 577.1066 | 579.405 | 581.7034 | 583.5874 | 585.4715 | 587.3555 | 589.2395 | 591.1235 | 22.3734 | 22.753 | 23.1392 | 22.987 | 22.8359 | 22.763 | 22.6903 | 22.6178 | 22.5456 | 22.4736 | 22.6399 | 22.8073 | 22.976 | 23.146 | 23.3172 | 23.4112 | 23.5052 | 23.5992 | 23.6931 | 23.7871 | 23.8642 | 23.9412 | 24.0183 | 24.0953 | 24.1723 | 0 | 0 | 0 | 0 | 0 | 0 | 0 | 0 | 0 | 0 | 0 | 0 | 0 | 0 | 0 | 0 | 0 | 0 | 0 | 0 | 0 | 0 | 0 | 0 | 0 | 0 | 0 | 0 | 0 | 0 | 0 | 0 | 0 | 0 | 0 | 0 | 0 | 0 | 0 | 0 | 0 | 0 | 0 | 0 | 0 | 0 | 0 | 0 | 0 | 0
108 | 94 | 108,94 | 99701 | Fairbanks | Y | 1159 | 528 | 470 | 58 | 4 | 177 | 181 | 28 | 0 | 0 | 209 | 3408.5 | 2513.5932 | 2533.3702 | 8862.4643 | 0 | 0 | 3381.2871 | 458540 | 248149 | 11.6685 | 516.3315 | 0 | 28 | 0 | 556 | 10.3867 | 459.6133 | 470 | 0 | 11.539 | 510.6002 | 522.1392 | 0 | 10.2904 | 455.3486 | 465.639 | 0 | 27.8554 | 0 | 516.3435 | 519.2333 | 522.1392 | 525.0614 | 528 | 461.3184 | 463.4737 | 465.639 | 467.8144 | 470 | 27.7115 | 27.7834 | 27.8554 | 27.9276 | 28 | 531.3162 | 534.6531 | 538.0111 | 534.4739 | 530.96 | 529.2644 | 527.5743 | 525.8896 | 524.2103 | 522.5363 | 526.4015 | 530.2953 | 534.2178 | 538.1694 | 542.1503 | 544.3356 | 546.5209 | 548.7062 | 550.8915 | 553.0768 | 554.8681 | 556.6594 | 558.4507 | 560.242 | 562.0333 | 472.9519 | 475.9223 | 478.9114 | 475.7627 | 472.6348 | 471.1255 | 469.6211 | 468.1214 | 466.6266 | 465.1365 | 468.5771 | 472.0431 | 475.5348 | 479.0523 | 482.5959 | 484.5411 | 486.4864 | 488.4316 | 490.3769 | 492.3221 | 493.9167 | 495.5112 | 497.1057 | 498.7003 | 500.2948 | 28.1759 | 28.3528 | 28.5309 | 28.3433 | 28.157 | 28.0671 | 27.9774 | 27.8881 | 27.799 | 27.7103 | 27.9152 | 28.1217 | 28.3297 | 28.5393 | 28.7504 | 28.8663 | 28.9822 | 29.0981 | 29.2139 | 29.3298 | 29.4248 | 29.5198 | 29.6148 | 29.7098 | 29.8048 | 0 | 0 | 0 | 0 | 0 | 0 | 0 | 0 | 0 | 0 | 0 | 0 | 0 | 0 | 0 | 0 | 0 | 0 | 0 | 0 | 0 | 0 | 0 | 0 | 0 | 0 | 0 | 0 | 0 | 0 | 0 | 0 | 0 | 0 | 0 | 0 | 0 | 0 | 0 | 0 | 0 | 0 | 0 | 0 | 0 | 0 | 0 | 0 | 0 | 0
109 | 94 | 109,94 | 99701 | Fairbanks | Y | 2461 | 1456 | 1242 | 214 | 17 | 408 | 425 | 70 | 29 | 38 | 562 | 4491.6471 | 2133.6201 | 2227.9412 | 8539.9714 | 3203.4828 | 19775.2368 | 4250.9484 | 1039776 | 1349257 | 54.5198 | 1308.4758 | 93.0044 | 70 | 38 | 1564 | 46.5066 | 1116.1586 | 1162.6652 | 79.3348 | 53.9147 | 1293.9517 | 1347.8664 | 91.9721 | 46.0751 | 1105.802 | 1151.8771 | 78.5987 | 69.6385 | 37.8037 | 1332.9051 | 1340.3648 | 1347.8664 | 1355.4099 | 1362.9956 | 1141.1892 | 1146.5207 | 1151.8771 | 1157.2586 | 1162.6652 | 69.2788 | 69.4584 | 69.6385 | 69.819 | 70 | 1381.2851 | 1399.82 | 1418.6036 | 1409.2769 | 1400.0115 | 1395.5408 | 1391.0844 | 1386.6422 | 1382.2142 | 1377.8004 | 1387.9919 | 1398.2589 | 1408.6017 | 1419.0211 | 1429.5176 | 1435.2797 | 1441.0418 | 1446.8039 | 1452.5661 | 1458.3282 | 1463.0514 | 1467.7747 | 1472.4979 | 1477.2211 | 1481.9444 | 1178.2665 | 1194.0772 | 1210.1 | 1202.1442 | 1194.2406 | 1190.427 | 1186.6256 | 1182.8363 | 1179.0591 | 1175.294 | 1183.9876 | 1192.7455 | 1201.5682 | 1210.4562 | 1219.4099 | 1224.3251 | 1229.2403 | 1234.1556 | 1239.0708 | 1243.986 | 1248.015 | 1252.044 | 1256.0731 | 1260.1021 | 1264.1311 | 70.9393 | 71.8912 | 72.8559 | 72.3769 | 71.901 | 71.6714 | 71.4426 | 71.2144 | 70.987 | 70.7603 | 71.2837 | 71.811 | 72.3422 | 72.8773 | 73.4164 | 73.7123 | 74.0083 | 74.3042 | 74.6001 | 74.896 | 75.1386 | 75.3812 | 75.6238 | 75.8663 | 76.1089 | 94.2524 | 95.5171 | 96.7988 | 96.1624 | 95.5302 | 95.2251 | 94.9211 | 94.6179 | 94.3158 | 94.0146 | 94.71 | 95.4106 | 96.1164 | 96.8273 | 97.5436 | 97.9367 | 98.3299 | 98.7231 | 99.1163 | 99.5095 | 99.8317 | 100.154 | 100.4763 | 100.7986 | 101.1209 | 38.5099 | 39.0267 | 39.5503 | 39.2903 | 39.032 | 38.9074 | 38.7831 | 38.6593 | 38.5358 | 38.4128 | 38.6969 | 38.9831 | 39.2715 | 39.562 | 39.8546 | 40.0153 | 40.1759 | 40.3366 | 40.4972 | 40.6579 | 40.7895 | 40.9212 | 41.0529 | 41.1846 | 41.3163
110 | 94 | 110,94 | 99701 | Fairbanks | Y | 2613 | 1325 | 1189 | 136 | 29 | 516 | 545 | 68 | 1 | 7 | 621 | 4888.3793 | 2042.2926 | 2193.7358 | 6239.8235 | 39744 | 38067.5714 | 3101.628 | 1235330 | 690781 | 70.3755 | 1252.1978 | 2.4267 | 68 | 7 | 1400 | 63.152 | 1123.6703 | 1186.8223 | 2.1777 | 69.5943 | 1238.2984 | 1307.8927 | 2.3998 | 62.566 | 1113.2441 | 1175.8101 | 2.1574 | 67.6488 | 6.9638 | 1293.3751 | 1300.6137 | 1307.8927 | 1315.2125 | 1322.5733 | 1164.9001 | 1170.3424 | 1175.8101 | 1181.3034 | 1186.8223 | 67.2994 | 67.4739 | 67.6488 | 67.8242 | 68 | 1328.5908 | 1334.6357 | 1340.7081 | 1331.8936 | 1323.1369 | 1318.9117 | 1314.7 | 1310.5018 | 1306.3169 | 1302.1454 | 1311.7773 | 1321.4805 | 1331.2555 | 1341.1027 | 1351.0228 | 1356.4685 | 1361.9143 | 1367.36 | 1372.8057 | 1378.2514 | 1382.7153 | 1387.1792 | 1391.6431 | 1396.107 | 1400.5709 | 1192.2222 | 1197.6467 | 1203.0958 | 1195.186 | 1187.3282 | 1183.5367 | 1179.7572 | 1175.9899 | 1172.2346 | 1168.4912 | 1177.1345 | 1185.8418 | 1194.6134 | 1203.4499 | 1212.3518 | 1217.2386 | 1222.1253 | 1227.0121 | 1231.8989 | 1236.7856 | 1240.7913 | 1244.797 | 1248.8028 | 1252.8085 | 1256.8142 | 68.3094 | 68.6202 | 68.9324 | 68.4792 | 68.029 | 67.8117 | 67.5952 | 67.3793 | 67.1642 | 66.9497 | 67.4449 | 67.9438 | 68.4464 | 68.9527 | 69.4627 | 69.7427 | 70.0227 | 70.3027 | 70.5827 | 70.8627 | 71.0922 | 71.3217 | 71.5512 | 71.7807 | 72.0102 | 2.4378 | 2.4489 | 2.46 | 2.4438 | 2.4278 | 2.42 | 2.4123 | 2.4046 | 2.3969 | 2.3893 | 2.4069 | 2.4247 | 2.4427 | 2.4607 | 2.4789 | 2.4889 | 2.4989 | 2.5089 | 2.5189 | 2.5289 | 2.5371 | 2.5453 | 2.5535 | 2.5617 | 2.5699 | 7.0318 | 7.0638 | 7.096 | 7.0493 | 7.003 | 6.9806 | 6.9583 | 6.9361 | 6.914 | 6.8919 | 6.9429 | 6.9942 | 7.046 | 7.0981 | 7.1506 | 7.1794 | 7.2082 | 7.237 | 7.2659 | 7.2947 | 7.3183 | 7.3419 | 7.3656 | 7.3892 | 7.4128
111 | 94 | 111,94 | 99701 | Fairbanks | Y | 2634 | 1026 | 904 | 122 | 18 | 438 | 456 | 4 | 0 | 0 | 460 | 6249.6667 | 2289.4064 | 2445.7325 | 1614 | 0 | 0 | 2438.5 | 1115254 | 6456 | 40.5 | 985.5 | 0 | 4 | 0 | 1030 | 35.6842 | 868.3158 | 904 | 0 | 40.0505 | 974.561 | 1014.6114 | 0 | 35.3531 | 860.2589 | 895.612 | 0 | 3.9793 | 0 | 1003.3492 | 1008.9646 | 1014.6114 | 1020.2898 | 1026 | 887.3019 | 891.4473 | 895.612 | 899.7962 | 904 | 3.9588 | 3.9691 | 3.9793 | 3.9897 | 4 | 1032.6258 | 1039.2945 | 1046.0061 | 1039.1291 | 1032.2973 | 1029.0008 | 1025.7149 | 1022.4395 | 1019.1745 | 1015.9199 | 1023.4347 | 1031.005 | 1038.6313 | 1046.314 | 1054.0536 | 1058.3023 | 1062.5509 | 1066.7996 | 1071.0483 | 1075.297 | 1078.7797 | 1082.2624 | 1085.7451 | 1089.2277 | 1092.7104 | 909.838 | 915.7136 | 921.6272 | 915.568 | 909.5485 | 906.644 | 903.7488 | 900.8628 | 897.9861 | 895.1185 | 901.7397 | 908.4098 | 915.1293 | 921.8985 | 928.7178 | 932.4612 | 936.2047 | 939.9482 | 943.6917 | 947.4352 | 950.5038 | 953.5723 | 956.6409 | 959.7094 | 962.778 | 4.0258 | 4.0518 | 4.078 | 4.0512 | 4.0246 | 4.0117 | 3.9989 | 3.9861 | 3.9734 | 3.9607 | 3.99 | 4.0195 | 4.0492 | 4.0792 | 4.1094 | 4.1259 | 4.1425 | 4.1591 | 4.1756 | 4.1922 | 4.2058 | 4.2193 | 4.2329 | 4.2465 | 4.2601 | 0 | 0 | 0 | 0 | 0 | 0 | 0 | 0 | 0 | 0 | 0 | 0 | 0 | 0 | 0 | 0 | 0 | 0 | 0 | 0 | 0 | 0 | 0 | 0 | 0 | 0 | 0 | 0 | 0 | 0 | 0 | 0 | 0 | 0 | 0 | 0 | 0 | 0 | 0 | 0 | 0 | 0 | 0 | 0 | 0 | 0 | 0 | 0 | 0 | 0
112 | 94 | 112,94 | 99703 | Fairbanks | Y | 60 | 26 | 18 | 8 | 0 | 0 | 0 | 0 | 0 | 0 | 0 | 0 | 834.495 | 834.495 | 1408.3846 | 0 | 0 | 1365.174 | 0 | 0 | 0.59572 | 25.3705 | 0.033784 | 0 | 0 | 26 | 0.41242 | 17.5642 | 17.9766 | 0.023389 | 0.58423 | 24.8813 | 25.4656 | 0.033132 | 0.41375 | 17.6206 | 18.0343 | 0.023464 | 0 | 0 | 24.9746 | 25.2189 | 25.4656 | 25.7147 | 25.9662 | 18.0922 | 18.0633 | 18.0343 | 18.0054 | 17.9766 | 0 | 0 | 0 | 0 | 0 | 26.0741 | 26.1825 | 26.2912 | 26.1184 | 25.9467 | 25.8638 | 25.7812 | 25.6989 | 25.6168 | 25.535 | 25.7239 | 25.9142 | 26.1059 | 26.299 | 26.4935 | 26.6003 | 26.7071 | 26.8139 | 26.9207 | 27.0275 | 27.115 | 27.2025 | 27.2901 | 27.3776 | 27.4652 | 18.0513 | 18.1263 | 18.2016 | 18.082 | 17.9631 | 17.9057 | 17.8485 | 17.7915 | 17.7347 | 17.6781 | 17.8089 | 17.9406 | 18.0733 | 18.207 | 18.3417 | 18.4156 | 18.4895 | 18.5635 | 18.6374 | 18.7113 | 18.7719 | 18.8325 | 18.8931 | 18.9537 | 19.0143 | 0 | 0 | 0 | 0 | 0 | 0 | 0 | 0 | 0 | 0 | 0 | 0 | 0 | 0 | 0 | 0 | 0 | 0 | 0 | 0 | 0 | 0 | 0 | 0 | 0 | 0.033924 | 0.034065 | 0.034207 | 0.033982 | 0.033758 | 0.033651 | 0.033543 | 0.033436 | 0.033329 | 0.033223 | 0.033469 | 0.033716 | 0.033965 | 0.034217 | 0.03447 | 0.034609 | 0.034748 | 0.034887 | 0.035026 | 0.035165 | 0.035278 | 0.035392 | 0.035506 | 0.03562 | 0.035734 | 0 | 0 | 0 | 0 | 0 | 0 | 0 | 0 | 0 | 0 | 0 | 0 | 0 | 0 | 0 | 0 | 0 | 0 | 0 | 0 | 0 | 0 | 0 | 0 | 0
113 | 94 | 113,94 | 99703 | Fairbanks | Y | 677 | 183 | 170 | 13 | 0 | 0 | 0 | 0 | 0 | 0 | 0 | 0 | 834.495 | 834.495 | 1408.3846 | 0 | 0 | 1365.174 | 0 | 0 | 4.193 | 178.5693 | 0.23779 | 0 | 0 | 183 | 3.8951 | 165.884 | 169.7791 | 0.22089 | 4.1121 | 175.1262 | 179.2383 | 0.2332 | 3.9076 | 166.4166 | 170.3242 | 0.2216 | 0 | 0 | 175.7824 | 177.502 | 179.2383 | 180.9917 | 182.7622 | 170.871 | 170.5974 | 170.3242 | 170.0514 | 169.7791 | 0 | 0 | 0 | 0 | 0 | 183.5216 | 184.2842 | 185.0499 | 183.8333 | 182.6247 | 182.0415 | 181.4602 | 180.8807 | 180.3031 | 179.7273 | 181.0568 | 182.396 | 183.7452 | 185.1044 | 186.4736 | 187.2252 | 187.9769 | 188.7285 | 189.4802 | 190.2318 | 190.8479 | 191.464 | 192.0802 | 192.6963 | 193.3124 | 170.4846 | 171.193 | 171.9043 | 170.7741 | 169.6513 | 169.1096 | 168.5696 | 168.0313 | 167.4947 | 166.9598 | 168.1948 | 169.439 | 170.6923 | 171.9549 | 173.2268 | 173.9251 | 174.6233 | 175.3216 | 176.0198 | 176.7181 | 177.2904 | 177.8628 | 178.4351 | 179.0075 | 179.5798 | 0 | 0 | 0 | 0 | 0 | 0 | 0 | 0 | 0 | 0 | 0 | 0 | 0 | 0 | 0 | 0 | 0 | 0 | 0 | 0 | 0 | 0 | 0 | 0 | 0 | 0.23877 | 0.23977 | 0.24076 | 0.23918 | 0.23761 | 0.23685 | 0.23609 | 0.23534 | 0.23459 | 0.23384 | 0.23557 | 0.23731 | 0.23906 | 0.24083 | 0.24261 | 0.24359 | 0.24457 | 0.24555 | 0.24653 | 0.2475 | 0.24831 | 0.24911 | 0.24991 | 0.25071 | 0.25151 | 0 | 0 | 0 | 0 | 0 | 0 | 0 | 0 | 0 | 0 | 0 | 0 | 0 | 0 | 0 | 0 | 0 | 0 | 0 | 0 | 0 | 0 | 0 | 0 | 0
114 | 94 | 114,94 | 99703 | Fairbanks | Y | 501 | 46 | 46 | 0 | 0 | 0 | 0 | 0 | 0 | 0 | 0 | 0 | 834.495 | 834.495 | 1408.3846 | 0 | 0 | 1365.174 | 0 | 0 | 1.054 | 44.8863 | 0.059771 | 0 | 0 | 46 | 1.054 | 44.8863 | 45.9402 | 0.059771 | 1.0336 | 44.0208 | 45.0544 | 0.058619 | 1.0574 | 45.0304 | 46.0877 | 0.059963 | 0 | 0 | 44.1857 | 44.618 | 45.0544 | 45.4952 | 45.9402 | 46.2357 | 46.1616 | 46.0877 | 46.0139 | 45.9402 | 0 | 0 | 0 | 0 | 0 | 46.1311 | 46.3228 | 46.5153 | 46.2095 | 45.9057 | 45.7591 | 45.6129 | 45.4673 | 45.3221 | 45.1774 | 45.5115 | 45.8482 | 46.1873 | 46.529 | 46.8731 | 47.0621 | 47.251 | 47.44 | 47.6289 | 47.8178 | 47.9727 | 48.1276 | 48.2824 | 48.4373 | 48.5922 | 46.1311 | 46.3228 | 46.5153 | 46.2095 | 45.9057 | 45.7591 | 45.6129 | 45.4673 | 45.3221 | 45.1774 | 45.5115 | 45.8482 | 46.1873 | 46.529 | 46.8731 | 47.0621 | 47.251 | 47.44 | 47.6289 | 47.8178 | 47.9727 | 48.1276 | 48.2824 | 48.4373 | 48.5922 | 0 | 0 | 0 | 0 | 0 | 0 | 0 | 0 | 0 | 0 | 0 | 0 | 0 | 0 | 0 | 0 | 0 | 0 | 0 | 0 | 0 | 0 | 0 | 0 | 0 | 0.06002 | 0.060269 | 0.060519 | 0.060122 | 0.059726 | 0.059536 | 0.059345 | 0.059156 | 0.058967 | 0.058779 | 0.059214 | 0.059652 | 0.060093 | 0.060537 | 0.060985 | 0.061231 | 0.061477 | 0.061723 | 0.061968 | 0.062214 | 0.062416 | 0.062617 | 0.062819 | 0.06302 | 0.063222 | 0 | 0 | 0 | 0 | 0 | 0 | 0 | 0 | 0 | 0 | 0 | 0 | 0 | 0 | 0 | 0 | 0 | 0 | 0 | 0 | 0 | 0 | 0 | 0 | 0
115 | 94 | 115,94 | 99705 | Fairbanks | Y | 76 | 39 | 34 | 5 | 0 | 48 | 48 | 0 | 0 | 0 | 48 | 0 | 1971.875 | 1971.875 | 0 | 0 | 0 | 1971.875 | 94650 | 0 | 0 | 39 | 0 | 0 | 0 | 39 | 0 | 34 | 34 | 0 | 0 | 36.1979 | 36.1979 | 0 | 0 | 31.719 | 31.719 | 0 | 0 | 0 | 33.5972 | 34.8733 | 36.1979 | 37.5728 | 39 | 29.5911 | 30.6366 | 31.719 | 32.8397 | 34 | 0 | 0 | 0 | 0 | 0 | 39.3693 | 39.7421 | 40.1184 | 39.8547 | 39.5926 | 39.4662 | 39.3402 | 39.2146 | 39.0893 | 38.9645 | 39.2527 | 39.5431 | 39.8356 | 40.1302 | 40.4271 | 40.59 | 40.753 | 40.9159 | 41.0789 | 41.2419 | 41.3754 | 41.509 | 41.6426 | 41.7761 | 41.9097 | 34.322 | 34.647 | 34.975 | 34.7451 | 34.5167 | 34.4064 | 34.2966 | 34.1871 | 34.0779 | 33.9691 | 34.2203 | 34.4735 | 34.7285 | 34.9853 | 35.2441 | 35.3862 | 35.5282 | 35.6703 | 35.8124 | 35.9544 | 36.0709 | 36.1873 | 36.3038 | 36.4202 | 36.5367 | 0 | 0 | 0 | 0 | 0 | 0 | 0 | 0 | 0 | 0 | 0 | 0 | 0 | 0 | 0 | 0 | 0 | 0 | 0 | 0 | 0 | 0 | 0 | 0 | 0 | 0 | 0 | 0 | 0 | 0 | 0 | 0 | 0 | 0 | 0 | 0 | 0 | 0 | 0 | 0 | 0 | 0 | 0 | 0 | 0 | 0 | 0 | 0 | 0 | 0 | 0 | 0 | 0 | 0 | 0 | 0 | 0 | 0 | 0 | 0 | 0 | 0 | 0 | 0 | 0 | 0 | 0 | 0 | 0 | 0 | 0 | 0 | 0 | 0 | 0
116 | 94 | 116,94 | 99705 | North Pole | Y | 36 | 14 | 13 | 1 | 0 | 15 | 15 | 0 | 0 | 0 | 15 | 0 | 2211.7333 | 2211.7333 | 0 | 0 | 0 | 2211.7333 | 33176 | 0 | 0 | 14 | 0 | 0 | 0 | 14 | 0 | 13 | 13 | 0 | 0 | 12.9941 | 12.9941 | 0 | 0 | 12.1279 | 12.1279 | 0 | 0 | 0 | 12.0605 | 12.5186 | 12.9941 | 13.4877 | 14 | 11.3142 | 11.714 | 12.1279 | 12.5564 | 13 | 0 | 0 | 0 | 0 | 0 | 14.1326 | 14.2664 | 14.4015 | 14.3068 | 14.2127 | 14.1674 | 14.1221 | 14.077 | 14.0321 | 13.9873 | 14.0907 | 14.195 | 14.3 | 14.4057 | 14.5123 | 14.5708 | 14.6293 | 14.6878 | 14.7463 | 14.8048 | 14.8527 | 14.9007 | 14.9486 | 14.9966 | 15.0445 | 13.1231 | 13.2474 | 13.3728 | 13.2849 | 13.1975 | 13.1554 | 13.1134 | 13.0715 | 13.0298 | 12.9882 | 13.0842 | 13.181 | 13.2785 | 13.3767 | 13.4757 | 13.53 | 13.5843 | 13.6386 | 13.693 | 13.7473 | 13.7918 | 13.8363 | 13.8809 | 13.9254 | 13.9699 | 0 | 0 | 0 | 0 | 0 | 0 | 0 | 0 | 0 | 0 | 0 | 0 | 0 | 0 | 0 | 0 | 0 | 0 | 0 | 0 | 0 | 0 | 0 | 0 | 0 | 0 | 0 | 0 | 0 | 0 | 0 | 0 | 0 | 0 | 0 | 0 | 0 | 0 | 0 | 0 | 0 | 0 | 0 | 0 | 0 | 0 | 0 | 0 | 0 | 0 | 0 | 0 | 0 | 0 | 0 | 0 | 0 | 0 | 0 | 0 | 0 | 0 | 0 | 0 | 0 | 0 | 0 | 0 | 0 | 0 | 0 | 0 | 0 | 0 | 0
117 | 94 | 117,94 | 99705 | North Pole | Y | 251 | 105 | 94 | 11 | 0 | 103 | 103 | 0 | 0 | 0 | 103 | 0 | 2264.1845 | 2264.1845 | 0 | 0 | 0 | 2264.1845 | 233211 | 0 | 0 | 105 | 0 | 0 | 0 | 105 | 0 | 94 | 94 | 0 | 0 | 97.4559 | 97.4559 | 0 | 0 | 87.6938 | 87.6938 | 0 | 0 | 0 | 90.4539 | 93.8897 | 97.4559 | 101.1577 | 105 | 81.8106 | 84.7011 | 87.6938 | 90.7921 | 94 | 0 | 0 | 0 | 0 | 0 | 107.3328 | 109.7175 | 112.1551 | 111.4178 | 110.6852 | 110.3318 | 109.9795 | 109.6283 | 109.2782 | 108.9292 | 109.735 | 110.5467 | 111.3644 | 112.1881 | 113.018 | 113.4735 | 113.9291 | 114.3847 | 114.8402 | 115.2958 | 115.6692 | 116.0426 | 116.416 | 116.7894 | 117.1629 | 96.0884 | 98.2233 | 100.4055 | 99.7454 | 99.0896 | 98.7732 | 98.4578 | 98.1434 | 97.83 | 97.5176 | 98.2389 | 98.9656 | 99.6976 | 100.4351 | 101.178 | 101.5858 | 101.9937 | 102.4015 | 102.8093 | 103.2172 | 103.5515 | 103.8858 | 104.2201 | 104.5544 | 104.8887 | 0 | 0 | 0 | 0 | 0 | 0 | 0 | 0 | 0 | 0 | 0 | 0 | 0 | 0 | 0 | 0 | 0 | 0 | 0 | 0 | 0 | 0 | 0 | 0 | 0 | 0 | 0 | 0 | 0 | 0 | 0 | 0 | 0 | 0 | 0 | 0 | 0 | 0 | 0 | 0 | 0 | 0 | 0 | 0 | 0 | 0 | 0 | 0 | 0 | 0 | 0 | 0 | 0 | 0 | 0 | 0 | 0 | 0 | 0 | 0 | 0 | 0 | 0 | 0 | 0 | 0 | 0 | 0 | 0 | 0 | 0 | 0 | 0 | 0 | 0
118 | 94 | 118,94 | 99705 | North Pole | Y | 208 | 80 | 76 | 4 | 0 | 60 | 60 | 0 | 0 | 0 | 60 | 0 | 2129 | 2129 | 0 | 0 | 0 | 2129 | 127740 | 0 | 0 | 80 | 0 | 0 | 0 | 80 | 0 | 76 | 76 | 0 | 0 | 74.2521 | 74.2521 | 0 | 0 | 70.9013 | 70.9013 | 0 | 0 | 0 | 68.9172 | 71.535 | 74.2521 | 77.0725 | 80 | 66.1447 | 68.4817 | 70.9013 | 73.4064 | 76 | 0 | 0 | 0 | 0 | 0 | 81.7774 | 83.5943 | 85.4515 | 84.8897 | 84.3316 | 84.0623 | 83.7939 | 83.5263 | 83.2596 | 82.9937 | 83.6076 | 84.226 | 84.8491 | 85.4767 | 86.1089 | 86.456 | 86.8031 | 87.1502 | 87.4973 | 87.8444 | 88.1289 | 88.4134 | 88.6979 | 88.9824 | 89.2669 | 77.6885 | 79.4146 | 81.179 | 80.6452 | 80.115 | 79.8592 | 79.6042 | 79.35 | 79.0966 | 78.844 | 79.4272 | 80.0147 | 80.6066 | 81.2028 | 81.8035 | 82.1332 | 82.463 | 82.7927 | 83.1224 | 83.4522 | 83.7225 | 83.9927 | 84.263 | 84.5333 | 84.8036 | 0 | 0 | 0 | 0 | 0 | 0 | 0 | 0 | 0 | 0 | 0 | 0 | 0 | 0 | 0 | 0 | 0 | 0 | 0 | 0 | 0 | 0 | 0 | 0 | 0 | 0 | 0 | 0 | 0 | 0 | 0 | 0 | 0 | 0 | 0 | 0 | 0 | 0 | 0 | 0 | 0 | 0 | 0 | 0 | 0 | 0 | 0 | 0 | 0 | 0 | 0 | 0 | 0 | 0 | 0 | 0 | 0 | 0 | 0 | 0 | 0 | 0 | 0 | 0 | 0 | 0 | 0 | 0 | 0 | 0 | 0 | 0 | 0 | 0 | 0
119 | 94 | 119,94 | 99705 | North Pole | Y | 114 | 49 | 46 | 3 | 1 | 42 | 43 | 1 | 0 | 0 | 44 | 4233 | 2755.381 | 2789.7442 | 15520 | 0 | 0 | 3079.0682 | 119959 | 15520 | 1.1395 | 47.8605 | 0 | 1 | 0 | 50 | 1.0698 | 44.9302 | 46 | 0 | 1.0577 | 44.4218 | 45.4794 | 0 | 0.998 | 41.916 | 42.914 | 0 | 0.94011 | 0 | 42.2118 | 43.8152 | 45.4794 | 47.2069 | 49 | 40.035 | 41.4495 | 42.914 | 44.4302 | 46 | 0.8838 | 0.91152 | 0.94011 | 0.96959 | 1 | 50.0887 | 51.2015 | 52.3391 | 51.995 | 51.6531 | 51.4882 | 51.3237 | 51.1599 | 50.9965 | 50.8336 | 51.2097 | 51.5884 | 51.97 | 52.3545 | 52.7417 | 52.9543 | 53.1669 | 53.3795 | 53.5921 | 53.8047 | 53.979 | 54.1532 | 54.3275 | 54.5017 | 54.676 | 47.022 | 48.0667 | 49.1346 | 48.8116 | 48.4907 | 48.3358 | 48.1815 | 48.0276 | 47.8743 | 47.7214 | 48.0744 | 48.43 | 48.7882 | 49.1491 | 49.5126 | 49.7122 | 49.9118 | 50.1114 | 50.3109 | 50.5105 | 50.6741 | 50.8377 | 51.0013 | 51.1649 | 51.3285 | 1.0222 | 1.0449 | 1.0681 | 1.0611 | 1.0541 | 1.0508 | 1.0474 | 1.0441 | 1.0407 | 1.0374 | 1.0451 | 1.0528 | 1.0606 | 1.0685 | 1.0764 | 1.0807 | 1.085 | 1.0894 | 1.0937 | 1.0981 | 1.1016 | 1.1052 | 1.1087 | 1.1123 | 1.1158 | 0 | 0 | 0 | 0 | 0 | 0 | 0 | 0 | 0 | 0 | 0 | 0 | 0 | 0 | 0 | 0 | 0 | 0 | 0 | 0 | 0 | 0 | 0 | 0 | 0 | 0 | 0 | 0 | 0 | 0 | 0 | 0 | 0 | 0 | 0 | 0 | 0 | 0 | 0 | 0 | 0 | 0 | 0 | 0 | 0 | 0 | 0 | 0 | 0 | 0
120 | 94 | 120,94 | 99705 | North Pole | Y | 31 | 24 | 18 | 6 | 0 | 24 | 24 | 2 | 0 | 0 | 26 | 0 | 2149.625 | 2149.625 | 19469 | 0 | 0 | 3481.8846 | 51591 | 38938 | 0 | 24 | 0 | 2 | 0 | 26 | 0 | 18 | 18 | 0 | 0 | 22.2756 | 22.2756 | 0 | 0 | 16.7924 | 16.7924 | 0 | 1.8802 | 0 | 20.6752 | 21.4605 | 22.2756 | 23.1218 | 24 | 15.6659 | 16.2194 | 16.7924 | 17.3857 | 18 | 1.7676 | 1.823 | 1.8802 | 1.9392 | 2 | 24.5332 | 25.0783 | 25.6355 | 25.4669 | 25.2995 | 25.2187 | 25.1382 | 25.0579 | 24.9779 | 24.8981 | 25.0823 | 25.2678 | 25.4547 | 25.643 | 25.8327 | 25.9368 | 26.0409 | 26.1451 | 26.2492 | 26.3533 | 26.4387 | 26.524 | 26.6094 | 26.6947 | 26.7801 | 18.3999 | 18.8087 | 19.2266 | 19.1002 | 18.9746 | 18.914 | 18.8536 | 18.7934 | 18.7334 | 18.6736 | 18.8117 | 18.9509 | 19.091 | 19.2323 | 19.3745 | 19.4526 | 19.5307 | 19.6088 | 19.6869 | 19.765 | 19.829 | 19.893 | 19.957 | 20.021 | 20.0851 | 2.0444 | 2.0899 | 2.1363 | 2.1222 | 2.1083 | 2.1016 | 2.0948 | 2.0882 | 2.0815 | 2.0748 | 2.0902 | 2.1057 | 2.1212 | 2.1369 | 2.1527 | 2.1614 | 2.1701 | 2.1788 | 2.1874 | 2.1961 | 2.2032 | 2.2103 | 2.2174 | 2.2246 | 2.2317 | 0 | 0 | 0 | 0 | 0 | 0 | 0 | 0 | 0 | 0 | 0 | 0 | 0 | 0 | 0 | 0 | 0 | 0 | 0 | 0 | 0 | 0 | 0 | 0 | 0 | 0 | 0 | 0 | 0 | 0 | 0 | 0 | 0 | 0 | 0 | 0 | 0 | 0 | 0 | 0 | 0 | 0 | 0 | 0 | 0 | 0 | 0 | 0 | 0 | 0
121 | 94 | 121,94 | 99705 | North Pole | Y | 92 | 53 | 40 | 13 | 0 | 8 | 8 | 1 | 0 | 0 | 9 | 0 | 2168.625 | 2168.625 | 6760 | 0 | 0 | 2678.7778 | 17349 | 6760 | 0 | 53 | 0 | 1 | 0 | 54 | 0 | 40 | 40 | 0 | 0 | 49.192 | 49.192 | 0 | 0 | 37.3165 | 37.3165 | 0 | 0.94011 | 0 | 45.6577 | 47.3919 | 49.192 | 51.0605 | 53 | 34.813 | 36.043 | 37.3165 | 38.635 | 40 | 0.8838 | 0.91152 | 0.94011 | 0.96959 | 1 | 53.8634 | 54.741 | 55.6328 | 55.267 | 54.9037 | 54.7283 | 54.5536 | 54.3794 | 54.2057 | 54.0326 | 54.4323 | 54.8349 | 55.2405 | 55.6492 | 56.0608 | 56.2868 | 56.5127 | 56.7387 | 56.9647 | 57.1906 | 57.3759 | 57.5611 | 57.7463 | 57.9316 | 58.1168 | 40.6517 | 41.3139 | 41.987 | 41.711 | 41.4367 | 41.3044 | 41.1725 | 41.041 | 40.91 | 40.7793 | 41.081 | 41.3849 | 41.691 | 41.9994 | 42.31 | 42.4806 | 42.6511 | 42.8217 | 42.9922 | 43.1627 | 43.3025 | 43.4423 | 43.5821 | 43.7219 | 43.8617 | 1.0163 | 1.0328 | 1.0497 | 1.0428 | 1.0359 | 1.0326 | 1.0293 | 1.026 | 1.0227 | 1.0195 | 1.027 | 1.0346 | 1.0423 | 1.05 | 1.0578 | 1.062 | 1.0663 | 1.0705 | 1.0748 | 1.0791 | 1.0826 | 1.0861 | 1.0896 | 1.093 | 1.0965 | 0 | 0 | 0 | 0 | 0 | 0 | 0 | 0 | 0 | 0 | 0 | 0 | 0 | 0 | 0 | 0 | 0 | 0 | 0 | 0 | 0 | 0 | 0 | 0 | 0 | 0 | 0 | 0 | 0 | 0 | 0 | 0 | 0 | 0 | 0 | 0 | 0 | 0 | 0 | 0 | 0 | 0 | 0 | 0 | 0 | 0 | 0 | 0 | 0 | 0
122 | 94 | 122,94 | 99705 | - | N | 81 | 29 | 26 | 3 | 0 | 93 | 93 | 0 | 0 | 0 | 93 | 0 | 1737.0968 | 1737.0968 | 0 | 0 | 0 | 1737.0968 | 161550 | 0 | 0 | 29 | 0 | 0 | 0 | 29 | 0 | 26 | 26 | 0 | 0 | 26.9164 | 26.9164 | 0 | 0 | 24.2557 | 24.2557 | 0 | 0 | 0 | 24.9825 | 25.9314 | 26.9164 | 27.9388 | 29 | 22.6285 | 23.428 | 24.2557 | 25.1127 | 26 | 0 | 0 | 0 | 0 | 0 | 29.4725 | 29.9526 | 30.4406 | 30.2404 | 30.0416 | 29.9457 | 29.8501 | 29.7547 | 29.6597 | 29.565 | 29.7837 | 30.004 | 30.226 | 30.4495 | 30.6748 | 30.7984 | 30.9221 | 31.0457 | 31.1693 | 31.293 | 31.3943 | 31.4957 | 31.597 | 31.6984 | 31.7998 | 26.4236 | 26.8541 | 27.2916 | 27.1121 | 26.9339 | 26.8479 | 26.7621 | 26.6767 | 26.5915 | 26.5066 | 26.7026 | 26.9002 | 27.0991 | 27.2996 | 27.5015 | 27.6124 | 27.7232 | 27.8341 | 27.9449 | 28.0558 | 28.1467 | 28.2375 | 28.3284 | 28.4193 | 28.5101 | 0 | 0 | 0 | 0 | 0 | 0 | 0 | 0 | 0 | 0 | 0 | 0 | 0 | 0 | 0 | 0 | 0 | 0 | 0 | 0 | 0 | 0 | 0 | 0 | 0 | 0 | 0 | 0 | 0 | 0 | 0 | 0 | 0 | 0 | 0 | 0 | 0 | 0 | 0 | 0 | 0 | 0 | 0 | 0 | 0 | 0 | 0 | 0 | 0 | 0 | 0 | 0 | 0 | 0 | 0 | 0 | 0 | 0 | 0 | 0 | 0 | 0 | 0 | 0 | 0 | 0 | 0 | 0 | 0 | 0 | 0 | 0 | 0 | 0 | 0
123 | 94 | 123,94 | 99712 | - | N | 154 | 64 | 53 | 11 | 0 | 45 | 45 | 1 | 0 | 0 | 46 | 0 | 1763.7111 | 1763.7111 | 2364 | 0 | 0 | 1776.7609 | 79367 | 2364 | 0 | 64 | 0 | 1 | 0 | 65 | 0 | 53 | 53 | 0 | 0 | 58.1833 | 58.1833 | 0 | 0 | 48.3601 | 48.3601 | 0 | 0.92984 | 0 | 52.8953 | 55.4763 | 58.1833 | 61.0224 | 64 | 44.1263 | 46.1947 | 48.3601 | 50.6269 | 53 | 0.8646 | 0.89663 | 0.92984 | 0.96428 | 1 | 64.8101 | 65.6304 | 66.4612 | 66.0242 | 65.5902 | 65.3807 | 65.1719 | 64.9638 | 64.7564 | 64.5496 | 65.027 | 65.508 | 65.9926 | 66.4807 | 66.9725 | 67.2425 | 67.5124 | 67.7824 | 68.0523 | 68.3223 | 68.5436 | 68.7648 | 68.9861 | 69.2074 | 69.4287 | 53.6709 | 54.3502 | 55.0382 | 54.6763 | 54.3168 | 54.1434 | 53.9705 | 53.7981 | 53.6264 | 53.4551 | 53.8505 | 54.2488 | 54.6501 | 55.0544 | 55.4616 | 55.6852 | 55.9087 | 56.1323 | 56.3558 | 56.5794 | 56.7626 | 56.9459 | 57.1291 | 57.3124 | 57.4956 | 1.0127 | 1.0255 | 1.0385 | 1.0316 | 1.0248 | 1.0216 | 1.0183 | 1.0151 | 1.0118 | 1.0086 | 1.016 | 1.0236 | 1.0311 | 1.0388 | 1.0464 | 1.0507 | 1.0549 | 1.0591 | 1.0633 | 1.0675 | 1.071 | 1.0745 | 1.0779 | 1.0814 | 1.0848 | 0 | 0 | 0 | 0 | 0 | 0 | 0 | 0 | 0 | 0 | 0 | 0 | 0 | 0 | 0 | 0 | 0 | 0 | 0 | 0 | 0 | 0 | 0 | 0 | 0 | 0 | 0 | 0 | 0 | 0 | 0 | 0 | 0 | 0 | 0 | 0 | 0 | 0 | 0 | 0 | 0 | 0 | 0 | 0 | 0 | 0 | 0 | 0 | 0 | 0
125 | 94 | 125,94 | 99712 | - | N | 36 | 12 | 11 | 1 | 0 | 0 | 0 | 0 | 0 | 0 | 0 | 0 | 834.495 | 834.495 | 1408.3846 | 0 | 0 | 1365.174 | 0 | 0 | 0.27495 | 11.7095 | 0.015593 | 0 | 0 | 12 | 0.25204 | 10.7337 | 10.9857 | 0.014293 | 0.24996 | 10.6452 | 10.8952 | 0.014175 | 0.22997 | 9.794 | 10.024 | 0.013042 | 0 | 0 | 9.905 | 10.3883 | 10.8952 | 11.4268 | 11.9844 | 9.1464 | 9.5751 | 10.024 | 10.4938 | 10.9857 | 0 | 0 | 0 | 0 | 0 | 12.1361 | 12.2897 | 12.4453 | 12.3635 | 12.2822 | 12.243 | 12.2039 | 12.1649 | 12.126 | 12.0873 | 12.1767 | 12.2668 | 12.3575 | 12.4489 | 12.541 | 12.5916 | 12.6421 | 12.6927 | 12.7432 | 12.7938 | 12.8352 | 12.8767 | 12.9181 | 12.9595 | 13.001 | 11.1248 | 11.2656 | 11.4082 | 11.3332 | 11.2587 | 11.2227 | 11.1869 | 11.1511 | 11.1155 | 11.08 | 11.162 | 11.2446 | 11.3277 | 11.4115 | 11.4959 | 11.5423 | 11.5886 | 11.635 | 11.6813 | 11.7276 | 11.7656 | 11.8036 | 11.8416 | 11.8796 | 11.9175 | 0 | 0 | 0 | 0 | 0 | 0 | 0 | 0 | 0 | 0 | 0 | 0 | 0 | 0 | 0 | 0 | 0 | 0 | 0 | 0 | 0 | 0 | 0 | 0 | 0 | 0.01579 | 0.01599 | 0.016192 | 0.016086 | 0.01598 | 0.015929 | 0.015878 | 0.015827 | 0.015777 | 0.015726 | 0.015843 | 0.01596 | 0.016078 | 0.016197 | 0.016317 | 0.016382 | 0.016448 | 0.016514 | 0.01658 | 0.016646 | 0.016699 | 0.016753 | 0.016807 | 0.016861 | 0.016915 | 0 | 0 | 0 | 0 | 0 | 0 | 0 | 0 | 0 | 0 | 0 | 0 | 0 | 0 | 0 | 0 | 0 | 0 | 0 | 0 | 0 | 0 | 0 | 0 | 0
99 | 95 | 99,95 | 99709 | Fairbanks | Y | 8 | 4 | 3 | 1 | 0 | 27 | 27 | 0 | 0 | 0 | 27 | 0 | 1988.0741 | 1988.0741 | 0 | 0 | 0 | 1988.0741 | 53678 | 0 | 0 | 4 | 0 | 0 | 0 | 4 | 0 | 3 | 3 | 0 | 0 | 3.8086 | 3.8086 | 0 | 0 | 2.8619 | 2.8619 | 0 | 0 | 0 | 3.6264 | 3.7164 | 3.8086 | 3.9031 | 4 | 2.7301 | 2.7952 | 2.8619 | 2.9301 | 3 | 0 | 0 | 0 | 0 | 0 | 4.0416 | 4.0837 | 4.1261 | 4.099 | 4.0721 | 4.0591 | 4.0461 | 4.0332 | 4.0203 | 4.0075 | 4.0371 | 4.067 | 4.0971 | 4.1274 | 4.1579 | 4.1747 | 4.1914 | 4.2082 | 4.2249 | 4.2417 | 4.2554 | 4.2692 | 4.2829 | 4.2966 | 4.3104 | 3.0312 | 3.0627 | 3.0946 | 3.0743 | 3.0541 | 3.0443 | 3.0346 | 3.0249 | 3.0152 | 3.0056 | 3.0278 | 3.0502 | 3.0728 | 3.0955 | 3.1184 | 3.131 | 3.1436 | 3.1561 | 3.1687 | 3.1813 | 3.1916 | 3.2019 | 3.2122 | 3.2225 | 3.2328 | 0 | 0 | 0 | 0 | 0 | 0 | 0 | 0 | 0 | 0 | 0 | 0 | 0 | 0 | 0 | 0 | 0 | 0 | 0 | 0 | 0 | 0 | 0 | 0 | 0 | 0 | 0 | 0 | 0 | 0 | 0 | 0 | 0 | 0 | 0 | 0 | 0 | 0 | 0 | 0 | 0 | 0 | 0 | 0 | 0 | 0 | 0 | 0 | 0 | 0 | 0 | 0 | 0 | 0 | 0 | 0 | 0 | 0 | 0 | 0 | 0 | 0 | 0 | 0 | 0 | 0 | 0 | 0 | 0 | 0 | 0 | 0 | 0 | 0 | 0
100 | 95 | 100,95 | 99709 | Fairbanks | Y | 81 | 34 | 31 | 3 | 0 | 57 | 57 | 0 | 0 | 0 | 57 | 0 | 2789.1754 | 2789.1754 | 0 | 0 | 0 | 2789.1754 | 158983 | 0 | 0 | 34 | 0 | 0 | 0 | 34 | 0 | 31 | 31 | 0 | 0 | 32.3734 | 32.3734 | 0 | 0 | 29.5726 | 29.5726 | 0 | 0 | 0 | 30.8246 | 31.5895 | 32.3734 | 33.1767 | 34 | 28.2109 | 28.8837 | 29.5726 | 30.2779 | 31 | 0 | 0 | 0 | 0 | 0 | 34.3537 | 34.7111 | 35.0723 | 34.8417 | 34.6126 | 34.5021 | 34.3919 | 34.2821 | 34.1726 | 34.0635 | 34.3155 | 34.5693 | 34.825 | 35.0826 | 35.3421 | 35.4846 | 35.627 | 35.7695 | 35.9119 | 36.0544 | 36.1712 | 36.2879 | 36.4047 | 36.5215 | 36.6382 | 31.3225 | 31.6484 | 31.9777 | 31.7674 | 31.5586 | 31.4578 | 31.3573 | 31.2572 | 31.1574 | 31.0579 | 31.2876 | 31.5191 | 31.7522 | 31.9871 | 32.2237 | 32.3536 | 32.4835 | 32.6133 | 32.7432 | 32.8731 | 32.9796 | 33.0861 | 33.1925 | 33.299 | 33.4055 | 0 | 0 | 0 | 0 | 0 | 0 | 0 | 0 | 0 | 0 | 0 | 0 | 0 | 0 | 0 | 0 | 0 | 0 | 0 | 0 | 0 | 0 | 0 | 0 | 0 | 0 | 0 | 0 | 0 | 0 | 0 | 0 | 0 | 0 | 0 | 0 | 0 | 0 | 0 | 0 | 0 | 0 | 0 | 0 | 0 | 0 | 0 | 0 | 0 | 0 | 0 | 0 | 0 | 0 | 0 | 0 | 0 | 0 | 0 | 0 | 0 | 0 | 0 | 0 | 0 | 0 | 0 | 0 | 0 | 0 | 0 | 0 | 0 | 0 | 0
101 | 95 | 101,95 | 99709 | Fairbanks | Y | 305 | 100 | 90 | 10 | 0 | 34 | 34 | 1 | 0 | 0 | 35 | 0 | 1872.6765 | 1872.6765 | 968 | 0 | 0 | 1846.8286 | 63671 | 968 | 0 | 100 | 0 | 1 | 0 | 101 | 0 | 90 | 90 | 0 | 0 | 95.2158 | 95.2158 | 0 | 0 | 85.8559 | 85.8559 | 0 | 0.95967 | 0 | 90.6606 | 92.9103 | 95.2158 | 97.5786 | 100 | 81.9026 | 83.856 | 85.8559 | 87.9035 | 90 | 0.92096 | 0.94011 | 0.95967 | 0.97963 | 1 | 101.0404 | 102.0916 | 103.1537 | 102.4755 | 101.8018 | 101.4767 | 101.1527 | 100.8297 | 100.5077 | 100.1867 | 100.9278 | 101.6744 | 102.4264 | 103.1841 | 103.9473 | 104.3663 | 104.7853 | 105.2043 | 105.6233 | 106.0423 | 106.3858 | 106.7292 | 107.0727 | 107.4161 | 107.7596 | 90.9363 | 91.8824 | 92.8384 | 92.228 | 91.6216 | 91.3291 | 91.0374 | 90.7467 | 90.4569 | 90.1681 | 90.835 | 91.5069 | 92.1838 | 92.8657 | 93.5526 | 93.9297 | 94.3068 | 94.6839 | 95.061 | 95.4381 | 95.7472 | 96.0563 | 96.3654 | 96.6745 | 96.9836 | 1.0104 | 1.0209 | 1.0315 | 1.0248 | 1.018 | 1.0148 | 1.0115 | 1.0083 | 1.0051 | 1.0019 | 1.0093 | 1.0167 | 1.0243 | 1.0318 | 1.0395 | 1.0437 | 1.0479 | 1.052 | 1.0562 | 1.0604 | 1.0639 | 1.0673 | 1.0707 | 1.0742 | 1.0776 | 0 | 0 | 0 | 0 | 0 | 0 | 0 | 0 | 0 | 0 | 0 | 0 | 0 | 0 | 0 | 0 | 0 | 0 | 0 | 0 | 0 | 0 | 0 | 0 | 0 | 0 | 0 | 0 | 0 | 0 | 0 | 0 | 0 | 0 | 0 | 0 | 0 | 0 | 0 | 0 | 0 | 0 | 0 | 0 | 0 | 0 | 0 | 0 | 0 | 0
102 | 95 | 102,95 | 99709 | Fairbanks | Y | 70 | 46 | 35 | 11 | 1 | 47 | 48 | 10 | 0 | 0 | 58 | 7504 | 2140.7021 | 2252.4375 | 5436.4 | 0 | 0 | 2801.3966 | 108117 | 54364 | 0.95833 | 45.0417 | 0 | 10 | 0 | 56 | 0.72917 | 34.2708 | 35 | 0 | 0.91249 | 42.8868 | 43.7993 | 0 | 0.69559 | 32.6928 | 33.3884 | 0 | 9.5967 | 0 | 41.7039 | 42.7387 | 43.7993 | 44.8862 | 46 | 31.851 | 32.6107 | 33.3884 | 34.1847 | 35 | 9.2096 | 9.4011 | 9.5967 | 9.7963 | 10 | 46.4786 | 46.9621 | 47.4507 | 47.1388 | 46.8288 | 46.6793 | 46.5302 | 46.3816 | 46.2335 | 46.0859 | 46.4268 | 46.7702 | 47.1162 | 47.4647 | 47.8158 | 48.0085 | 48.2013 | 48.394 | 48.5867 | 48.7795 | 48.9374 | 49.0954 | 49.2534 | 49.4114 | 49.5694 | 35.3641 | 35.7321 | 36.1038 | 35.8664 | 35.6306 | 35.5169 | 35.4034 | 35.2904 | 35.1777 | 35.0654 | 35.3247 | 35.586 | 35.8493 | 36.1144 | 36.3816 | 36.5282 | 36.6749 | 36.8215 | 36.9682 | 37.1148 | 37.235 | 37.3552 | 37.4754 | 37.5956 | 37.7158 | 10.104 | 10.2092 | 10.3154 | 10.2476 | 10.1802 | 10.1477 | 10.1153 | 10.083 | 10.0508 | 10.0187 | 10.0928 | 10.1674 | 10.2426 | 10.3184 | 10.3947 | 10.4366 | 10.4785 | 10.5204 | 10.5623 | 10.6042 | 10.6386 | 10.6729 | 10.7073 | 10.7416 | 10.776 | 0 | 0 | 0 | 0 | 0 | 0 | 0 | 0 | 0 | 0 | 0 | 0 | 0 | 0 | 0 | 0 | 0 | 0 | 0 | 0 | 0 | 0 | 0 | 0 | 0 | 0 | 0 | 0 | 0 | 0 | 0 | 0 | 0 | 0 | 0 | 0 | 0 | 0 | 0 | 0 | 0 | 0 | 0 | 0 | 0 | 0 | 0 | 0 | 0 | 0
103 | 95 | 103,95 | 99709 | Fairbanks | Y | 451 | 244 | 213 | 31 | 8 | 73 | 81 | 3 | 0 | 0 | 84 | 3671.125 | 1580.3425 | 1786.8395 | 5404.3333 | 0 | 0 | 1916.0357 | 144734 | 16213 | 24.0988 | 219.9012 | 0 | 3 | 0 | 247 | 21.037 | 191.963 | 213 | 0 | 22.9458 | 209.3808 | 232.3266 | 0 | 20.0684 | 183.124 | 203.1923 | 0 | 2.879 | 0 | 221.2118 | 226.7011 | 232.3266 | 238.0918 | 244 | 193.8363 | 198.4592 | 203.1923 | 208.0384 | 213 | 2.7629 | 2.8203 | 2.879 | 2.9389 | 3 | 246.2798 | 248.5808 | 250.9034 | 249.2538 | 247.6151 | 246.8244 | 246.0362 | 245.2505 | 244.4674 | 243.6867 | 245.4892 | 247.3051 | 249.1344 | 250.9773 | 252.8337 | 253.8529 | 254.872 | 255.8911 | 256.9102 | 257.9294 | 258.7647 | 259.6001 | 260.4355 | 261.2709 | 262.1063 | 214.9901 | 216.9989 | 219.0263 | 217.5863 | 216.1558 | 215.4655 | 214.7775 | 214.0916 | 213.408 | 212.7265 | 214.3 | 215.8852 | 217.4821 | 219.0908 | 220.7114 | 221.6011 | 222.4907 | 223.3804 | 224.27 | 225.1596 | 225.8889 | 226.6181 | 227.3474 | 228.0766 | 228.8059 | 3.028 | 3.0563 | 3.0849 | 3.0646 | 3.0444 | 3.0347 | 3.025 | 3.0154 | 3.0057 | 2.9961 | 3.0183 | 3.0406 | 3.0631 | 3.0858 | 3.1086 | 3.1211 | 3.1337 | 3.1462 | 3.1587 | 3.1713 | 3.1815 | 3.1918 | 3.2021 | 3.2123 | 3.2226 | 0 | 0 | 0 | 0 | 0 | 0 | 0 | 0 | 0 | 0 | 0 | 0 | 0 | 0 | 0 | 0 | 0 | 0 | 0 | 0 | 0 | 0 | 0 | 0 | 0 | 0 | 0 | 0 | 0 | 0 | 0 | 0 | 0 | 0 | 0 | 0 | 0 | 0 | 0 | 0 | 0 | 0 | 0 | 0 | 0 | 0 | 0 | 0 | 0 | 0
105 | 95 | 105,95 | 99709 | Fairbanks | Y | 216 | 2 | 2 | 0 | 0 | 0 | 0 | 2 | 0 | 0 | 2 | 0 | 0 | 0 | 13725 | 0 | 0 | 13725 | 0 | 27450 | 0.045825 | 1.9516 | 0.0025988 | 2 | 0 | 4 | 0.045825 | 1.9516 | 1.9974 | 0.0025988 | 0.043632 | 1.8582 | 1.9018 | 0.0024744 | 0.043715 | 1.8617 | 1.9054 | 0.0024791 | 1.9193 | 0 | 1.8109 | 1.8558 | 1.9018 | 1.949 | 1.9974 | 1.8177 | 1.861 | 1.9054 | 1.9509 | 1.9974 | 1.8419 | 1.8802 | 1.9193 | 1.9593 | 2 | 2.0227 | 2.0483 | 2.0742 | 2.0605 | 2.047 | 2.0405 | 2.0339 | 2.0275 | 2.021 | 2.0145 | 2.0294 | 2.0444 | 2.0596 | 2.0748 | 2.0901 | 2.0986 | 2.107 | 2.1154 | 2.1238 | 2.1323 | 2.1392 | 2.1461 | 2.153 | 2.1599 | 2.1668 | 2.0227 | 2.0483 | 2.0742 | 2.0605 | 2.047 | 2.0405 | 2.0339 | 2.0275 | 2.021 | 2.0145 | 2.0294 | 2.0444 | 2.0596 | 2.0748 | 2.0901 | 2.0986 | 2.107 | 2.1154 | 2.1238 | 2.1323 | 2.1392 | 2.1461 | 2.153 | 2.1599 | 2.1668 | 2.0253 | 2.0509 | 2.0769 | 2.0632 | 2.0497 | 2.0431 | 2.0366 | 2.0301 | 2.0236 | 2.0171 | 2.0321 | 2.0471 | 2.0622 | 2.0775 | 2.0929 | 2.1013 | 2.1097 | 2.1182 | 2.1266 | 2.135 | 2.142 | 2.1489 | 2.1558 | 2.1627 | 2.1696 | 0.0026316 | 0.0026649 | 0.0026987 | 0.0026809 | 0.0026633 | 0.0026548 | 0.0026463 | 0.0026379 | 0.0026294 | 0.002621 | 0.0026404 | 0.00266 | 0.0026796 | 0.0026994 | 0.0027194 | 0.0027304 | 0.0027413 | 0.0027523 | 0.0027633 | 0.0027742 | 0.0027832 | 0.0027922 | 0.0028012 | 0.0028102 | 0.0028191 | 0 | 0 | 0 | 0 | 0 | 0 | 0 | 0 | 0 | 0 | 0 | 0 | 0 | 0 | 0 | 0 | 0 | 0 | 0 | 0 | 0 | 0 | 0 | 0 | 0
106 | 95 | 106,95 | 99709 | Fairbanks | Y | 2081 | 576 | 508 | 68 | 19 | 139 | 158 | 25 | 0 | 0 | 183 | 7926.8421 | 1417.5396 | 2200.3038 | 6687.12 | 0 | 0 | 2813.2568 | 347648 | 167178 | 69.2658 | 506.7342 | 0 | 25 | 0 | 601 | 61.0886 | 446.9114 | 508 | 0 | 65.952 | 482.4912 | 548.4432 | 0 | 58.2758 | 426.3332 | 484.609 | 0 | 23.9916 | 0 | 522.2048 | 535.1633 | 548.4432 | 562.0528 | 576 | 462.295 | 473.3205 | 484.609 | 496.1667 | 508 | 23.024 | 23.5028 | 23.9916 | 24.4906 | 25 | 583.2883 | 590.6688 | 598.1426 | 594.2101 | 590.3034 | 588.4184 | 586.5394 | 584.6664 | 582.7994 | 580.9383 | 585.2355 | 589.5644 | 593.9254 | 598.3187 | 602.7444 | 605.174 | 607.6035 | 610.0331 | 612.4626 | 614.8922 | 616.8837 | 618.8752 | 620.8667 | 622.8582 | 624.8498 | 514.4278 | 520.937 | 527.5286 | 524.0603 | 520.6148 | 518.9523 | 517.2952 | 515.6433 | 513.9967 | 512.3553 | 516.1452 | 519.9631 | 523.8092 | 527.6838 | 531.5871 | 533.7298 | 535.8726 | 538.0153 | 540.158 | 542.3007 | 544.0571 | 545.8136 | 547.57 | 549.3264 | 551.0828 | 25.3163 | 25.6367 | 25.9611 | 25.7904 | 25.6208 | 25.539 | 25.4574 | 25.3761 | 25.2951 | 25.2143 | 25.4008 | 25.5887 | 25.778 | 25.9687 | 26.1608 | 26.2662 | 26.3717 | 26.4771 | 26.5826 | 26.688 | 26.7745 | 26.8609 | 26.9473 | 27.0338 | 27.1202 | 0 | 0 | 0 | 0 | 0 | 0 | 0 | 0 | 0 | 0 | 0 | 0 | 0 | 0 | 0 | 0 | 0 | 0 | 0 | 0 | 0 | 0 | 0 | 0 | 0 | 0 | 0 | 0 | 0 | 0 | 0 | 0 | 0 | 0 | 0 | 0 | 0 | 0 | 0 | 0 | 0 | 0 | 0 | 0 | 0 | 0 | 0 | 0 | 0 | 0
107 | 95 | 107,95 | 99709 | Fairbanks | Y | 745 | 331 | 310 | 21 | 8 | 239 | 247 | 40 | 0 | 0 | 287 | 9243.125 | 1943.0628 | 2179.502 | 7856.8 | 0 | 0 | 2970.7631 | 538337 | 314272 | 10.7206 | 320.2794 | 0 | 40 | 0 | 371 | 10.0405 | 299.9595 | 310 | 0 | 10.2078 | 304.9567 | 315.1644 | 0 | 9.5782 | 286.1478 | 295.7259 | 0 | 38.3866 | 0 | 300.0865 | 307.533 | 315.1644 | 322.9852 | 331 | 282.1091 | 288.8373 | 295.7259 | 302.7789 | 310 | 36.8383 | 37.6045 | 38.3866 | 39.185 | 40 | 336.6173 | 342.3298 | 348.1394 | 345.8505 | 343.5767 | 342.4795 | 341.3859 | 340.2957 | 339.209 | 338.1258 | 340.6269 | 343.1466 | 345.6848 | 348.2418 | 350.8178 | 352.2318 | 353.6459 | 355.06 | 356.4741 | 357.8882 | 359.0473 | 360.2064 | 361.3655 | 362.5247 | 363.6838 | 315.2609 | 320.611 | 326.052 | 323.9083 | 321.7788 | 320.7512 | 319.727 | 318.706 | 317.6882 | 316.6737 | 319.0162 | 321.3759 | 323.7531 | 326.1479 | 328.5604 | 329.8848 | 331.2092 | 332.5335 | 333.8579 | 335.1823 | 336.2679 | 337.3534 | 338.439 | 339.5246 | 340.6102 | 40.6788 | 41.3692 | 42.0712 | 41.7946 | 41.5198 | 41.3873 | 41.2551 | 41.1233 | 40.992 | 40.8611 | 41.1634 | 41.4679 | 41.7746 | 42.0836 | 42.3949 | 42.5658 | 42.7367 | 42.9076 | 43.0784 | 43.2493 | 43.3894 | 43.5295 | 43.6696 | 43.8096 | 43.9497 | 0 | 0 | 0 | 0 | 0 | 0 | 0 | 0 | 0 | 0 | 0 | 0 | 0 | 0 | 0 | 0 | 0 | 0 | 0 | 0 | 0 | 0 | 0 | 0 | 0 | 0 | 0 | 0 | 0 | 0 | 0 | 0 | 0 | 0 | 0 | 0 | 0 | 0 | 0 | 0 | 0 | 0 | 0 | 0 | 0 | 0 | 0 | 0 | 0 | 0
108 | 95 | 108,95 | 99709 | Fairbanks | Y | 1414 | 608 | 560 | 48 | 14 | 305 | 319 | 40 | 0 | 0 | 359 | 6314.7857 | 2235.8066 | 2414.8213 | 14087.475 | 0 | 0 | 3715.3955 | 770328 | 563499 | 26.6834 | 581.3166 | 0 | 40 | 0 | 648 | 24.5768 | 535.4232 | 560 | 0 | 25.4068 | 553.5055 | 578.9123 | 0 | 23.4452 | 510.7694 | 534.2146 | 0 | 38.3866 | 0 | 551.2162 | 564.8945 | 578.9123 | 593.2779 | 608 | 509.6165 | 521.7706 | 534.2146 | 546.9554 | 560 | 36.8383 | 37.6045 | 38.3866 | 39.185 | 40 | 611.1572 | 614.3309 | 617.521 | 613.461 | 609.4278 | 607.4817 | 605.5418 | 603.6081 | 601.6806 | 599.7592 | 604.1956 | 608.6649 | 613.1671 | 617.7027 | 622.2718 | 624.7801 | 627.2884 | 629.7966 | 632.3049 | 634.8132 | 636.8692 | 638.9252 | 640.9813 | 643.0373 | 645.0933 | 562.908 | 565.8311 | 568.7693 | 565.0299 | 561.3151 | 559.5226 | 557.7359 | 555.9548 | 554.1795 | 552.4098 | 556.496 | 560.6124 | 564.7592 | 568.9367 | 573.1451 | 575.4554 | 577.7656 | 580.0758 | 582.3861 | 584.6963 | 586.59 | 588.4838 | 590.3775 | 592.2712 | 594.1649 | 40.2077 | 40.4165 | 40.6264 | 40.3593 | 40.0939 | 39.9659 | 39.8383 | 39.7111 | 39.5842 | 39.4578 | 39.7497 | 40.0437 | 40.3399 | 40.6383 | 40.9389 | 41.104 | 41.269 | 41.434 | 41.599 | 41.764 | 41.8993 | 42.0346 | 42.1698 | 42.3051 | 42.4404 | 0 | 0 | 0 | 0 | 0 | 0 | 0 | 0 | 0 | 0 | 0 | 0 | 0 | 0 | 0 | 0 | 0 | 0 | 0 | 0 | 0 | 0 | 0 | 0 | 0 | 0 | 0 | 0 | 0 | 0 | 0 | 0 | 0 | 0 | 0 | 0 | 0 | 0 | 0 | 0 | 0 | 0 | 0 | 0 | 0 | 0 | 0 | 0 | 0 | 0
109 | 95 | 109,95 | 99701 | Fairbanks | Y | 1225 | 750 | 563 | 187 | 17 | 407 | 424 | 50 | 0 | 0 | 474 | 6998.4706 | 2068.6118 | 2266.2712 | 11067.44 | 0 | 0 | 3194.6646 | 960899 | 553372 | 30.0708 | 719.9292 | 0 | 50 | 0 | 800 | 22.5731 | 540.4269 | 563 | 0 | 29.737 | 711.938 | 741.675 | 0 | 22.3637 | 535.4124 | 557.7761 | 0 | 49.7418 | 0 | 733.4424 | 737.5472 | 741.675 | 745.8259 | 750 | 552.6006 | 555.1823 | 557.7761 | 560.3819 | 563 | 49.4848 | 49.6131 | 49.7418 | 49.8707 | 50 | 757.6567 | 765.3916 | 773.2055 | 768.122 | 763.0719 | 760.6352 | 758.2062 | 755.785 | 753.3716 | 750.9658 | 756.5207 | 762.1166 | 767.754 | 773.433 | 779.1541 | 782.2947 | 785.4354 | 788.576 | 791.7166 | 794.8572 | 797.4316 | 800.006 | 802.5804 | 805.1548 | 807.7292 | 568.7476 | 574.554 | 580.4196 | 576.6036 | 572.8127 | 570.9835 | 569.1601 | 567.3426 | 565.5309 | 563.725 | 567.8949 | 572.0956 | 576.3273 | 580.5904 | 584.885 | 587.2426 | 589.6001 | 591.9577 | 594.3153 | 596.6728 | 598.6053 | 600.5378 | 602.4704 | 604.4029 | 606.3354 | 50.5104 | 51.0261 | 51.547 | 51.2081 | 50.8715 | 50.709 | 50.5471 | 50.3857 | 50.2248 | 50.0644 | 50.4347 | 50.8078 | 51.1836 | 51.5622 | 51.9436 | 52.153 | 52.3624 | 52.5717 | 52.7811 | 52.9905 | 53.1621 | 53.3337 | 53.5054 | 53.677 | 53.8486 | 0 | 0 | 0 | 0 | 0 | 0 | 0 | 0 | 0 | 0 | 0 | 0 | 0 | 0 | 0 | 0 | 0 | 0 | 0 | 0 | 0 | 0 | 0 | 0 | 0 | 0 | 0 | 0 | 0 | 0 | 0 | 0 | 0 | 0 | 0 | 0 | 0 | 0 | 0 | 0 | 0 | 0 | 0 | 0 | 0 | 0 | 0 | 0 | 0 | 0
110 | 95 | 110,95 | 99701 | Fairbanks | Y | 383 | 182 | 164 | 18 | 4 | 123 | 127 | 77 | 0 | 0 | 204 | 3369 | 1802.9675 | 1852.2913 | 24584.6104 | 0 | 0 | 10432.6275 | 235241 | 1893015 | 5.7323 | 176.2677 | 0 | 77 | 0 | 259 | 5.1654 | 158.8346 | 164 | 0 | 5.6687 | 174.3111 | 179.9798 | 0 | 5.1174 | 157.3609 | 162.4783 | 0 | 76.6023 | 0 | 177.982 | 178.9781 | 179.9798 | 180.9871 | 182 | 160.9707 | 161.7227 | 162.4783 | 163.2374 | 164 | 76.2066 | 76.4042 | 76.6023 | 76.8009 | 77 | 183.7255 | 185.4674 | 187.2258 | 185.9948 | 184.772 | 184.182 | 183.5938 | 183.0075 | 182.4231 | 181.8406 | 183.1857 | 184.5407 | 185.9057 | 187.2809 | 188.6662 | 189.4267 | 190.1871 | 190.9476 | 191.7081 | 192.4686 | 193.0919 | 193.7153 | 194.3387 | 194.962 | 195.5854 | 165.5549 | 167.1244 | 168.7089 | 167.5997 | 166.4978 | 165.9662 | 165.4362 | 164.9079 | 164.3813 | 163.8564 | 165.0684 | 166.2894 | 167.5194 | 168.7586 | 170.0069 | 170.6921 | 171.3774 | 172.0627 | 172.7479 | 173.4332 | 173.9949 | 174.5566 | 175.1184 | 175.6801 | 176.2418 | 77.73 | 78.467 | 79.2109 | 78.6901 | 78.1728 | 77.9231 | 77.6743 | 77.4263 | 77.179 | 76.9326 | 77.5016 | 78.0749 | 78.6524 | 79.2342 | 79.8203 | 80.142 | 80.4638 | 80.7855 | 81.1073 | 81.429 | 81.6927 | 81.9565 | 82.2202 | 82.4839 | 82.7477 | 0 | 0 | 0 | 0 | 0 | 0 | 0 | 0 | 0 | 0 | 0 | 0 | 0 | 0 | 0 | 0 | 0 | 0 | 0 | 0 | 0 | 0 | 0 | 0 | 0 | 0 | 0 | 0 | 0 | 0 | 0 | 0 | 0 | 0 | 0 | 0 | 0 | 0 | 0 | 0 | 0 | 0 | 0 | 0 | 0 | 0 | 0 | 0 | 0 | 0
111 | 95 | 111,95 | 99701 | Fairbanks | Y | 1867 | 619 | 597 | 22 | 2 | 392 | 394 | 11 | 0 | 0 | 405 | 4675.5 | 2362.2321 | 2373.9746 | 29575.7273 | 0 | 0 | 3112.7877 | 935346 | 325333 | 3.1421 | 615.8579 | 0 | 11 | 0 | 630 | 3.0305 | 593.9695 | 597 | 0 | 3.1073 | 609.0219 | 612.1291 | 0 | 3.0023 | 588.4583 | 591.4606 | 0 | 10.9432 | 0 | 605.3345 | 608.7223 | 612.1291 | 615.555 | 619 | 585.9726 | 588.7102 | 591.4606 | 594.2238 | 597 | 10.8867 | 10.9149 | 10.9432 | 10.9716 | 11 | 630.793 | 642.8107 | 655.0573 | 650.7506 | 646.4722 | 644.4078 | 642.35 | 640.2988 | 638.2541 | 636.2159 | 640.922 | 645.6629 | 650.4388 | 655.2501 | 660.097 | 662.7577 | 665.4184 | 668.0791 | 670.7399 | 673.4006 | 675.5816 | 677.7626 | 679.9436 | 682.1247 | 684.3057 | 608.3739 | 619.9644 | 631.7758 | 627.6221 | 623.4958 | 621.5048 | 619.5201 | 617.5418 | 615.5698 | 613.604 | 618.1429 | 622.7152 | 627.3214 | 631.9617 | 636.6363 | 639.2025 | 641.7687 | 644.3348 | 646.901 | 649.4671 | 651.5706 | 653.6741 | 655.7776 | 657.8811 | 659.9846 | 11.2096 | 11.4231 | 11.6408 | 11.5642 | 11.4882 | 11.4515 | 11.4149 | 11.3785 | 11.3422 | 11.3059 | 11.3896 | 11.4738 | 11.5587 | 11.6442 | 11.7303 | 11.7776 | 11.8249 | 11.8722 | 11.9194 | 11.9667 | 12.0055 | 12.0442 | 12.083 | 12.1218 | 12.1605 | 0 | 0 | 0 | 0 | 0 | 0 | 0 | 0 | 0 | 0 | 0 | 0 | 0 | 0 | 0 | 0 | 0 | 0 | 0 | 0 | 0 | 0 | 0 | 0 | 0 | 0 | 0 | 0 | 0 | 0 | 0 | 0 | 0 | 0 | 0 | 0 | 0 | 0 | 0 | 0 | 0 | 0 | 0 | 0 | 0 | 0 | 0 | 0 | 0 | 0
117 | 95 | 117,95 | 99705 | - | Y | 4 | 2 | 2 | 0 | 0 | 0 | 0 | 0 | 0 | 0 | 0 | 0 | 834.495 | 834.495 | 1408.3846 | 0 | 0 | 1365.174 | 0 | 0 | 0.045825 | 1.9516 | 0.0025988 | 0 | 0 | 2 | 0.045825 | 1.9516 | 1.9974 | 0.0025988 | 0.042532 | 1.8114 | 1.8539 | 0.002412 | 0.04275 | 1.8206 | 1.8634 | 0.0024244 | 0 | 0 | 1.7207 | 1.7861 | 1.8539 | 1.9243 | 1.9974 | 1.7384 | 1.7998 | 1.8634 | 1.9292 | 1.9974 | 0 | 0 | 0 | 0 | 0 | 2.0163 | 2.0354 | 2.0547 | 2.0412 | 2.0278 | 2.0213 | 2.0148 | 2.0084 | 2.002 | 1.9956 | 2.0103 | 2.0252 | 2.0402 | 2.0553 | 2.0705 | 2.0788 | 2.0872 | 2.0955 | 2.1039 | 2.1122 | 2.1191 | 2.1259 | 2.1327 | 2.1396 | 2.1464 | 2.0163 | 2.0354 | 2.0547 | 2.0412 | 2.0278 | 2.0213 | 2.0148 | 2.0084 | 2.002 | 1.9956 | 2.0103 | 2.0252 | 2.0402 | 2.0553 | 2.0705 | 2.0788 | 2.0872 | 2.0955 | 2.1039 | 2.1122 | 2.1191 | 2.1259 | 2.1327 | 2.1396 | 2.1464 | 0 | 0 | 0 | 0 | 0 | 0 | 0 | 0 | 0 | 0 | 0 | 0 | 0 | 0 | 0 | 0 | 0 | 0 | 0 | 0 | 0 | 0 | 0 | 0 | 0 | 0.0026234 | 0.0026482 | 0.0026733 | 0.0026557 | 0.0026382 | 0.0026298 | 0.0026214 | 0.002613 | 0.0026047 | 0.0025964 | 0.0026156 | 0.0026349 | 0.0026544 | 0.0026741 | 0.0026938 | 0.0027047 | 0.0027156 | 0.0027264 | 0.0027373 | 0.0027481 | 0.002757 | 0.0027659 | 0.0027748 | 0.0027837 | 0.0027926 | 0 | 0 | 0 | 0 | 0 | 0 | 0 | 0 | 0 | 0 | 0 | 0 | 0 | 0 | 0 | 0 | 0 | 0 | 0 | 0 | 0 | 0 | 0 | 0 | 0
118 | 95 | 118,95 | 99712 | North Pole | Y | 4 | 2 | 1 | 1 | 0 | 2 | 2 | 0 | 0 | 0 | 2 | 0 | 3404 | 3404 | 0 | 0 | 0 | 3404 | 6808 | 0 | 0 | 2 | 0 | 0 | 0 | 2 | 0 | 1 | 1 | 0 | 0 | 1.8182 | 1.8182 | 0 | 0 | 0.91245 | 0.91245 | 0 | 0 | 0 | 1.653 | 1.7336 | 1.8182 | 1.9069 | 2 | 0.83257 | 0.8716 | 0.91245 | 0.95522 | 1 | 0 | 0 | 0 | 0 | 0 | 2.0189 | 2.0381 | 2.0574 | 2.0438 | 2.0304 | 2.0239 | 2.0174 | 2.011 | 2.0046 | 1.9982 | 2.013 | 2.0279 | 2.0429 | 2.058 | 2.0732 | 2.0815 | 2.0899 | 2.0983 | 2.1066 | 2.115 | 2.1218 | 2.1287 | 2.1355 | 2.1424 | 2.1492 | 1.0095 | 1.019 | 1.0287 | 1.0219 | 1.0152 | 1.012 | 1.0087 | 1.0055 | 1.0023 | 0.99909 | 1.0065 | 1.0139 | 1.0214 | 1.029 | 1.0366 | 1.0408 | 1.0449 | 1.0491 | 1.0533 | 1.0575 | 1.0609 | 1.0643 | 1.0678 | 1.0712 | 1.0746 | 0 | 0 | 0 | 0 | 0 | 0 | 0 | 0 | 0 | 0 | 0 | 0 | 0 | 0 | 0 | 0 | 0 | 0 | 0 | 0 | 0 | 0 | 0 | 0 | 0 | 0 | 0 | 0 | 0 | 0 | 0 | 0 | 0 | 0 | 0 | 0 | 0 | 0 | 0 | 0 | 0 | 0 | 0 | 0 | 0 | 0 | 0 | 0 | 0 | 0 | 0 | 0 | 0 | 0 | 0 | 0 | 0 | 0 | 0 | 0 | 0 | 0 | 0 | 0 | 0 | 0 | 0 | 0 | 0 | 0 | 0 | 0 | 0 | 0 | 0
120 | 95 | 120,95 | 99712 | North Pole | Y | 34 | 13 | 12 | 1 | 0 | 27 | 27 | 0 | 0 | 0 | 27 | 0 | 2934.7037 | 2934.7037 | 0 | 0 | 0 | 2934.7037 | 79237 | 0 | 0 | 13 | 0 | 0 | 0 | 13 | 0 | 12 | 12 | 0 | 0 | 11.8185 | 11.8185 | 0 | 0 | 10.9494 | 10.9494 | 0 | 0 | 0 | 10.7444 | 11.2686 | 11.8185 | 12.3952 | 13 | 9.9909 | 10.4592 | 10.9494 | 11.4627 | 12 | 0 | 0 | 0 | 0 | 0 | 13.1204 | 13.2418 | 13.3645 | 13.2766 | 13.1893 | 13.1472 | 13.1052 | 13.0633 | 13.0216 | 12.98 | 13.0761 | 13.1728 | 13.2702 | 13.3684 | 13.4673 | 13.5216 | 13.5758 | 13.6301 | 13.6844 | 13.7387 | 13.7832 | 13.8277 | 13.8722 | 13.9167 | 13.9612 | 12.1111 | 12.2232 | 12.3364 | 12.2553 | 12.1747 | 12.1359 | 12.0971 | 12.0585 | 12.02 | 11.9816 | 12.0702 | 12.1595 | 12.2494 | 12.34 | 12.4313 | 12.4814 | 12.5315 | 12.5817 | 12.6318 | 12.6819 | 12.7229 | 12.764 | 12.8051 | 12.8462 | 12.8872 | 0 | 0 | 0 | 0 | 0 | 0 | 0 | 0 | 0 | 0 | 0 | 0 | 0 | 0 | 0 | 0 | 0 | 0 | 0 | 0 | 0 | 0 | 0 | 0 | 0 | 0 | 0 | 0 | 0 | 0 | 0 | 0 | 0 | 0 | 0 | 0 | 0 | 0 | 0 | 0 | 0 | 0 | 0 | 0 | 0 | 0 | 0 | 0 | 0 | 0 | 0 | 0 | 0 | 0 | 0 | 0 | 0 | 0 | 0 | 0 | 0 | 0 | 0 | 0 | 0 | 0 | 0 | 0 | 0 | 0 | 0 | 0 | 0 | 0 | 0
94 | 96 | 94,96 | 99709 | - | N | 262 | 120 | 116 | 4 | 0 | 0 | 0 | 0 | 0 | 0 | 0 | 0 | 834.495 | 834.495 | 1408.3846 | 0 | 0 | 1365.174 | 0 | 0 | 2.7495 | 117.0946 | 0.15593 | 0 | 0 | 120 | 2.6578 | 113.1914 | 115.8493 | 0.15073 | 2.6179 | 111.4926 | 114.1105 | 0.14847 | 2.5355 | 107.9795 | 110.5149 | 0.14379 | 0 | 0 | 108.6513 | 111.3475 | 114.1105 | 116.9422 | 119.8441 | 105.4262 | 107.9406 | 110.5149 | 113.1507 | 115.8493 | 0 | 0 | 0 | 0 | 0 | 120.458 | 121.0751 | 121.6953 | 120.8952 | 120.1003 | 119.7168 | 119.3345 | 118.9535 | 118.5736 | 118.195 | 119.0692 | 119.95 | 120.8373 | 121.7311 | 122.6315 | 123.1258 | 123.6201 | 124.1144 | 124.6088 | 125.1031 | 125.5082 | 125.9134 | 126.3186 | 126.7238 | 127.129 | 116.4427 | 117.0392 | 117.6388 | 116.8653 | 116.097 | 115.7263 | 115.3567 | 114.9883 | 114.6212 | 114.2551 | 115.1003 | 115.9517 | 116.8094 | 117.6734 | 118.5438 | 119.0216 | 119.4995 | 119.9773 | 120.4551 | 120.933 | 121.3246 | 121.7163 | 122.108 | 122.4997 | 122.8913 | 0 | 0 | 0 | 0 | 0 | 0 | 0 | 0 | 0 | 0 | 0 | 0 | 0 | 0 | 0 | 0 | 0 | 0 | 0 | 0 | 0 | 0 | 0 | 0 | 0 | 0.15672 | 0.15753 | 0.15833 | 0.15729 | 0.15626 | 0.15576 | 0.15526 | 0.15477 | 0.15427 | 0.15378 | 0.15492 | 0.15606 | 0.15722 | 0.15838 | 0.15955 | 0.16019 | 0.16084 | 0.16148 | 0.16212 | 0.16277 | 0.16329 | 0.16382 | 0.16435 | 0.16488 | 0.1654 | 0 | 0 | 0 | 0 | 0 | 0 | 0 | 0 | 0 | 0 | 0 | 0 | 0 | 0 | 0 | 0 | 0 | 0 | 0 | 0 | 0 | 0 | 0 | 0 | 0
98 | 96 | 98,96 | 99709 | - | N | 270 | 144 | 118 | 26 | 0 | 4 | 4 | 0 | 0 | 0 | 4 | 0 | 1397 | 1397 | 0 | 0 | 0 | 1397 | 5588 | 0 | 0 | 144 | 0 | 0 | 0 | 144 | 0 | 118 | 118 | 0 | 0 | 137.1108 | 137.1108 | 0 | 0 | 112.5666 | 112.5666 | 0 | 0 | 0 | 130.5512 | 133.7908 | 137.1108 | 140.5132 | 144 | 107.3835 | 109.9445 | 112.5666 | 115.2513 | 118 | 0 | 0 | 0 | 0 | 0 | 145.4982 | 147.0119 | 148.5414 | 147.5648 | 146.5946 | 146.1265 | 145.6599 | 145.1947 | 144.7311 | 144.2689 | 145.336 | 146.4111 | 147.4941 | 148.5851 | 149.6842 | 150.2875 | 150.8909 | 151.4942 | 152.0976 | 152.7009 | 153.1955 | 153.6901 | 154.1846 | 154.6792 | 155.1738 | 119.2277 | 120.4681 | 121.7214 | 120.9211 | 120.1261 | 119.7425 | 119.3602 | 118.979 | 118.5991 | 118.2203 | 119.0948 | 119.9758 | 120.8632 | 121.7572 | 122.6579 | 123.1523 | 123.6467 | 124.1411 | 124.6355 | 125.1299 | 125.5352 | 125.9405 | 126.3457 | 126.751 | 127.1563 | 0 | 0 | 0 | 0 | 0 | 0 | 0 | 0 | 0 | 0 | 0 | 0 | 0 | 0 | 0 | 0 | 0 | 0 | 0 | 0 | 0 | 0 | 0 | 0 | 0 | 0 | 0 | 0 | 0 | 0 | 0 | 0 | 0 | 0 | 0 | 0 | 0 | 0 | 0 | 0 | 0 | 0 | 0 | 0 | 0 | 0 | 0 | 0 | 0 | 0 | 0 | 0 | 0 | 0 | 0 | 0 | 0 | 0 | 0 | 0 | 0 | 0 | 0 | 0 | 0 | 0 | 0 | 0 | 0 | 0 | 0 | 0 | 0 | 0 | 0
101 | 96 | 101,96 | 99709 | Fairbanks | Y | 49 | 34 | 27 | 7 | 0 | 12 | 12 | 0 | 0 | 0 | 12 | 0 | 1782.4167 | 1782.4167 | 0 | 0 | 0 | 1782.4167 | 21389 | 0 | 0 | 34 | 0 | 0 | 0 | 34 | 0 | 27 | 27 | 0 | 0 | 32.3734 | 32.3734 | 0 | 0 | 25.7568 | 25.7568 | 0 | 0 | 0 | 30.8246 | 31.5895 | 32.3734 | 33.1767 | 34 | 24.5708 | 25.1568 | 25.7568 | 26.3711 | 27 | 0 | 0 | 0 | 0 | 0 | 34.3537 | 34.7111 | 35.0723 | 34.8417 | 34.6126 | 34.5021 | 34.3919 | 34.2821 | 34.1726 | 34.0635 | 34.3155 | 34.5693 | 34.825 | 35.0826 | 35.3421 | 35.4846 | 35.627 | 35.7695 | 35.9119 | 36.0544 | 36.1712 | 36.2879 | 36.4047 | 36.5215 | 36.6382 | 27.2809 | 27.5647 | 27.8515 | 27.6684 | 27.4865 | 27.3987 | 27.3112 | 27.224 | 27.1371 | 27.0504 | 27.2505 | 27.4521 | 27.6551 | 27.8597 | 28.0658 | 28.1789 | 28.292 | 28.4052 | 28.5183 | 28.6314 | 28.7242 | 28.8169 | 28.9096 | 29.0023 | 29.0951 | 0 | 0 | 0 | 0 | 0 | 0 | 0 | 0 | 0 | 0 | 0 | 0 | 0 | 0 | 0 | 0 | 0 | 0 | 0 | 0 | 0 | 0 | 0 | 0 | 0 | 0 | 0 | 0 | 0 | 0 | 0 | 0 | 0 | 0 | 0 | 0 | 0 | 0 | 0 | 0 | 0 | 0 | 0 | 0 | 0 | 0 | 0 | 0 | 0 | 0 | 0 | 0 | 0 | 0 | 0 | 0 | 0 | 0 | 0 | 0 | 0 | 0 | 0 | 0 | 0 | 0 | 0 | 0 | 0 | 0 | 0 | 0 | 0 | 0 | 0
103 | 96 | 103,96 | 99709 | Fairbanks | Y | 291 | 167 | 155 | 12 | 9 | 56 | 65 | 0 | 0 | 0 | 65 | 5317.6667 | 1757.75 | 2250.6615 | 0 | 0 | 0 | 2250.6615 | 146293 | 0 | 23.1231 | 143.8769 | 0 | 0 | 0 | 167 | 21.4615 | 133.5385 | 155 | 0 | 22.0168 | 136.9936 | 159.0105 | 0 | 20.4733 | 127.3896 | 147.863 | 0 | 0 | 0 | 151.4031 | 155.1602 | 159.0105 | 162.9563 | 167 | 141.0546 | 144.4186 | 147.863 | 151.3894 | 155 | 0 | 0 | 0 | 0 | 0 | 168.7374 | 170.493 | 172.2667 | 171.1342 | 170.009 | 169.4661 | 168.925 | 168.3855 | 167.8478 | 167.3118 | 168.5494 | 169.7962 | 171.0522 | 172.3174 | 173.5921 | 174.2918 | 174.9915 | 175.6912 | 176.3909 | 177.0907 | 177.6642 | 178.2378 | 178.8113 | 179.3849 | 179.9585 | 156.6126 | 158.242 | 159.8883 | 158.8371 | 157.7928 | 157.2889 | 156.7867 | 156.286 | 155.7869 | 155.2894 | 156.4381 | 157.5953 | 158.761 | 159.9353 | 161.1184 | 161.7678 | 162.4173 | 163.0667 | 163.7161 | 164.3656 | 164.8979 | 165.4303 | 165.9626 | 166.495 | 167.0273 | 0 | 0 | 0 | 0 | 0 | 0 | 0 | 0 | 0 | 0 | 0 | 0 | 0 | 0 | 0 | 0 | 0 | 0 | 0 | 0 | 0 | 0 | 0 | 0 | 0 | 0 | 0 | 0 | 0 | 0 | 0 | 0 | 0 | 0 | 0 | 0 | 0 | 0 | 0 | 0 | 0 | 0 | 0 | 0 | 0 | 0 | 0 | 0 | 0 | 0 | 0 | 0 | 0 | 0 | 0 | 0 | 0 | 0 | 0 | 0 | 0 | 0 | 0 | 0 | 0 | 0 | 0 | 0 | 0 | 0 | 0 | 0 | 0 | 0 | 0
105 | 96 | 105,96 | 99709 | Fairbanks | Y | 77 | 33 | 32 | 1 | 0 | 0 | 0 | 0 | 0 | 0 | 0 | 0 | 834.495 | 834.495 | 1408.3846 | 0 | 0 | 1365.174 | 0 | 0 | 0.75611 | 32.201 | 0.042879 | 0 | 0 | 33 | 0.73319 | 31.2252 | 31.9584 | 0.04158 | 0.71993 | 30.6605 | 31.3804 | 0.040828 | 0.69943 | 29.7874 | 30.4869 | 0.039665 | 0 | 0 | 29.8791 | 30.6206 | 31.3804 | 32.1591 | 32.9571 | 29.0831 | 29.7767 | 30.4869 | 31.214 | 31.9584 | 0 | 0 | 0 | 0 | 0 | 33.3741 | 33.7964 | 34.2241 | 33.9991 | 33.7755 | 33.6677 | 33.5602 | 33.453 | 33.3462 | 33.2397 | 33.4855 | 33.7332 | 33.9828 | 34.2341 | 34.4874 | 34.6264 | 34.7654 | 34.9044 | 35.0434 | 35.1824 | 35.2964 | 35.4103 | 35.5243 | 35.6382 | 35.7522 | 32.3628 | 32.7723 | 33.187 | 32.9688 | 32.752 | 32.6474 | 32.5432 | 32.4393 | 32.3357 | 32.2324 | 32.4708 | 32.711 | 32.953 | 33.1967 | 33.4423 | 33.5771 | 33.7119 | 33.8467 | 33.9815 | 34.1163 | 34.2268 | 34.3373 | 34.4478 | 34.5583 | 34.6688 | 0 | 0 | 0 | 0 | 0 | 0 | 0 | 0 | 0 | 0 | 0 | 0 | 0 | 0 | 0 | 0 | 0 | 0 | 0 | 0 | 0 | 0 | 0 | 0 | 0 | 0.043422 | 0.043971 | 0.044528 | 0.044235 | 0.043944 | 0.043804 | 0.043664 | 0.043525 | 0.043386 | 0.043247 | 0.043567 | 0.043889 | 0.044214 | 0.044541 | 0.04487 | 0.045051 | 0.045232 | 0.045413 | 0.045594 | 0.045775 | 0.045923 | 0.046071 | 0.046219 | 0.046368 | 0.046516 | 0 | 0 | 0 | 0 | 0 | 0 | 0 | 0 | 0 | 0 | 0 | 0 | 0 | 0 | 0 | 0 | 0 | 0 | 0 | 0 | 0 | 0 | 0 | 0 | 0
106 | 96 | 106,96 | 99709 | Fairbanks | Y | 295 | 186 | 169 | 17 | 6 | 72 | 78 | 0 | 0 | 0 | 78 | 5043.6667 | 1138.4167 | 1438.8205 | 0 | 0 | 0 | 1438.8205 | 112228 | 0 | 14.3077 | 171.6923 | 0 | 0 | 0 | 186 | 13 | 156 | 169 | 0 | 13.6232 | 163.4783 | 177.1015 | 0 | 12.4014 | 148.8169 | 161.2183 | 0 | 0 | 0 | 168.6286 | 172.8131 | 177.1015 | 181.4962 | 186 | 153.795 | 157.4629 | 161.2183 | 165.0633 | 169 | 0 | 0 | 0 | 0 | 0 | 187.7634 | 189.5436 | 191.3406 | 190.0826 | 188.8329 | 188.2299 | 187.6288 | 187.0297 | 186.4324 | 185.8371 | 187.2117 | 188.5965 | 189.9916 | 191.3969 | 192.8127 | 193.5899 | 194.3671 | 195.1443 | 195.9215 | 196.6986 | 197.3357 | 197.9728 | 198.6098 | 199.2469 | 199.884 | 170.6023 | 172.2197 | 173.8525 | 172.7095 | 171.574 | 171.0261 | 170.48 | 169.9356 | 169.3929 | 168.852 | 170.101 | 171.3592 | 172.6267 | 173.9037 | 175.19 | 175.8962 | 176.6023 | 177.3085 | 178.0147 | 178.7208 | 179.2997 | 179.8785 | 180.4573 | 181.0362 | 181.615 | 0 | 0 | 0 | 0 | 0 | 0 | 0 | 0 | 0 | 0 | 0 | 0 | 0 | 0 | 0 | 0 | 0 | 0 | 0 | 0 | 0 | 0 | 0 | 0 | 0 | 0 | 0 | 0 | 0 | 0 | 0 | 0 | 0 | 0 | 0 | 0 | 0 | 0 | 0 | 0 | 0 | 0 | 0 | 0 | 0 | 0 | 0 | 0 | 0 | 0 | 0 | 0 | 0 | 0 | 0 | 0 | 0 | 0 | 0 | 0 | 0 | 0 | 0 | 0 | 0 | 0 | 0 | 0 | 0 | 0 | 0 | 0 | 0 | 0 | 0
107 | 96 | 107,96 | 99709 | Fairbanks | Y | 234 | 105 | 99 | 6 | 1 | 92 | 93 | 10 | 0 | 0 | 103 | 4272 | 2161.413 | 2184.1075 | 4861.3 | 0 | 0 | 2444.0291 | 203122 | 48613 | 1.129 | 103.871 | 0 | 10 | 0 | 115 | 1.0645 | 97.9355 | 99 | 0 | 1.075 | 98.9016 | 99.9766 | 0 | 1.0155 | 93.426 | 94.4415 | 0 | 9.5967 | 0 | 95.1936 | 97.5558 | 99.9766 | 102.4575 | 105 | 90.0929 | 92.2416 | 94.4415 | 96.6939 | 99 | 9.2096 | 9.4011 | 9.5967 | 9.7963 | 10 | 105.9955 | 107.0004 | 108.0149 | 107.3047 | 106.5992 | 106.2588 | 105.9195 | 105.5813 | 105.2441 | 104.908 | 105.684 | 106.4658 | 107.2533 | 108.0467 | 108.8459 | 109.2846 | 109.7233 | 110.1621 | 110.6008 | 111.0396 | 111.3992 | 111.7588 | 112.1185 | 112.4781 | 112.8377 | 99.9386 | 100.8861 | 101.8426 | 101.173 | 100.5078 | 100.1869 | 99.867 | 99.5481 | 99.2302 | 98.9133 | 99.6449 | 100.382 | 101.1245 | 101.8726 | 102.6261 | 103.0398 | 103.4534 | 103.8671 | 104.2808 | 104.6944 | 105.0335 | 105.3726 | 105.7117 | 106.0508 | 106.3899 | 10.0948 | 10.1905 | 10.2871 | 10.2195 | 10.1523 | 10.1199 | 10.0876 | 10.0554 | 10.0232 | 9.9912 | 10.0651 | 10.1396 | 10.2146 | 10.2902 | 10.3663 | 10.4081 | 10.4498 | 10.4916 | 10.5334 | 10.5752 | 10.6094 | 10.6437 | 10.6779 | 10.7122 | 10.7465 | 0 | 0 | 0 | 0 | 0 | 0 | 0 | 0 | 0 | 0 | 0 | 0 | 0 | 0 | 0 | 0 | 0 | 0 | 0 | 0 | 0 | 0 | 0 | 0 | 0 | 0 | 0 | 0 | 0 | 0 | 0 | 0 | 0 | 0 | 0 | 0 | 0 | 0 | 0 | 0 | 0 | 0 | 0 | 0 | 0 | 0 | 0 | 0 | 0 | 0
108 | 96 | 108,96 | 99709 | Fairbanks | Y | 613 | 246 | 235 | 11 | 6 | 166 | 172 | 14 | 0 | 0 | 186 | 4640.5 | 2312.2831 | 2393.5 | 4804.2857 | 0 | 0 | 2574.957 | 411682 | 67260 | 8.5814 | 237.4186 | 0 | 14 | 0 | 260 | 8.1977 | 226.8023 | 235 | 0 | 8.1708 | 226.0601 | 234.231 | 0 | 7.8202 | 216.3591 | 224.1793 | 0 | 13.4353 | 0 | 223.025 | 228.5593 | 234.231 | 240.0434 | 246 | 213.8569 | 218.9573 | 224.1793 | 229.5259 | 235 | 12.8934 | 13.1616 | 13.4353 | 13.7148 | 14 | 248.3323 | 250.6867 | 253.0634 | 251.3996 | 249.7468 | 248.9492 | 248.1543 | 247.3618 | 246.5719 | 245.7845 | 247.6026 | 249.4341 | 251.2792 | 253.1379 | 255.0103 | 256.0382 | 257.0661 | 258.094 | 259.1219 | 260.1498 | 260.9924 | 261.835 | 262.6775 | 263.5201 | 264.3627 | 237.228 | 239.4771 | 241.7475 | 240.1582 | 238.5792 | 237.8174 | 237.0579 | 236.3009 | 235.5463 | 234.7942 | 236.5309 | 238.2805 | 240.0431 | 241.8187 | 243.6074 | 244.5894 | 245.5713 | 246.5532 | 247.5352 | 248.5171 | 249.322 | 250.1269 | 250.9318 | 251.7367 | 252.5416 | 14.1327 | 14.2667 | 14.402 | 14.3073 | 14.2132 | 14.1678 | 14.1226 | 14.0775 | 14.0325 | 13.9877 | 14.0912 | 14.1954 | 14.3004 | 14.4062 | 14.5128 | 14.5713 | 14.6298 | 14.6883 | 14.7468 | 14.8053 | 14.8532 | 14.9012 | 14.9491 | 14.9971 | 15.045 | 0 | 0 | 0 | 0 | 0 | 0 | 0 | 0 | 0 | 0 | 0 | 0 | 0 | 0 | 0 | 0 | 0 | 0 | 0 | 0 | 0 | 0 | 0 | 0 | 0 | 0 | 0 | 0 | 0 | 0 | 0 | 0 | 0 | 0 | 0 | 0 | 0 | 0 | 0 | 0 | 0 | 0 | 0 | 0 | 0 | 0 | 0 | 0 | 0 | 0
109 | 96 | 109,96 | 99712 | Fairbanks | Y | 483 | 385 | 272 | 113 | 2 | 0 | 2 | 2 | 0 | 0 | 4 | 259074 | 0 | 1345.839 | 66760 | 0 | 0 | 1683.8966 | 2691.6779 | 133520 | 385 | 0 | 0 | 2 | 0 | 387 | 272 | 0 | 272 | 0 | 350.009 | 0 | 350.009 | 0 | 248.1875 | 0 | 248.1875 | 0 | 1.8597 | 0 | 318.1982 | 333.7248 | 350.009 | 367.0878 | 385 | 226.4597 | 237.0748 | 248.1875 | 259.8211 | 272 | 1.7292 | 1.7933 | 1.8597 | 1.9286 | 2 | 388.6501 | 392.3348 | 396.0545 | 393.4506 | 390.8638 | 389.6157 | 388.3715 | 387.1313 | 385.8951 | 384.6628 | 387.5081 | 390.3745 | 393.2621 | 396.1711 | 399.1015 | 400.7102 | 402.3189 | 403.9276 | 405.5363 | 407.145 | 408.4637 | 409.7824 | 411.101 | 412.4197 | 413.7384 | 274.5788 | 277.182 | 279.8099 | 277.9703 | 276.1428 | 275.2609 | 274.382 | 273.5058 | 272.6324 | 271.7618 | 273.772 | 275.7971 | 277.8371 | 279.8923 | 281.9626 | 283.0992 | 284.2357 | 285.3722 | 286.5088 | 287.6453 | 288.577 | 289.5086 | 290.4402 | 291.3718 | 292.3035 | 2.019 | 2.0381 | 2.0574 | 2.0439 | 2.0305 | 2.024 | 2.0175 | 2.0111 | 2.0046 | 1.9982 | 2.013 | 2.0279 | 2.0429 | 2.058 | 2.0733 | 2.0816 | 2.09 | 2.0983 | 2.1067 | 2.115 | 2.1219 | 2.1287 | 2.1356 | 2.1424 | 2.1493 | 0 | 0 | 0 | 0 | 0 | 0 | 0 | 0 | 0 | 0 | 0 | 0 | 0 | 0 | 0 | 0 | 0 | 0 | 0 | 0 | 0 | 0 | 0 | 0 | 0 | 0 | 0 | 0 | 0 | 0 | 0 | 0 | 0 | 0 | 0 | 0 | 0 | 0 | 0 | 0 | 0 | 0 | 0 | 0 | 0 | 0 | 0 | 0 | 0 | 0
111 | 96 | 111,96 | 99712 | Fairbanks | Y | 142 | 61 | 56 | 5 | 0 | 67 | 67 | 5 | 0 | 0 | 72 | 0 | 2531.4627 | 2531.4627 | 9182 | 0 | 0 | 2993.3056 | 169608 | 45910 | 0 | 61 | 0 | 5 | 0 | 66 | 0 | 56 | 56 | 0 | 0 | 55.456 | 55.456 | 0 | 0 | 51.0974 | 51.0974 | 0 | 4.6492 | 0 | 50.4158 | 52.8759 | 55.456 | 58.162 | 61 | 46.6241 | 48.8095 | 51.0974 | 53.4926 | 56 | 4.323 | 4.4832 | 4.6492 | 4.8214 | 5 | 61.5776 | 62.1607 | 62.7493 | 62.3368 | 61.927 | 61.7292 | 61.5321 | 61.3356 | 61.1397 | 60.9445 | 61.3953 | 61.8494 | 62.3069 | 62.7678 | 63.2321 | 63.487 | 63.7419 | 63.9967 | 64.2516 | 64.5065 | 64.7154 | 64.9243 | 65.1333 | 65.3422 | 65.5511 | 56.5303 | 57.0656 | 57.606 | 57.2272 | 56.851 | 56.6694 | 56.4885 | 56.3081 | 56.1283 | 55.949 | 56.3629 | 56.7798 | 57.1998 | 57.6229 | 58.0491 | 58.2831 | 58.5171 | 58.7511 | 58.9851 | 59.2191 | 59.4109 | 59.6027 | 59.7945 | 59.9863 | 60.1781 | 5.0473 | 5.0951 | 5.1434 | 5.1096 | 5.076 | 5.0598 | 5.0436 | 5.0275 | 5.0115 | 4.9954 | 5.0324 | 5.0696 | 5.1071 | 5.1449 | 5.183 | 5.2039 | 5.2247 | 5.2456 | 5.2665 | 5.2874 | 5.3045 | 5.3217 | 5.3388 | 5.3559 | 5.373 | 0 | 0 | 0 | 0 | 0 | 0 | 0 | 0 | 0 | 0 | 0 | 0 | 0 | 0 | 0 | 0 | 0 | 0 | 0 | 0 | 0 | 0 | 0 | 0 | 0 | 0 | 0 | 0 | 0 | 0 | 0 | 0 | 0 | 0 | 0 | 0 | 0 | 0 | 0 | 0 | 0 | 0 | 0 | 0 | 0 | 0 | 0 | 0 | 0 | 0
112 | 96 | 112,96 | 99712 | Fairbanks | Y | 53 | 17 | 15 | 2 | 0 | 13 | 13 | 0 | 0 | 0 | 13 | 0 | 2751.6923 | 2751.6923 | 0 | 0 | 0 | 2751.6923 | 35772 | 0 | 0 | 17 | 0 | 0 | 0 | 17 | 0 | 15 | 15 | 0 | 0 | 15.4549 | 15.4549 | 0 | 0 | 13.6868 | 13.6868 | 0 | 0 | 0 | 14.0503 | 14.7359 | 15.4549 | 16.2091 | 17 | 12.4886 | 13.074 | 13.6868 | 14.3284 | 15 | 0 | 0 | 0 | 0 | 0 | 17.161 | 17.3235 | 17.4875 | 17.3725 | 17.2583 | 17.2032 | 17.1483 | 17.0935 | 17.0389 | 16.9845 | 17.1102 | 17.2367 | 17.3642 | 17.4927 | 17.6221 | 17.6931 | 17.7641 | 17.8352 | 17.9062 | 17.9772 | 18.0354 | 18.0937 | 18.1519 | 18.2101 | 18.2683 | 15.142 | 15.2854 | 15.4302 | 15.3287 | 15.2279 | 15.1793 | 15.1308 | 15.0825 | 15.0344 | 14.9863 | 15.0972 | 15.2089 | 15.3214 | 15.4347 | 15.5489 | 15.6116 | 15.6742 | 15.7369 | 15.7996 | 15.8623 | 15.9136 | 15.965 | 16.0164 | 16.0677 | 16.1191 | 0 | 0 | 0 | 0 | 0 | 0 | 0 | 0 | 0 | 0 | 0 | 0 | 0 | 0 | 0 | 0 | 0 | 0 | 0 | 0 | 0 | 0 | 0 | 0 | 0 | 0 | 0 | 0 | 0 | 0 | 0 | 0 | 0 | 0 | 0 | 0 | 0 | 0 | 0 | 0 | 0 | 0 | 0 | 0 | 0 | 0 | 0 | 0 | 0 | 0 | 0 | 0 | 0 | 0 | 0 | 0 | 0 | 0 | 0 | 0 | 0 | 0 | 0 | 0 | 0 | 0 | 0 | 0 | 0 | 0 | 0 | 0 | 0 | 0 | 0
115 | 96 | 115,96 | 99701 | Fairbanks | Y | 10 | 2 | 2 | 0 | 0 | 0 | 0 | 0 | 0 | 0 | 0 | 0 | 834.495 | 834.495 | 1408.3846 | 0 | 0 | 1365.174 | 0 | 0 | 0.045825 | 1.9516 | 0.0025988 | 0 | 0 | 2 | 0.045825 | 1.9516 | 1.9974 | 0.0025988 | 0.045316 | 1.9299 | 1.9752 | 0.0025699 | 0.045399 | 1.9335 | 1.9789 | 0.0025746 | 0 | 0 | 1.9533 | 1.9642 | 1.9752 | 1.9863 | 1.9974 | 1.9605 | 1.9697 | 1.9789 | 1.9881 | 1.9974 | 0 | 0 | 0 | 0 | 0 | 2.0057 | 2.014 | 2.0224 | 2.0091 | 1.9959 | 1.9895 | 1.9832 | 1.9768 | 1.9705 | 1.9642 | 1.9788 | 1.9934 | 2.0081 | 2.023 | 2.038 | 2.0462 | 2.0544 | 2.0626 | 2.0708 | 2.079 | 2.0858 | 2.0925 | 2.0992 | 2.106 | 2.1127 | 2.0057 | 2.014 | 2.0224 | 2.0091 | 1.9959 | 1.9895 | 1.9832 | 1.9768 | 1.9705 | 1.9642 | 1.9788 | 1.9934 | 2.0081 | 2.023 | 2.038 | 2.0462 | 2.0544 | 2.0626 | 2.0708 | 2.079 | 2.0858 | 2.0925 | 2.0992 | 2.106 | 2.1127 | 0 | 0 | 0 | 0 | 0 | 0 | 0 | 0 | 0 | 0 | 0 | 0 | 0 | 0 | 0 | 0 | 0 | 0 | 0 | 0 | 0 | 0 | 0 | 0 | 0 | 0.0026096 | 0.0026204 | 0.0026313 | 0.002614 | 0.0025968 | 0.0025885 | 0.0025802 | 0.002572 | 0.0025638 | 0.0025556 | 0.0025745 | 0.0025935 | 0.0026127 | 0.0026321 | 0.0026515 | 0.0026622 | 0.0026729 | 0.0026836 | 0.0026943 | 0.002705 | 0.0027137 | 0.0027225 | 0.0027312 | 0.00274 | 0.0027488 | 0 | 0 | 0 | 0 | 0 | 0 | 0 | 0 | 0 | 0 | 0 | 0 | 0 | 0 | 0 | 0 | 0 | 0 | 0 | 0 | 0 | 0 | 0 | 0 | 0
128 | 96 | 128,96 | 99712 | - | N | 134 | 65 | 53 | 12 | 0 | 20 | 20 | 0 | 0 | 0 | 20 | 0 | 1263.85 | 1263.85 | 0 | 0 | 0 | 1263.85 | 25277 | 0 | 0 | 65 | 0 | 0 | 0 | 65 | 0 | 53 | 53 | 0 | 0 | 59.0924 | 59.0924 | 0 | 0 | 48.3601 | 48.3601 | 0 | 0 | 0 | 53.7218 | 56.3431 | 59.0924 | 61.9759 | 65 | 44.1263 | 46.1947 | 48.3601 | 50.6269 | 53 | 0 | 0 | 0 | 0 | 0 | 65.8228 | 66.6559 | 67.4996 | 67.0559 | 66.615 | 66.4023 | 66.1902 | 65.9789 | 65.7682 | 65.5582 | 66.0431 | 66.5316 | 67.0237 | 67.5195 | 68.0189 | 68.2931 | 68.5673 | 68.8415 | 69.1156 | 69.3898 | 69.6145 | 69.8393 | 70.064 | 70.2888 | 70.5135 | 53.6709 | 54.3502 | 55.0382 | 54.6763 | 54.3168 | 54.1434 | 53.9705 | 53.7981 | 53.6264 | 53.4551 | 53.8505 | 54.2488 | 54.6501 | 55.0544 | 55.4616 | 55.6852 | 55.9087 | 56.1323 | 56.3558 | 56.5794 | 56.7626 | 56.9459 | 57.1291 | 57.3124 | 57.4956 | 0 | 0 | 0 | 0 | 0 | 0 | 0 | 0 | 0 | 0 | 0 | 0 | 0 | 0 | 0 | 0 | 0 | 0 | 0 | 0 | 0 | 0 | 0 | 0 | 0 | 0 | 0 | 0 | 0 | 0 | 0 | 0 | 0 | 0 | 0 | 0 | 0 | 0 | 0 | 0 | 0 | 0 | 0 | 0 | 0 | 0 | 0 | 0 | 0 | 0 | 0 | 0 | 0 | 0 | 0 | 0 | 0 | 0 | 0 | 0 | 0 | 0 | 0 | 0 | 0 | 0 | 0 | 0 | 0 | 0 | 0 | 0 | 0 | 0 | 0
131 | 96 | 131,96 | 99712 | - | N | 40 | 19 | 16 | 3 | 0 | 21 | 21 | 0 | 0 | 0 | 21 | 0 | 1460.0952 | 1460.0952 | 0 | 0 | 0 | 1460.0952 | 30662 | 0 | 0 | 19 | 0 | 0 | 0 | 19 | 0 | 16 | 16 | 0 | 0 | 17.2732 | 17.2732 | 0 | 0 | 14.5993 | 14.5993 | 0 | 0 | 0 | 15.7033 | 16.4695 | 17.2732 | 18.116 | 19 | 13.3212 | 13.9456 | 14.5993 | 15.2836 | 16 | 0 | 0 | 0 | 0 | 0 | 19.2405 | 19.484 | 19.7307 | 19.6009 | 19.4721 | 19.4099 | 19.3479 | 19.2861 | 19.2245 | 19.1632 | 19.3049 | 19.4477 | 19.5916 | 19.7365 | 19.8825 | 19.9626 | 20.0427 | 20.1229 | 20.203 | 20.2832 | 20.3489 | 20.4146 | 20.4803 | 20.5459 | 20.6116 | 16.2025 | 16.4076 | 16.6153 | 16.5061 | 16.3975 | 16.3452 | 16.293 | 16.241 | 16.1891 | 16.1374 | 16.2568 | 16.377 | 16.4982 | 16.6202 | 16.7431 | 16.8106 | 16.8781 | 16.9456 | 17.0131 | 17.0806 | 17.1359 | 17.1912 | 17.2465 | 17.3019 | 17.3572 | 0 | 0 | 0 | 0 | 0 | 0 | 0 | 0 | 0 | 0 | 0 | 0 | 0 | 0 | 0 | 0 | 0 | 0 | 0 | 0 | 0 | 0 | 0 | 0 | 0 | 0 | 0 | 0 | 0 | 0 | 0 | 0 | 0 | 0 | 0 | 0 | 0 | 0 | 0 | 0 | 0 | 0 | 0 | 0 | 0 | 0 | 0 | 0 | 0 | 0 | 0 | 0 | 0 | 0 | 0 | 0 | 0 | 0 | 0 | 0 | 0 | 0 | 0 | 0 | 0 | 0 | 0 | 0 | 0 | 0 | 0 | 0 | 0 | 0 | 0
132 | 96 | 132,96 | 99712 | - | N | 19 | 10 | 8 | 2 | 0 | 5 | 5 | 0 | 0 | 0 | 5 | 0 | 1197 | 1197 | 0 | 0 | 0 | 1197 | 5985 | 0 | 0 | 10 | 0 | 0 | 0 | 10 | 0 | 8 | 8 | 0 | 0 | 9.0911 | 9.0911 | 0 | 0 | 7.2996 | 7.2996 | 0 | 0 | 0 | 8.2649 | 8.6682 | 9.0911 | 9.5347 | 10 | 6.6606 | 6.9728 | 7.2996 | 7.6418 | 8 | 0 | 0 | 0 | 0 | 0 | 10.1266 | 10.2548 | 10.3846 | 10.3163 | 10.2485 | 10.2157 | 10.1831 | 10.1506 | 10.1182 | 10.0859 | 10.1605 | 10.2356 | 10.3113 | 10.3876 | 10.4645 | 10.5066 | 10.5488 | 10.591 | 10.6332 | 10.6754 | 10.7099 | 10.7445 | 10.7791 | 10.8137 | 10.8482 | 8.1013 | 8.2038 | 8.3076 | 8.253 | 8.1988 | 8.1726 | 8.1465 | 8.1205 | 8.0945 | 8.0687 | 8.1284 | 8.1885 | 8.2491 | 8.3101 | 8.3716 | 8.4053 | 8.4391 | 8.4728 | 8.5065 | 8.5403 | 8.5679 | 8.5956 | 8.6233 | 8.6509 | 8.6786 | 0 | 0 | 0 | 0 | 0 | 0 | 0 | 0 | 0 | 0 | 0 | 0 | 0 | 0 | 0 | 0 | 0 | 0 | 0 | 0 | 0 | 0 | 0 | 0 | 0 | 0 | 0 | 0 | 0 | 0 | 0 | 0 | 0 | 0 | 0 | 0 | 0 | 0 | 0 | 0 | 0 | 0 | 0 | 0 | 0 | 0 | 0 | 0 | 0 | 0 | 0 | 0 | 0 | 0 | 0 | 0 | 0 | 0 | 0 | 0 | 0 | 0 | 0 | 0 | 0 | 0 | 0 | 0 | 0 | 0 | 0 | 0 | 0 | 0 | 0
138 | 96 | 138,96 | 99712 | - | N | 482 | 272 | 205 | 67 | 0 | 8 | 8 | 0 | 0 | 0 | 8 | 0 | 1442.375 | 1442.375 | 0 | 0 | 0 | 1442.375 | 11539 | 0 | 0 | 272 | 0 | 0 | 0 | 272 | 0 | 205 | 205 | 0 | 0 | 247.2791 | 247.2791 | 0 | 0 | 187.0531 | 187.0531 | 0 | 0 | 0 | 224.8049 | 235.7744 | 247.2791 | 259.3452 | 272 | 170.6774 | 178.6777 | 187.0531 | 195.8211 | 205 | 0 | 0 | 0 | 0 | 0 | 275.4429 | 278.9294 | 282.46 | 280.603 | 278.7581 | 277.868 | 276.9807 | 276.0962 | 275.2145 | 274.3357 | 276.3649 | 278.4092 | 280.4686 | 282.5432 | 284.6331 | 285.7804 | 286.9277 | 288.075 | 289.2223 | 290.3697 | 291.3101 | 292.2506 | 293.191 | 294.1315 | 295.0719 | 207.5948 | 210.2225 | 212.8835 | 211.4839 | 210.0935 | 209.4226 | 208.7538 | 208.0872 | 207.4227 | 206.7603 | 208.2897 | 209.8304 | 211.3825 | 212.9461 | 214.5213 | 215.386 | 216.2507 | 217.1154 | 217.9801 | 218.8448 | 219.5536 | 220.2624 | 220.9712 | 221.68 | 222.3887 | 0 | 0 | 0 | 0 | 0 | 0 | 0 | 0 | 0 | 0 | 0 | 0 | 0 | 0 | 0 | 0 | 0 | 0 | 0 | 0 | 0 | 0 | 0 | 0 | 0 | 0 | 0 | 0 | 0 | 0 | 0 | 0 | 0 | 0 | 0 | 0 | 0 | 0 | 0 | 0 | 0 | 0 | 0 | 0 | 0 | 0 | 0 | 0 | 0 | 0 | 0 | 0 | 0 | 0 | 0 | 0 | 0 | 0 | 0 | 0 | 0 | 0 | 0 | 0 | 0 | 0 | 0 | 0 | 0 | 0 | 0 | 0 | 0 | 0 | 0
100 | 97 | 100,97 | 99709 | Fairbanks | Y | 6 | 7 | 3 | 4 | 0 | 0 | 0 | 0 | 0 | 0 | 0 | 0 | 834.495 | 834.495 | 1408.3846 | 0 | 0 | 1365.174 | 0 | 0 | 0.16039 | 6.8305 | 0.0090956 | 0 | 0 | 7 | 0.068737 | 2.9274 | 2.9961 | 0.0038981 | 0.15271 | 6.5037 | 6.6564 | 0.0086605 | 0.065572 | 2.7926 | 2.8581 | 0.0037186 | 0 | 0 | 6.338 | 6.4953 | 6.6564 | 6.8216 | 6.9909 | 2.7265 | 2.7916 | 2.8581 | 2.9263 | 2.9961 | 0 | 0 | 0 | 0 | 0 | 7.0636 | 7.1371 | 7.2114 | 7.164 | 7.1169 | 7.0941 | 7.0715 | 7.0489 | 7.0264 | 7.004 | 7.0558 | 7.108 | 7.1605 | 7.2135 | 7.2669 | 7.2962 | 7.3254 | 7.3547 | 7.384 | 7.4133 | 7.4373 | 7.4613 | 7.4853 | 7.5094 | 7.5334 | 3.0273 | 3.0588 | 3.0906 | 3.0703 | 3.0501 | 3.0403 | 3.0306 | 3.021 | 3.0113 | 3.0017 | 3.0239 | 3.0463 | 3.0688 | 3.0915 | 3.1144 | 3.1269 | 3.1395 | 3.152 | 3.1646 | 3.1771 | 3.1874 | 3.1977 | 3.208 | 3.2183 | 3.2286 | 0 | 0 | 0 | 0 | 0 | 0 | 0 | 0 | 0 | 0 | 0 | 0 | 0 | 0 | 0 | 0 | 0 | 0 | 0 | 0 | 0 | 0 | 0 | 0 | 0 | 0.0091903 | 0.0092859 | 0.0093825 | 0.0093208 | 0.0092595 | 0.00923 | 0.0092005 | 0.0091711 | 0.0091418 | 0.0091126 | 0.00918 | 0.0092479 | 0.0093163 | 0.0093852 | 0.0094547 | 0.0094928 | 0.0095309 | 0.009569 | 0.0096071 | 0.0096452 | 0.0096765 | 0.0097077 | 0.0097389 | 0.0097702 | 0.0098014 | 0 | 0 | 0 | 0 | 0 | 0 | 0 | 0 | 0 | 0 | 0 | 0 | 0 | 0 | 0 | 0 | 0 | 0 | 0 | 0 | 0 | 0 | 0 | 0 | 0
101 | 97 | 101,97 | 99709 | Fairbanks | Y | 8 | 13 | 5 | 8 | 0 | 2 | 2 | 0 | 0 | 0 | 2 | 0 | 2530 | 2530 | 0 | 0 | 0 | 2530 | 5060 | 0 | 0 | 13 | 0 | 0 | 0 | 13 | 0 | 5 | 5 | 0 | 0 | 12.3781 | 12.3781 | 0 | 0 | 4.7698 | 4.7698 | 0 | 0 | 0 | 11.7859 | 12.0783 | 12.3781 | 12.6852 | 13 | 4.5501 | 4.6587 | 4.7698 | 4.8835 | 5 | 0 | 0 | 0 | 0 | 0 | 13.1352 | 13.2719 | 13.41 | 13.3218 | 13.2342 | 13.192 | 13.1498 | 13.1079 | 13.066 | 13.0243 | 13.1206 | 13.2177 | 13.3154 | 13.4139 | 13.5132 | 13.5676 | 13.6221 | 13.6766 | 13.731 | 13.7855 | 13.8301 | 13.8748 | 13.9194 | 13.9641 | 14.0087 | 5.052 | 5.1046 | 5.1577 | 5.1238 | 5.0901 | 5.0738 | 5.0576 | 5.0415 | 5.0254 | 5.0093 | 5.0464 | 5.0837 | 5.1213 | 5.1592 | 5.1974 | 5.2183 | 5.2393 | 5.2602 | 5.2812 | 5.3021 | 5.3193 | 5.3365 | 5.3536 | 5.3708 | 5.388 | 0 | 0 | 0 | 0 | 0 | 0 | 0 | 0 | 0 | 0 | 0 | 0 | 0 | 0 | 0 | 0 | 0 | 0 | 0 | 0 | 0 | 0 | 0 | 0 | 0 | 0 | 0 | 0 | 0 | 0 | 0 | 0 | 0 | 0 | 0 | 0 | 0 | 0 | 0 | 0 | 0 | 0 | 0 | 0 | 0 | 0 | 0 | 0 | 0 | 0 | 0 | 0 | 0 | 0 | 0 | 0 | 0 | 0 | 0 | 0 | 0 | 0 | 0 | 0 | 0 | 0 | 0 | 0 | 0 | 0 | 0 | 0 | 0 | 0 | 0
102 | 97 | 102,97 | 99709 | Fairbanks | Y | 22 | 17 | 14 | 3 | 0 | 9 | 9 | 1 | 0 | 0 | 10 | 0 | 1240.2222 | 1240.2222 | 4120 | 0 | 0 | 1528.2 | 11162 | 4120 | 0 | 17 | 0 | 1 | 0 | 18 | 0 | 14 | 14 | 0 | 0 | 16.1867 | 16.1867 | 0 | 0 | 13.3554 | 13.3554 | 0 | 0.95967 | 0 | 15.4123 | 15.7947 | 16.1867 | 16.5884 | 17 | 12.7404 | 13.0443 | 13.3554 | 13.6739 | 14 | 0.92096 | 0.94011 | 0.95967 | 0.97963 | 1 | 17.1769 | 17.3556 | 17.5361 | 17.4208 | 17.3063 | 17.251 | 17.196 | 17.141 | 17.0863 | 17.0317 | 17.1577 | 17.2846 | 17.4125 | 17.5413 | 17.671 | 17.7423 | 17.8135 | 17.8847 | 17.956 | 18.0272 | 18.0856 | 18.144 | 18.2024 | 18.2607 | 18.3191 | 14.1457 | 14.2928 | 14.4415 | 14.3466 | 14.2523 | 14.2067 | 14.1614 | 14.1162 | 14.0711 | 14.0261 | 14.1299 | 14.2344 | 14.3397 | 14.4458 | 14.5526 | 14.6113 | 14.6699 | 14.7286 | 14.7873 | 14.8459 | 14.894 | 14.9421 | 14.9902 | 15.0383 | 15.0863 | 1.0104 | 1.0209 | 1.0315 | 1.0248 | 1.018 | 1.0148 | 1.0115 | 1.0083 | 1.0051 | 1.0019 | 1.0093 | 1.0167 | 1.0243 | 1.0318 | 1.0395 | 1.0437 | 1.0479 | 1.052 | 1.0562 | 1.0604 | 1.0639 | 1.0673 | 1.0707 | 1.0742 | 1.0776 | 0 | 0 | 0 | 0 | 0 | 0 | 0 | 0 | 0 | 0 | 0 | 0 | 0 | 0 | 0 | 0 | 0 | 0 | 0 | 0 | 0 | 0 | 0 | 0 | 0 | 0 | 0 | 0 | 0 | 0 | 0 | 0 | 0 | 0 | 0 | 0 | 0 | 0 | 0 | 0 | 0 | 0 | 0 | 0 | 0 | 0 | 0 | 0 | 0 | 0
103 | 97 | 103,97 | 99709 | Fairbanks | Y | 185 | 105 | 91 | 14 | 0 | 37 | 37 | 1 | 0 | 0 | 38 | 0 | 1964.8108 | 1964.8108 | 1655 | 0 | 0 | 1956.6579 | 72698 | 1655 | 0 | 105 | 0 | 1 | 0 | 106 | 0 | 91 | 91 | 0 | 0 | 99.9766 | 99.9766 | 0 | 0 | 86.8099 | 86.8099 | 0 | 0.95967 | 0 | 95.1936 | 97.5558 | 99.9766 | 102.4575 | 105 | 82.8127 | 84.7877 | 86.8099 | 88.8802 | 91 | 0.92096 | 0.94011 | 0.95967 | 0.97963 | 1 | 107.2822 | 109.6139 | 111.9964 | 111.26 | 110.5285 | 110.1756 | 109.8238 | 109.4731 | 109.1235 | 108.775 | 109.5796 | 110.3902 | 111.2067 | 112.0293 | 112.858 | 113.3129 | 113.7678 | 114.2227 | 114.6776 | 115.1325 | 115.5054 | 115.8783 | 116.2512 | 116.6241 | 116.997 | 92.9779 | 94.9987 | 97.0635 | 96.4254 | 95.7914 | 95.4855 | 95.1806 | 94.8767 | 94.5737 | 94.2717 | 94.969 | 95.6715 | 96.3792 | 97.0921 | 97.8103 | 98.2045 | 98.5988 | 98.993 | 99.3873 | 99.7815 | 100.1047 | 100.4279 | 100.7511 | 101.0742 | 101.3974 | 1.0217 | 1.0439 | 1.0666 | 1.0596 | 1.0527 | 1.0493 | 1.0459 | 1.0426 | 1.0393 | 1.036 | 1.0436 | 1.0513 | 1.0591 | 1.0669 | 1.0748 | 1.0792 | 1.0835 | 1.0878 | 1.0922 | 1.0965 | 1.1001 | 1.1036 | 1.1072 | 1.1107 | 1.1143 | 0 | 0 | 0 | 0 | 0 | 0 | 0 | 0 | 0 | 0 | 0 | 0 | 0 | 0 | 0 | 0 | 0 | 0 | 0 | 0 | 0 | 0 | 0 | 0 | 0 | 0 | 0 | 0 | 0 | 0 | 0 | 0 | 0 | 0 | 0 | 0 | 0 | 0 | 0 | 0 | 0 | 0 | 0 | 0 | 0 | 0 | 0 | 0 | 0 | 0
104 | 97 | 104,97 | 99709 | Fairbanks | Y | 8 | 3 | 3 | 0 | 0 | 18 | 18 | 1 | 0 | 0 | 19 | 0 | 2199.1111 | 2199.1111 | 4969 | 0 | 0 | 2344.8947 | 39584 | 4969 | 0 | 3 | 0 | 1 | 0 | 4 | 0 | 3 | 3 | 0 | 0 | 2.8565 | 2.8565 | 0 | 0 | 2.8619 | 2.8619 | 0 | 0.95967 | 0 | 2.7198 | 2.7873 | 2.8565 | 2.9274 | 3 | 2.7301 | 2.7952 | 2.8619 | 2.9301 | 3 | 0.92096 | 0.94011 | 0.95967 | 0.97963 | 1 | 3.0652 | 3.1318 | 3.1999 | 3.1789 | 3.158 | 3.1479 | 3.1378 | 3.1278 | 3.1178 | 3.1079 | 3.1308 | 3.154 | 3.1773 | 3.2008 | 3.2245 | 3.2375 | 3.2505 | 3.2635 | 3.2765 | 3.2895 | 3.3002 | 3.3108 | 3.3215 | 3.3321 | 3.3428 | 3.0652 | 3.1318 | 3.1999 | 3.1789 | 3.158 | 3.1479 | 3.1378 | 3.1278 | 3.1178 | 3.1079 | 3.1308 | 3.154 | 3.1773 | 3.2008 | 3.2245 | 3.2375 | 3.2505 | 3.2635 | 3.2765 | 3.2895 | 3.3002 | 3.3108 | 3.3215 | 3.3321 | 3.3428 | 1.0217 | 1.0439 | 1.0666 | 1.0596 | 1.0527 | 1.0493 | 1.0459 | 1.0426 | 1.0393 | 1.036 | 1.0436 | 1.0513 | 1.0591 | 1.0669 | 1.0748 | 1.0792 | 1.0835 | 1.0878 | 1.0922 | 1.0965 | 1.1001 | 1.1036 | 1.1072 | 1.1107 | 1.1143 | 0 | 0 | 0 | 0 | 0 | 0 | 0 | 0 | 0 | 0 | 0 | 0 | 0 | 0 | 0 | 0 | 0 | 0 | 0 | 0 | 0 | 0 | 0 | 0 | 0 | 0 | 0 | 0 | 0 | 0 | 0 | 0 | 0 | 0 | 0 | 0 | 0 | 0 | 0 | 0 | 0 | 0 | 0 | 0 | 0 | 0 | 0 | 0 | 0 | 0
105 | 97 | 105,97 | 99709 | Fairbanks | Y | 247 | 88 | 83 | 5 | 1 | 95 | 96 | 0 | 0 | 0 | 96 | 3114 | 3067.8 | 3068.2812 | 0 | 0 | 0 | 3068.2812 | 294555 | 0 | 0.91667 | 87.0833 | 0 | 0 | 0 | 88 | 0.86458 | 82.1354 | 83 | 0 | 0.87281 | 82.9171 | 83.7899 | 0 | 0.82477 | 78.3535 | 79.1782 | 0 | 0 | 0 | 79.7813 | 81.7611 | 83.7899 | 85.8692 | 88 | 75.5324 | 77.3339 | 79.1782 | 81.0666 | 83 | 0 | 0 | 0 | 0 | 0 | 89.9127 | 91.8669 | 93.8636 | 93.2465 | 92.6334 | 92.3376 | 92.0428 | 91.7488 | 91.4559 | 91.1638 | 91.8382 | 92.5175 | 93.2018 | 93.8912 | 94.5857 | 94.967 | 95.3483 | 95.7295 | 96.1108 | 96.492 | 96.8046 | 97.1171 | 97.4296 | 97.7421 | 98.0546 | 84.804 | 86.6472 | 88.5305 | 87.9484 | 87.3702 | 87.0912 | 86.8131 | 86.5358 | 86.2595 | 85.9841 | 86.6201 | 87.2608 | 87.9063 | 88.5565 | 89.2116 | 89.5712 | 89.9307 | 90.2903 | 90.6499 | 91.0095 | 91.3043 | 91.5991 | 91.8938 | 92.1886 | 92.4833 | 0 | 0 | 0 | 0 | 0 | 0 | 0 | 0 | 0 | 0 | 0 | 0 | 0 | 0 | 0 | 0 | 0 | 0 | 0 | 0 | 0 | 0 | 0 | 0 | 0 | 0 | 0 | 0 | 0 | 0 | 0 | 0 | 0 | 0 | 0 | 0 | 0 | 0 | 0 | 0 | 0 | 0 | 0 | 0 | 0 | 0 | 0 | 0 | 0 | 0 | 0 | 0 | 0 | 0 | 0 | 0 | 0 | 0 | 0 | 0 | 0 | 0 | 0 | 0 | 0 | 0 | 0 | 0 | 0 | 0 | 0 | 0 | 0 | 0 | 0
106 | 97 | 106,97 | 99709 | Fairbanks | Y | 207 | 117 | 105 | 12 | 0 | 159 | 159 | 2 | 0 | 0 | 161 | 0 | 1928.5786 | 1928.5786 | 3400 | 0 | 0 | 1946.8571 | 306644 | 6800 | 0 | 117 | 0 | 2 | 0 | 119 | 0 | 105 | 105 | 0 | 0 | 111.4025 | 111.4025 | 0 | 0 | 100.1652 | 100.1652 | 0 | 1.9193 | 0 | 106.0729 | 108.705 | 111.4025 | 114.167 | 117 | 95.5531 | 97.832 | 100.1652 | 102.5541 | 105 | 1.8419 | 1.8802 | 1.9193 | 1.9593 | 2 | 118.2361 | 119.4853 | 120.7477 | 119.9538 | 119.1651 | 118.7846 | 118.4053 | 118.0272 | 117.6503 | 117.2746 | 118.1421 | 119.016 | 119.8963 | 120.7832 | 121.6766 | 122.1671 | 122.6575 | 123.148 | 123.6384 | 124.1289 | 124.5309 | 124.933 | 125.335 | 125.737 | 126.139 | 106.1093 | 107.2304 | 108.3633 | 107.6508 | 106.9431 | 106.6016 | 106.2612 | 105.9218 | 105.5836 | 105.2464 | 106.0249 | 106.8092 | 107.5993 | 108.3952 | 109.197 | 109.6371 | 110.0773 | 110.5174 | 110.9576 | 111.3977 | 111.7585 | 112.1193 | 112.4801 | 112.8409 | 113.2017 | 2.0211 | 2.0425 | 2.0641 | 2.0505 | 2.037 | 2.0305 | 2.024 | 2.0176 | 2.0111 | 2.0047 | 2.0195 | 2.0345 | 2.0495 | 2.0647 | 2.0799 | 2.0883 | 2.0967 | 2.1051 | 2.1135 | 2.1219 | 2.1287 | 2.1356 | 2.1425 | 2.1494 | 2.1562 | 0 | 0 | 0 | 0 | 0 | 0 | 0 | 0 | 0 | 0 | 0 | 0 | 0 | 0 | 0 | 0 | 0 | 0 | 0 | 0 | 0 | 0 | 0 | 0 | 0 | 0 | 0 | 0 | 0 | 0 | 0 | 0 | 0 | 0 | 0 | 0 | 0 | 0 | 0 | 0 | 0 | 0 | 0 | 0 | 0 | 0 | 0 | 0 | 0 | 0
107 | 97 | 107,97 | 99709 | Fairbanks | Y | 197 | 108 | 96 | 12 | 2 | 58 | 60 | 0 | 0 | 0 | 60 | 3446 | 2462.069 | 2494.8667 | 0 | 0 | 0 | 2494.8667 | 149692 | 0 | 3.6 | 104.4 | 0 | 0 | 0 | 108 | 3.2 | 92.8 | 96 | 0 | 3.4278 | 99.4053 | 102.8331 | 0 | 3.0527 | 88.527 | 91.5796 | 0 | 0 | 0 | 97.9134 | 100.3431 | 102.8331 | 105.3849 | 108 | 87.3628 | 89.4464 | 91.5796 | 93.7638 | 96 | 0 | 0 | 0 | 0 | 0 | 109.0239 | 110.0576 | 111.101 | 110.3706 | 109.6449 | 109.2948 | 108.9458 | 108.5979 | 108.2511 | 107.9054 | 108.7036 | 109.5077 | 110.3177 | 111.1337 | 111.9558 | 112.407 | 112.8583 | 113.3096 | 113.7608 | 114.2121 | 114.582 | 114.9519 | 115.3218 | 115.6918 | 116.0617 | 96.9102 | 97.8289 | 98.7564 | 98.1072 | 97.4622 | 97.1509 | 96.8407 | 96.5314 | 96.2232 | 95.9159 | 96.6254 | 97.3401 | 98.0602 | 98.7855 | 99.5162 | 99.9174 | 100.3185 | 100.7196 | 101.1207 | 101.5219 | 101.8507 | 102.1795 | 102.5083 | 102.8371 | 103.1659 | 0 | 0 | 0 | 0 | 0 | 0 | 0 | 0 | 0 | 0 | 0 | 0 | 0 | 0 | 0 | 0 | 0 | 0 | 0 | 0 | 0 | 0 | 0 | 0 | 0 | 0 | 0 | 0 | 0 | 0 | 0 | 0 | 0 | 0 | 0 | 0 | 0 | 0 | 0 | 0 | 0 | 0 | 0 | 0 | 0 | 0 | 0 | 0 | 0 | 0 | 0 | 0 | 0 | 0 | 0 | 0 | 0 | 0 | 0 | 0 | 0 | 0 | 0 | 0 | 0 | 0 | 0 | 0 | 0 | 0 | 0 | 0 | 0 | 0 | 0
108 | 97 | 108,97 | 99709 | Fairbanks | Y | 102 | 53 | 47 | 6 | 0 | 0 | 0 | 0 | 0 | 0 | 0 | 0 | 834.495 | 834.495 | 1408.3846 | 0 | 0 | 1365.174 | 0 | 0 | 1.2144 | 51.7168 | 0.068867 | 0 | 0 | 53 | 1.0769 | 45.862 | 46.9389 | 0.061071 | 1.1563 | 49.2426 | 50.3988 | 0.065572 | 1.0273 | 43.7503 | 44.7776 | 0.058259 | 0 | 0 | 47.9877 | 49.1785 | 50.3988 | 51.6495 | 52.9311 | 42.7158 | 43.7346 | 44.7776 | 45.8455 | 46.9389 | 0 | 0 | 0 | 0 | 0 | 53.433 | 53.9396 | 54.4509 | 54.093 | 53.7373 | 53.5657 | 53.3947 | 53.2242 | 53.0542 | 52.8848 | 53.276 | 53.67 | 54.067 | 54.467 | 54.8699 | 55.091 | 55.3122 | 55.5334 | 55.7545 | 55.9757 | 56.157 | 56.3383 | 56.5196 | 56.7009 | 56.8822 | 47.3839 | 47.8332 | 48.2867 | 47.9692 | 47.6538 | 47.5017 | 47.35 | 47.1988 | 47.0481 | 46.8978 | 47.2447 | 47.5942 | 47.9462 | 48.3009 | 48.6582 | 48.8543 | 49.0504 | 49.2466 | 49.4427 | 49.6388 | 49.7996 | 49.9604 | 50.1211 | 50.2819 | 50.4427 | 0 | 0 | 0 | 0 | 0 | 0 | 0 | 0 | 0 | 0 | 0 | 0 | 0 | 0 | 0 | 0 | 0 | 0 | 0 | 0 | 0 | 0 | 0 | 0 | 0 | 0.06952 | 0.070179 | 0.070844 | 0.070379 | 0.069916 | 0.069693 | 0.06947 | 0.069248 | 0.069027 | 0.068807 | 0.069316 | 0.069828 | 0.070345 | 0.070865 | 0.071389 | 0.071677 | 0.071965 | 0.072253 | 0.07254 | 0.072828 | 0.073064 | 0.0733 | 0.073536 | 0.073772 | 0.074008 | 0 | 0 | 0 | 0 | 0 | 0 | 0 | 0 | 0 | 0 | 0 | 0 | 0 | 0 | 0 | 0 | 0 | 0 | 0 | 0 | 0 | 0 | 0 | 0 | 0
109 | 97 | 109,97 | 99712 | Fairbanks | Y | 31 | 20 | 11 | 9 | 0 | 7 | 7 | 0 | 0 | 0 | 7 | 0 | 1187.5714 | 1187.5714 | 0 | 0 | 0 | 1187.5714 | 8313 | 0 | 0 | 20 | 0 | 0 | 0 | 20 | 0 | 11 | 11 | 0 | 0 | 18.1823 | 18.1823 | 0 | 0 | 10.037 | 10.037 | 0 | 0 | 0 | 16.5298 | 17.3364 | 18.1823 | 19.0695 | 20 | 9.1583 | 9.5876 | 10.037 | 10.5075 | 11 | 0 | 0 | 0 | 0 | 0 | 20.1896 | 20.381 | 20.5743 | 20.439 | 20.3046 | 20.2398 | 20.1751 | 20.1107 | 20.0465 | 19.9825 | 20.1303 | 20.2792 | 20.4292 | 20.5803 | 20.7325 | 20.8161 | 20.8997 | 20.9833 | 21.0668 | 21.1504 | 21.2189 | 21.2874 | 21.3559 | 21.4244 | 21.4929 | 11.1043 | 11.2096 | 11.3158 | 11.2414 | 11.1675 | 11.1319 | 11.0963 | 11.0609 | 11.0256 | 10.9904 | 11.0717 | 11.1536 | 11.2361 | 11.3192 | 11.4029 | 11.4489 | 11.4948 | 11.5408 | 11.5868 | 11.6327 | 11.6704 | 11.7081 | 11.7457 | 11.7834 | 11.8211 | 0 | 0 | 0 | 0 | 0 | 0 | 0 | 0 | 0 | 0 | 0 | 0 | 0 | 0 | 0 | 0 | 0 | 0 | 0 | 0 | 0 | 0 | 0 | 0 | 0 | 0 | 0 | 0 | 0 | 0 | 0 | 0 | 0 | 0 | 0 | 0 | 0 | 0 | 0 | 0 | 0 | 0 | 0 | 0 | 0 | 0 | 0 | 0 | 0 | 0 | 0 | 0 | 0 | 0 | 0 | 0 | 0 | 0 | 0 | 0 | 0 | 0 | 0 | 0 | 0 | 0 | 0 | 0 | 0 | 0 | 0 | 0 | 0 | 0 | 0
110 | 97 | 110,97 | 99712 | Fairbanks | Y | 92 | 44 | 37 | 7 | 0 | 4 | 4 | 0 | 0 | 0 | 4 | 0 | 1371 | 1371 | 0 | 0 | 0 | 1371 | 5484 | 0 | 0 | 44 | 0 | 0 | 0 | 44 | 0 | 37 | 37 | 0 | 0 | 40.001 | 40.001 | 0 | 0 | 33.7608 | 33.7608 | 0 | 0 | 0 | 36.3655 | 38.14 | 40.001 | 41.9529 | 44 | 30.8052 | 32.2491 | 33.7608 | 35.3433 | 37 | 0 | 0 | 0 | 0 | 0 | 44.4172 | 44.8383 | 45.2634 | 44.9658 | 44.6702 | 44.5275 | 44.3853 | 44.2436 | 44.1023 | 43.9615 | 44.2866 | 44.6142 | 44.9442 | 45.2767 | 45.6116 | 45.7955 | 45.9793 | 46.1632 | 46.347 | 46.5309 | 46.6816 | 46.8323 | 46.983 | 47.1337 | 47.2844 | 37.3508 | 37.7049 | 38.0624 | 37.8121 | 37.5635 | 37.4436 | 37.324 | 37.2048 | 37.086 | 36.9676 | 37.241 | 37.5165 | 37.794 | 38.0736 | 38.3552 | 38.5098 | 38.6644 | 38.819 | 38.9736 | 39.1282 | 39.255 | 39.3817 | 39.5084 | 39.6351 | 39.7619 | 0 | 0 | 0 | 0 | 0 | 0 | 0 | 0 | 0 | 0 | 0 | 0 | 0 | 0 | 0 | 0 | 0 | 0 | 0 | 0 | 0 | 0 | 0 | 0 | 0 | 0 | 0 | 0 | 0 | 0 | 0 | 0 | 0 | 0 | 0 | 0 | 0 | 0 | 0 | 0 | 0 | 0 | 0 | 0 | 0 | 0 | 0 | 0 | 0 | 0 | 0 | 0 | 0 | 0 | 0 | 0 | 0 | 0 | 0 | 0 | 0 | 0 | 0 | 0 | 0 | 0 | 0 | 0 | 0 | 0 | 0 | 0 | 0 | 0 | 0
111 | 97 | 111,97 | 99712 | Fairbanks | Y | 50 | 25 | 25 | 0 | 0 | 16 | 16 | 5 | 0 | 0 | 21 | 0 | 2734.8125 | 2734.8125 | 3248.8 | 0 | 0 | 2857.1905 | 43757 | 16244 | 0 | 25 | 0 | 5 | 0 | 30 | 0 | 25 | 25 | 0 | 0 | 22.7279 | 22.7279 | 0 | 0 | 22.8114 | 22.8114 | 0 | 4.6492 | 0 | 20.6622 | 21.6704 | 22.7279 | 23.8369 | 25 | 20.8143 | 21.79 | 22.8114 | 23.8806 | 25 | 4.323 | 4.4832 | 4.6492 | 4.8214 | 5 | 25.4996 | 26.0092 | 26.529 | 26.3546 | 26.1814 | 26.0977 | 26.0144 | 25.9313 | 25.8485 | 25.766 | 25.9566 | 26.1486 | 26.342 | 26.5368 | 26.7331 | 26.8409 | 26.9487 | 27.0564 | 27.1642 | 27.2719 | 27.3603 | 27.4486 | 27.5369 | 27.6252 | 27.7136 | 25.4996 | 26.0092 | 26.529 | 26.3546 | 26.1814 | 26.0977 | 26.0144 | 25.9313 | 25.8485 | 25.766 | 25.9566 | 26.1486 | 26.342 | 26.5368 | 26.7331 | 26.8409 | 26.9487 | 27.0564 | 27.1642 | 27.2719 | 27.3603 | 27.4486 | 27.5369 | 27.6252 | 27.7136 | 5.0999 | 5.2018 | 5.3058 | 5.2709 | 5.2363 | 5.2195 | 5.2029 | 5.1863 | 5.1697 | 5.1532 | 5.1913 | 5.2297 | 5.2684 | 5.3074 | 5.3466 | 5.3682 | 5.3897 | 5.4113 | 5.4328 | 5.4544 | 5.4721 | 5.4897 | 5.5074 | 5.525 | 5.5427 | 0 | 0 | 0 | 0 | 0 | 0 | 0 | 0 | 0 | 0 | 0 | 0 | 0 | 0 | 0 | 0 | 0 | 0 | 0 | 0 | 0 | 0 | 0 | 0 | 0 | 0 | 0 | 0 | 0 | 0 | 0 | 0 | 0 | 0 | 0 | 0 | 0 | 0 | 0 | 0 | 0 | 0 | 0 | 0 | 0 | 0 | 0 | 0 | 0 | 0
112 | 97 | 112,97 | 99712 | Fairbanks | Y | 464 | 161 | 156 | 5 | 2 | 118 | 120 | 2 | 0 | 0 | 122 | 3845 | 3305.0169 | 3314.0167 | 5506 | 0 | 0 | 3349.9508 | 397682 | 11012 | 2.6833 | 158.3167 | 0 | 2 | 0 | 163 | 2.6 | 153.4 | 156 | 0 | 2.4395 | 143.9279 | 146.3674 | 0 | 2.3724 | 139.9705 | 142.3428 | 0 | 1.8597 | 0 | 133.0647 | 139.5576 | 146.3674 | 153.5094 | 161 | 129.8813 | 135.9694 | 142.3428 | 149.015 | 156 | 1.7292 | 1.7933 | 1.8597 | 1.9286 | 2 | 162.5246 | 164.0636 | 165.6171 | 164.5283 | 163.4466 | 162.9246 | 162.4043 | 161.8857 | 161.3688 | 160.8535 | 162.0433 | 163.2419 | 164.4494 | 165.6659 | 166.8913 | 167.564 | 168.2367 | 168.9094 | 169.5821 | 170.2548 | 170.8062 | 171.3577 | 171.9091 | 172.4605 | 173.0119 | 157.4772 | 158.9684 | 160.4737 | 159.4187 | 158.3706 | 157.8648 | 157.3607 | 156.8582 | 156.3573 | 155.858 | 157.0109 | 158.1723 | 159.3423 | 160.521 | 161.7083 | 162.3601 | 163.012 | 163.6638 | 164.3156 | 164.9674 | 165.5017 | 166.036 | 166.5703 | 167.1046 | 167.6389 | 2.0189 | 2.0381 | 2.0574 | 2.0438 | 2.0304 | 2.0239 | 2.0174 | 2.011 | 2.0046 | 1.9982 | 2.013 | 2.0279 | 2.0429 | 2.058 | 2.0732 | 2.0815 | 2.0899 | 2.0983 | 2.1066 | 2.115 | 2.1218 | 2.1287 | 2.1355 | 2.1424 | 2.1492 | 0 | 0 | 0 | 0 | 0 | 0 | 0 | 0 | 0 | 0 | 0 | 0 | 0 | 0 | 0 | 0 | 0 | 0 | 0 | 0 | 0 | 0 | 0 | 0 | 0 | 0 | 0 | 0 | 0 | 0 | 0 | 0 | 0 | 0 | 0 | 0 | 0 | 0 | 0 | 0 | 0 | 0 | 0 | 0 | 0 | 0 | 0 | 0 | 0 | 0
113 | 97 | 113,97 | 99712 | Fairbanks | Y | 225 | 94 | 87 | 7 | 0 | 49 | 49 | 0 | 0 | 0 | 49 | 0 | 2875.0204 | 2875.0204 | 0 | 0 | 0 | 2875.0204 | 140876 | 0 | 0 | 94 | 0 | 0 | 0 | 94 | 0 | 87 | 87 | 0 | 0 | 85.4567 | 85.4567 | 0 | 0 | 79.3835 | 79.3835 | 0 | 0 | 0 | 77.6899 | 81.4808 | 85.4567 | 89.6266 | 94 | 72.4338 | 75.8291 | 79.3835 | 83.1045 | 87 | 0 | 0 | 0 | 0 | 0 | 94.8901 | 95.7887 | 96.6957 | 96.06 | 95.4284 | 95.1237 | 94.8199 | 94.5171 | 94.2153 | 93.9145 | 94.6091 | 95.309 | 96.014 | 96.7242 | 97.4396 | 97.8324 | 98.2252 | 98.6179 | 99.0107 | 99.4034 | 99.7254 | 100.0473 | 100.3693 | 100.6912 | 101.0132 | 87.8238 | 88.6555 | 89.495 | 88.9066 | 88.3221 | 88.04 | 87.7589 | 87.4786 | 87.1993 | 86.9208 | 87.5638 | 88.2115 | 88.864 | 89.5213 | 90.1835 | 90.547 | 90.9105 | 91.274 | 91.6375 | 92.0011 | 92.299 | 92.597 | 92.895 | 93.1929 | 93.4909 | 0 | 0 | 0 | 0 | 0 | 0 | 0 | 0 | 0 | 0 | 0 | 0 | 0 | 0 | 0 | 0 | 0 | 0 | 0 | 0 | 0 | 0 | 0 | 0 | 0 | 0 | 0 | 0 | 0 | 0 | 0 | 0 | 0 | 0 | 0 | 0 | 0 | 0 | 0 | 0 | 0 | 0 | 0 | 0 | 0 | 0 | 0 | 0 | 0 | 0 | 0 | 0 | 0 | 0 | 0 | 0 | 0 | 0 | 0 | 0 | 0 | 0 | 0 | 0 | 0 | 0 | 0 | 0 | 0 | 0 | 0 | 0 | 0 | 0 | 0
114 | 97 | 114,97 | 99712 | Fairbanks | Y | 201 | 83 | 74 | 9 | 0 | 41 | 41 | 0 | 0 | 0 | 41 | 0 | 2094.1707 | 2094.1707 | 0 | 0 | 0 | 2094.1707 | 85861 | 0 | 0 | 83 | 0 | 0 | 0 | 83 | 0 | 74 | 74 | 0 | 0 | 75.4565 | 75.4565 | 0 | 0 | 67.5216 | 67.5216 | 0 | 0 | 0 | 68.5986 | 71.9459 | 75.4565 | 79.1384 | 83 | 61.6104 | 64.4983 | 67.5216 | 70.6866 | 74 | 0 | 0 | 0 | 0 | 0 | 83.786 | 84.5793 | 85.3803 | 84.8189 | 84.2613 | 83.9922 | 83.724 | 83.4566 | 83.1901 | 82.9245 | 83.5379 | 84.1558 | 84.7783 | 85.4054 | 86.0371 | 86.3839 | 86.7307 | 87.0775 | 87.4243 | 87.7711 | 88.0554 | 88.3397 | 88.6239 | 88.9082 | 89.1925 | 74.7007 | 75.4081 | 76.1222 | 75.6217 | 75.1245 | 74.8846 | 74.6455 | 74.4071 | 74.1695 | 73.9327 | 74.4795 | 75.0305 | 75.5855 | 76.1446 | 76.7078 | 77.017 | 77.3262 | 77.6354 | 77.9446 | 78.2538 | 78.5072 | 78.7607 | 79.0141 | 79.2676 | 79.521 | 0 | 0 | 0 | 0 | 0 | 0 | 0 | 0 | 0 | 0 | 0 | 0 | 0 | 0 | 0 | 0 | 0 | 0 | 0 | 0 | 0 | 0 | 0 | 0 | 0 | 0 | 0 | 0 | 0 | 0 | 0 | 0 | 0 | 0 | 0 | 0 | 0 | 0 | 0 | 0 | 0 | 0 | 0 | 0 | 0 | 0 | 0 | 0 | 0 | 0 | 0 | 0 | 0 | 0 | 0 | 0 | 0 | 0 | 0 | 0 | 0 | 0 | 0 | 0 | 0 | 0 | 0 | 0 | 0 | 0 | 0 | 0 | 0 | 0 | 0
115 | 97 | 115,97 | 99712 | Fairbanks | Y | 36 | 11 | 11 | 0 | 0 | 0 | 0 | 0 | 0 | 0 | 0 | 0 | 834.495 | 834.495 | 1408.3846 | 0 | 0 | 1365.174 | 0 | 0 | 0.25204 | 10.7337 | 0.014293 | 0 | 0 | 11 | 0.25204 | 10.7337 | 10.9857 | 0.014293 | 0.22913 | 9.7581 | 9.9873 | 0.012994 | 0.22997 | 9.794 | 10.024 | 0.013042 | 0 | 0 | 9.0796 | 9.5226 | 9.9873 | 10.4746 | 10.9857 | 9.1464 | 9.5751 | 10.024 | 10.4938 | 10.9857 | 0 | 0 | 0 | 0 | 0 | 11.0897 | 11.1947 | 11.3008 | 11.2265 | 11.1526 | 11.117 | 11.0815 | 11.0461 | 11.0109 | 10.9757 | 11.0569 | 11.1387 | 11.2211 | 11.3041 | 11.3877 | 11.4336 | 11.4795 | 11.5254 | 11.5713 | 11.6172 | 11.6548 | 11.6925 | 11.7301 | 11.7677 | 11.8053 | 11.0897 | 11.1947 | 11.3008 | 11.2265 | 11.1526 | 11.117 | 11.0815 | 11.0461 | 11.0109 | 10.9757 | 11.0569 | 11.1387 | 11.2211 | 11.3041 | 11.3877 | 11.4336 | 11.4795 | 11.5254 | 11.5713 | 11.6172 | 11.6548 | 11.6925 | 11.7301 | 11.7677 | 11.8053 | 0 | 0 | 0 | 0 | 0 | 0 | 0 | 0 | 0 | 0 | 0 | 0 | 0 | 0 | 0 | 0 | 0 | 0 | 0 | 0 | 0 | 0 | 0 | 0 | 0 | 0.014428 | 0.014565 | 0.014703 | 0.014606 | 0.01451 | 0.014464 | 0.014418 | 0.014372 | 0.014326 | 0.01428 | 0.014386 | 0.014492 | 0.014599 | 0.014707 | 0.014816 | 0.014876 | 0.014936 | 0.014995 | 0.015055 | 0.015115 | 0.015164 | 0.015213 | 0.015262 | 0.015311 | 0.01536 | 0 | 0 | 0 | 0 | 0 | 0 | 0 | 0 | 0 | 0 | 0 | 0 | 0 | 0 | 0 | 0 | 0 | 0 | 0 | 0 | 0 | 0 | 0 | 0 | 0
116 | 97 | 116,97 | 99712 | Fairbanks | Y | 120 | 40 | 39 | 1 | 0 | 0 | 0 | 0 | 0 | 0 | 0 | 0 | 834.495 | 834.495 | 1408.3846 | 0 | 0 | 1365.174 | 0 | 0 | 0.91649 | 39.0315 | 0.051975 | 0 | 0 | 40 | 0.89358 | 38.0557 | 38.9493 | 0.050676 | 0.8332 | 35.4841 | 36.3173 | 0.047251 | 0.81535 | 34.7241 | 35.5395 | 0.046239 | 0 | 0 | 33.0166 | 34.6276 | 36.3173 | 38.0894 | 39.948 | 32.4281 | 33.9482 | 35.5395 | 37.2054 | 38.9493 | 0 | 0 | 0 | 0 | 0 | 40.3263 | 40.7082 | 41.0936 | 40.8235 | 40.5551 | 40.4256 | 40.2965 | 40.1678 | 40.0395 | 39.9117 | 40.2069 | 40.5043 | 40.8039 | 41.1057 | 41.4098 | 41.5767 | 41.7436 | 41.9105 | 42.0775 | 42.2444 | 42.3812 | 42.518 | 42.6548 | 42.7917 | 42.9285 | 39.3181 | 39.6905 | 40.0663 | 39.8029 | 39.5412 | 39.4149 | 39.2891 | 39.1636 | 39.0385 | 38.9139 | 39.2017 | 39.4917 | 39.7838 | 40.0781 | 40.3746 | 40.5373 | 40.7 | 40.8628 | 41.0255 | 41.1883 | 41.3217 | 41.4551 | 41.5885 | 41.7219 | 41.8553 | 0 | 0 | 0 | 0 | 0 | 0 | 0 | 0 | 0 | 0 | 0 | 0 | 0 | 0 | 0 | 0 | 0 | 0 | 0 | 0 | 0 | 0 | 0 | 0 | 0 | 0.052467 | 0.052964 | 0.053466 | 0.053114 | 0.052765 | 0.052596 | 0.052428 | 0.052261 | 0.052094 | 0.051928 | 0.052312 | 0.052699 | 0.053089 | 0.053481 | 0.053877 | 0.054094 | 0.054311 | 0.054528 | 0.054746 | 0.054963 | 0.055141 | 0.055319 | 0.055497 | 0.055675 | 0.055853 | 0 | 0 | 0 | 0 | 0 | 0 | 0 | 0 | 0 | 0 | 0 | 0 | 0 | 0 | 0 | 0 | 0 | 0 | 0 | 0 | 0 | 0 | 0 | 0 | 0
119 | 97 | 119,97 | 99712 | - | N | 146 | 52 | 52 | 0 | 0 | 32 | 32 | 1 | 0 | 0 | 33 | 0 | 3082.875 | 3082.875 | 6720 | 0 | 0 | 3193.0909 | 98652 | 6720 | 0 | 52 | 0 | 1 | 0 | 53 | 0 | 52 | 52 | 0 | 0 | 47.2739 | 47.2739 | 0 | 0 | 47.4476 | 47.4476 | 0 | 0.92984 | 0 | 42.9774 | 45.0745 | 47.2739 | 49.5807 | 52 | 43.2938 | 45.3231 | 47.4476 | 49.6717 | 52 | 0.8646 | 0.89663 | 0.92984 | 0.96428 | 1 | 52.4815 | 52.9674 | 53.4578 | 53.1063 | 52.7572 | 52.5887 | 52.4208 | 52.2534 | 52.0865 | 51.9202 | 52.3043 | 52.6911 | 53.0809 | 53.4735 | 53.8691 | 54.0862 | 54.3034 | 54.5205 | 54.7376 | 54.9548 | 55.1327 | 55.3107 | 55.4887 | 55.6667 | 55.8447 | 52.4815 | 52.9674 | 53.4578 | 53.1063 | 52.7572 | 52.5887 | 52.4208 | 52.2534 | 52.0865 | 51.9202 | 52.3043 | 52.6911 | 53.0809 | 53.4735 | 53.8691 | 54.0862 | 54.3034 | 54.5205 | 54.7376 | 54.9548 | 55.1327 | 55.3107 | 55.4887 | 55.6667 | 55.8447 | 1.0093 | 1.0186 | 1.028 | 1.0213 | 1.0146 | 1.0113 | 1.0081 | 1.0049 | 1.0017 | 0.99847 | 1.0059 | 1.0133 | 1.0208 | 1.0283 | 1.0359 | 1.0401 | 1.0443 | 1.0485 | 1.0526 | 1.0568 | 1.0602 | 1.0637 | 1.0671 | 1.0705 | 1.0739 | 0 | 0 | 0 | 0 | 0 | 0 | 0 | 0 | 0 | 0 | 0 | 0 | 0 | 0 | 0 | 0 | 0 | 0 | 0 | 0 | 0 | 0 | 0 | 0 | 0 | 0 | 0 | 0 | 0 | 0 | 0 | 0 | 0 | 0 | 0 | 0 | 0 | 0 | 0 | 0 | 0 | 0 | 0 | 0 | 0 | 0 | 0 | 0 | 0 | 0
120 | 97 | 120,97 | 99712 | - | N | 59 | 23 | 22 | 1 | 0 | 40 | 40 | 0 | 0 | 0 | 40 | 0 | 2665.025 | 2665.025 | 0 | 0 | 0 | 2665.025 | 106601 | 0 | 0 | 23 | 0 | 0 | 0 | 23 | 0 | 22 | 22 | 0 | 0 | 20.9096 | 20.9096 | 0 | 0 | 20.074 | 20.074 | 0 | 0 | 0 | 19.0092 | 19.9368 | 20.9096 | 21.9299 | 23 | 18.3166 | 19.1752 | 20.074 | 21.0149 | 22 | 0 | 0 | 0 | 0 | 0 | 23.213 | 23.4279 | 23.6448 | 23.4893 | 23.3349 | 23.2604 | 23.1861 | 23.1121 | 23.0383 | 22.9647 | 23.1346 | 23.3057 | 23.4781 | 23.6518 | 23.8267 | 23.9227 | 24.0188 | 24.1148 | 24.2109 | 24.3069 | 24.3856 | 24.4644 | 24.5431 | 24.6218 | 24.7005 | 22.2037 | 22.4093 | 22.6168 | 22.4681 | 22.3203 | 22.2491 | 22.178 | 22.1072 | 22.0366 | 21.9662 | 22.1287 | 22.2924 | 22.4573 | 22.6234 | 22.7908 | 22.8826 | 22.9745 | 23.0664 | 23.1582 | 23.2501 | 23.3254 | 23.4007 | 23.476 | 23.5513 | 23.6266 | 0 | 0 | 0 | 0 | 0 | 0 | 0 | 0 | 0 | 0 | 0 | 0 | 0 | 0 | 0 | 0 | 0 | 0 | 0 | 0 | 0 | 0 | 0 | 0 | 0 | 0 | 0 | 0 | 0 | 0 | 0 | 0 | 0 | 0 | 0 | 0 | 0 | 0 | 0 | 0 | 0 | 0 | 0 | 0 | 0 | 0 | 0 | 0 | 0 | 0 | 0 | 0 | 0 | 0 | 0 | 0 | 0 | 0 | 0 | 0 | 0 | 0 | 0 | 0 | 0 | 0 | 0 | 0 | 0 | 0 | 0 | 0 | 0 | 0 | 0
122 | 97 | 122,97 | 99712 | - | N | 100 | 55 | 48 | 7 | 0 | 4 | 4 | 0 | 0 | 0 | 4 | 0 | 1750 | 1750 | 0 | 0 | 0 | 1750 | 7000 | 0 | 0 | 55 | 0 | 0 | 0 | 55 | 0 | 48 | 48 | 0 | 0 | 50.0013 | 50.0013 | 0 | 0 | 43.7978 | 43.7978 | 0 | 0 | 0 | 45.4569 | 47.675 | 50.0013 | 52.4411 | 55 | 39.9635 | 41.8367 | 43.7978 | 45.8508 | 48 | 0 | 0 | 0 | 0 | 0 | 55.6962 | 56.4012 | 57.1151 | 56.7396 | 56.3665 | 56.1865 | 56.0071 | 55.8283 | 55.65 | 55.4723 | 55.8826 | 56.296 | 56.7124 | 57.1319 | 57.5545 | 57.7865 | 58.0185 | 58.2505 | 58.4825 | 58.7145 | 58.9046 | 59.0948 | 59.2849 | 59.4751 | 59.6653 | 48.6076 | 49.2228 | 49.8459 | 49.5182 | 49.1926 | 49.0355 | 48.8789 | 48.7229 | 48.5673 | 48.4122 | 48.7703 | 49.131 | 49.4945 | 49.8606 | 50.2294 | 50.4318 | 50.6343 | 50.8368 | 51.0392 | 51.2417 | 51.4077 | 51.5736 | 51.7396 | 51.9056 | 52.0715 | 0 | 0 | 0 | 0 | 0 | 0 | 0 | 0 | 0 | 0 | 0 | 0 | 0 | 0 | 0 | 0 | 0 | 0 | 0 | 0 | 0 | 0 | 0 | 0 | 0 | 0 | 0 | 0 | 0 | 0 | 0 | 0 | 0 | 0 | 0 | 0 | 0 | 0 | 0 | 0 | 0 | 0 | 0 | 0 | 0 | 0 | 0 | 0 | 0 | 0 | 0 | 0 | 0 | 0 | 0 | 0 | 0 | 0 | 0 | 0 | 0 | 0 | 0 | 0 | 0 | 0 | 0 | 0 | 0 | 0 | 0 | 0 | 0 | 0 | 0
125 | 97 | 125,97 | 99712 | - | N | 31 | 17 | 15 | 2 | 0 | 0 | 0 | 0 | 0 | 0 | 0 | 0 | 834.495 | 834.495 | 1408.3846 | 0 | 0 | 1365.174 | 0 | 0 | 0.38951 | 16.5884 | 0.022089 | 0 | 0 | 17 | 0.34369 | 14.6368 | 14.9805 | 0.019491 | 0.35411 | 15.0808 | 15.4349 | 0.020082 | 0.3136 | 13.3554 | 13.669 | 0.017784 | 0 | 0 | 14.0321 | 14.7168 | 15.4349 | 16.188 | 16.9779 | 12.4724 | 13.057 | 13.669 | 14.3098 | 14.9805 | 0 | 0 | 0 | 0 | 0 | 17.1928 | 17.4104 | 17.6308 | 17.5149 | 17.3997 | 17.3442 | 17.2888 | 17.2336 | 17.1786 | 17.1237 | 17.2504 | 17.378 | 17.5065 | 17.636 | 17.7665 | 17.8381 | 17.9097 | 17.9813 | 18.0529 | 18.1245 | 18.1832 | 18.2419 | 18.3006 | 18.3593 | 18.418 | 15.1701 | 15.3621 | 15.5566 | 15.4543 | 15.3527 | 15.3037 | 15.2548 | 15.2061 | 15.1575 | 15.1091 | 15.2209 | 15.3335 | 15.4469 | 15.5612 | 15.6763 | 15.7395 | 15.8027 | 15.8658 | 15.929 | 15.9922 | 16.044 | 16.0958 | 16.1476 | 16.1994 | 16.2512 | 0 | 0 | 0 | 0 | 0 | 0 | 0 | 0 | 0 | 0 | 0 | 0 | 0 | 0 | 0 | 0 | 0 | 0 | 0 | 0 | 0 | 0 | 0 | 0 | 0 | 0.022369 | 0.022652 | 0.022939 | 0.022788 | 0.022638 | 0.022566 | 0.022494 | 0.022422 | 0.02235 | 0.022279 | 0.022444 | 0.02261 | 0.022777 | 0.022946 | 0.023115 | 0.023209 | 0.023302 | 0.023395 | 0.023488 | 0.023581 | 0.023658 | 0.023734 | 0.02381 | 0.023887 | 0.023963 | 0 | 0 | 0 | 0 | 0 | 0 | 0 | 0 | 0 | 0 | 0 | 0 | 0 | 0 | 0 | 0 | 0 | 0 | 0 | 0 | 0 | 0 | 0 | 0 | 0
129 | 97 | 129,97 | 99712 | - | N | 14 | 6 | 6 | 0 | 0 | 60 | 60 | 0 | 0 | 0 | 60 | 0 | 1559.2 | 1559.2 | 0 | 0 | 0 | 1559.2 | 93552 | 0 | 0 | 6 | 0 | 0 | 0 | 6 | 0 | 6 | 6 | 0 | 0 | 5.4547 | 5.4547 | 0 | 0 | 5.4747 | 5.4747 | 0 | 0 | 0 | 4.9589 | 5.2009 | 5.4547 | 5.7208 | 6 | 4.9954 | 5.2296 | 5.4747 | 5.7313 | 6 | 0 | 0 | 0 | 0 | 0 | 6.0759 | 6.1529 | 6.2307 | 6.1898 | 6.1491 | 6.1294 | 6.1099 | 6.0904 | 6.0709 | 6.0515 | 6.0963 | 6.1414 | 6.1868 | 6.2326 | 6.2787 | 6.304 | 6.3293 | 6.3546 | 6.3799 | 6.4052 | 6.426 | 6.4467 | 6.4674 | 6.4882 | 6.5089 | 6.0759 | 6.1529 | 6.2307 | 6.1898 | 6.1491 | 6.1294 | 6.1099 | 6.0904 | 6.0709 | 6.0515 | 6.0963 | 6.1414 | 6.1868 | 6.2326 | 6.2787 | 6.304 | 6.3293 | 6.3546 | 6.3799 | 6.4052 | 6.426 | 6.4467 | 6.4674 | 6.4882 | 6.5089 | 0 | 0 | 0 | 0 | 0 | 0 | 0 | 0 | 0 | 0 | 0 | 0 | 0 | 0 | 0 | 0 | 0 | 0 | 0 | 0 | 0 | 0 | 0 | 0 | 0 | 0 | 0 | 0 | 0 | 0 | 0 | 0 | 0 | 0 | 0 | 0 | 0 | 0 | 0 | 0 | 0 | 0 | 0 | 0 | 0 | 0 | 0 | 0 | 0 | 0 | 0 | 0 | 0 | 0 | 0 | 0 | 0 | 0 | 0 | 0 | 0 | 0 | 0 | 0 | 0 | 0 | 0 | 0 | 0 | 0 | 0 | 0 | 0 | 0 | 0
132 | 97 | 132,97 | 99712 | - | N | 79 | 43 | 34 | 9 | 0 | 34 | 34 | 0 | 0 | 0 | 34 | 0 | 1787.6765 | 1787.6765 | 0 | 0 | 0 | 1787.6765 | 60781 | 0 | 0 | 43 | 0 | 0 | 0 | 43 | 0 | 34 | 34 | 0 | 0 | 39.0919 | 39.0919 | 0 | 0 | 31.0234 | 31.0234 | 0 | 0 | 0 | 35.539 | 37.2732 | 39.0919 | 40.9994 | 43 | 28.3075 | 29.6344 | 31.0234 | 32.4776 | 34 | 0 | 0 | 0 | 0 | 0 | 43.5443 | 44.0955 | 44.6536 | 44.36 | 44.0684 | 43.9277 | 43.7874 | 43.6476 | 43.5082 | 43.3692 | 43.69 | 44.0132 | 44.3388 | 44.6668 | 44.9971 | 45.1785 | 45.3599 | 45.5413 | 45.7227 | 45.904 | 46.0527 | 46.2014 | 46.35 | 46.4987 | 46.6474 | 34.4304 | 34.8662 | 35.3075 | 35.0754 | 34.8448 | 34.7335 | 34.6226 | 34.512 | 34.4018 | 34.292 | 34.5456 | 34.8011 | 35.0586 | 35.3179 | 35.5791 | 35.7226 | 35.866 | 36.0094 | 36.1528 | 36.2962 | 36.4138 | 36.5313 | 36.6489 | 36.7664 | 36.884 | 0 | 0 | 0 | 0 | 0 | 0 | 0 | 0 | 0 | 0 | 0 | 0 | 0 | 0 | 0 | 0 | 0 | 0 | 0 | 0 | 0 | 0 | 0 | 0 | 0 | 0 | 0 | 0 | 0 | 0 | 0 | 0 | 0 | 0 | 0 | 0 | 0 | 0 | 0 | 0 | 0 | 0 | 0 | 0 | 0 | 0 | 0 | 0 | 0 | 0 | 0 | 0 | 0 | 0 | 0 | 0 | 0 | 0 | 0 | 0 | 0 | 0 | 0 | 0 | 0 | 0 | 0 | 0 | 0 | 0 | 0 | 0 | 0 | 0 | 0
133 | 97 | 133,97 | 99712 | - | N | 14 | 7 | 5 | 2 | 0 | 10 | 10 | 0 | 0 | 0 | 10 | 0 | 1791.7 | 1791.7 | 0 | 0 | 0 | 1791.7 | 17917 | 0 | 0 | 7 | 0 | 0 | 0 | 7 | 0 | 5 | 5 | 0 | 0 | 6.3638 | 6.3638 | 0 | 0 | 4.5623 | 4.5623 | 0 | 0 | 0 | 5.7854 | 6.0677 | 6.3638 | 6.6743 | 7 | 4.1629 | 4.358 | 4.5623 | 4.7761 | 5 | 0 | 0 | 0 | 0 | 0 | 7.0886 | 7.1783 | 7.2692 | 7.2214 | 7.1739 | 7.151 | 7.1282 | 7.1054 | 7.0827 | 7.0601 | 7.1123 | 7.1649 | 7.2179 | 7.2713 | 7.3251 | 7.3546 | 7.3842 | 7.4137 | 7.4432 | 7.4727 | 7.497 | 7.5212 | 7.5454 | 7.5696 | 7.5938 | 5.0633 | 5.1274 | 5.1923 | 5.1581 | 5.1242 | 5.1079 | 5.0916 | 5.0753 | 5.0591 | 5.0429 | 5.0802 | 5.1178 | 5.1557 | 5.1938 | 5.2322 | 5.2533 | 5.2744 | 5.2955 | 5.3166 | 5.3377 | 5.355 | 5.3723 | 5.3895 | 5.4068 | 5.4241 | 0 | 0 | 0 | 0 | 0 | 0 | 0 | 0 | 0 | 0 | 0 | 0 | 0 | 0 | 0 | 0 | 0 | 0 | 0 | 0 | 0 | 0 | 0 | 0 | 0 | 0 | 0 | 0 | 0 | 0 | 0 | 0 | 0 | 0 | 0 | 0 | 0 | 0 | 0 | 0 | 0 | 0 | 0 | 0 | 0 | 0 | 0 | 0 | 0 | 0 | 0 | 0 | 0 | 0 | 0 | 0 | 0 | 0 | 0 | 0 | 0 | 0 | 0 | 0 | 0 | 0 | 0 | 0 | 0 | 0 | 0 | 0 | 0 | 0 | 0
134 | 97 | 134,97 | 99712 | - | N | 19 | 7 | 7 | 0 | 0 | 18 | 18 | 0 | 0 | 0 | 18 | 0 | 2543.6111 | 2543.6111 | 0 | 0 | 0 | 2543.6111 | 45785 | 0 | 0 | 7 | 0 | 0 | 0 | 7 | 0 | 7 | 7 | 0 | 0 | 6.3638 | 6.3638 | 0 | 0 | 6.3872 | 6.3872 | 0 | 0 | 0 | 5.7854 | 6.0677 | 6.3638 | 6.6743 | 7 | 5.828 | 6.1012 | 6.3872 | 6.6866 | 7 | 0 | 0 | 0 | 0 | 0 | 7.0886 | 7.1783 | 7.2692 | 7.2214 | 7.1739 | 7.151 | 7.1282 | 7.1054 | 7.0827 | 7.0601 | 7.1123 | 7.1649 | 7.2179 | 7.2713 | 7.3251 | 7.3546 | 7.3842 | 7.4137 | 7.4432 | 7.4727 | 7.497 | 7.5212 | 7.5454 | 7.5696 | 7.5938 | 7.0886 | 7.1783 | 7.2692 | 7.2214 | 7.1739 | 7.151 | 7.1282 | 7.1054 | 7.0827 | 7.0601 | 7.1123 | 7.1649 | 7.2179 | 7.2713 | 7.3251 | 7.3546 | 7.3842 | 7.4137 | 7.4432 | 7.4727 | 7.497 | 7.5212 | 7.5454 | 7.5696 | 7.5938 | 0 | 0 | 0 | 0 | 0 | 0 | 0 | 0 | 0 | 0 | 0 | 0 | 0 | 0 | 0 | 0 | 0 | 0 | 0 | 0 | 0 | 0 | 0 | 0 | 0 | 0 | 0 | 0 | 0 | 0 | 0 | 0 | 0 | 0 | 0 | 0 | 0 | 0 | 0 | 0 | 0 | 0 | 0 | 0 | 0 | 0 | 0 | 0 | 0 | 0 | 0 | 0 | 0 | 0 | 0 | 0 | 0 | 0 | 0 | 0 | 0 | 0 | 0 | 0 | 0 | 0 | 0 | 0 | 0 | 0 | 0 | 0 | 0 | 0 | 0
135 | 97 | 135,97 | 99712 | - | N | 3 | 1 | 1 | 0 | 0 | 8 | 8 | 0 | 0 | 0 | 8 | 0 | 1390.25 | 1390.25 | 0 | 0 | 0 | 1390.25 | 11122 | 0 | 0 | 1 | 0 | 0 | 0 | 1 | 0 | 1 | 1 | 0 | 0 | 0.90911 | 0.90911 | 0 | 0 | 0.91245 | 0.91245 | 0 | 0 | 0 | 0.82649 | 0.86682 | 0.90911 | 0.95347 | 1 | 0.83257 | 0.8716 | 0.91245 | 0.95522 | 1 | 0 | 0 | 0 | 0 | 0 | 1.0127 | 1.0255 | 1.0385 | 1.0316 | 1.0248 | 1.0216 | 1.0183 | 1.0151 | 1.0118 | 1.0086 | 1.016 | 1.0236 | 1.0311 | 1.0388 | 1.0464 | 1.0507 | 1.0549 | 1.0591 | 1.0633 | 1.0675 | 1.071 | 1.0745 | 1.0779 | 1.0814 | 1.0848 | 1.0127 | 1.0255 | 1.0385 | 1.0316 | 1.0248 | 1.0216 | 1.0183 | 1.0151 | 1.0118 | 1.0086 | 1.016 | 1.0236 | 1.0311 | 1.0388 | 1.0464 | 1.0507 | 1.0549 | 1.0591 | 1.0633 | 1.0675 | 1.071 | 1.0745 | 1.0779 | 1.0814 | 1.0848 | 0 | 0 | 0 | 0 | 0 | 0 | 0 | 0 | 0 | 0 | 0 | 0 | 0 | 0 | 0 | 0 | 0 | 0 | 0 | 0 | 0 | 0 | 0 | 0 | 0 | 0 | 0 | 0 | 0 | 0 | 0 | 0 | 0 | 0 | 0 | 0 | 0 | 0 | 0 | 0 | 0 | 0 | 0 | 0 | 0 | 0 | 0 | 0 | 0 | 0 | 0 | 0 | 0 | 0 | 0 | 0 | 0 | 0 | 0 | 0 | 0 | 0 | 0 | 0 | 0 | 0 | 0 | 0 | 0 | 0 | 0 | 0 | 0 | 0 | 0
136 | 97 | 136,97 | 99712 | - | N | 25 | 12 | 12 | 0 | 0 | 23 | 23 | 2 | 0 | 0 | 25 | 0 | 1751.7391 | 1751.7391 | 1336 | 0 | 0 | 1718.48 | 40290 | 2672 | 0 | 12 | 0 | 2 | 0 | 14 | 0 | 12 | 12 | 0 | 0 | 10.9094 | 10.9094 | 0 | 0 | 10.9494 | 10.9494 | 0 | 1.8597 | 0 | 9.9179 | 10.4018 | 10.9094 | 11.4417 | 12 | 9.9909 | 10.4592 | 10.9494 | 11.4627 | 12 | 1.7292 | 1.7933 | 1.8597 | 1.9286 | 2 | 12.1519 | 12.3057 | 12.4615 | 12.3795 | 12.2982 | 12.2589 | 12.2197 | 12.1807 | 12.1418 | 12.103 | 12.1926 | 12.2828 | 12.3736 | 12.4651 | 12.5573 | 12.608 | 12.6586 | 12.7092 | 12.7598 | 12.8104 | 12.8519 | 12.8934 | 12.9349 | 12.9764 | 13.0179 | 12.1519 | 12.3057 | 12.4615 | 12.3795 | 12.2982 | 12.2589 | 12.2197 | 12.1807 | 12.1418 | 12.103 | 12.1926 | 12.2828 | 12.3736 | 12.4651 | 12.5573 | 12.608 | 12.6586 | 12.7092 | 12.7598 | 12.8104 | 12.8519 | 12.8934 | 12.9349 | 12.9764 | 13.0179 | 2.0253 | 2.051 | 2.0769 | 2.0633 | 2.0497 | 2.0431 | 2.0366 | 2.0301 | 2.0236 | 2.0172 | 2.0321 | 2.0471 | 2.0623 | 2.0775 | 2.0929 | 2.1013 | 2.1098 | 2.1182 | 2.1266 | 2.1351 | 2.142 | 2.1489 | 2.1558 | 2.1627 | 2.1696 | 0 | 0 | 0 | 0 | 0 | 0 | 0 | 0 | 0 | 0 | 0 | 0 | 0 | 0 | 0 | 0 | 0 | 0 | 0 | 0 | 0 | 0 | 0 | 0 | 0 | 0 | 0 | 0 | 0 | 0 | 0 | 0 | 0 | 0 | 0 | 0 | 0 | 0 | 0 | 0 | 0 | 0 | 0 | 0 | 0 | 0 | 0 | 0 | 0 | 0
137 | 97 | 137,97 | 99712 | - | N | 1 | 1 | 1 | 0 | 0 | 53 | 53 | 2 | 0 | 0 | 55 | 0 | 1733.2453 | 1733.2453 | 1620 | 0 | 0 | 1729.1273 | 91862 | 3240 | 0 | 1 | 0 | 2 | 0 | 3 | 0 | 1 | 1 | 0 | 0 | 0.90911 | 0.90911 | 0 | 0 | 0.91245 | 0.91245 | 0 | 1.8597 | 0 | 0.82649 | 0.86682 | 0.90911 | 0.95347 | 1 | 0.83257 | 0.8716 | 0.91245 | 0.95522 | 1 | 1.7292 | 1.7933 | 1.8597 | 1.9286 | 2 | 1.0127 | 1.0255 | 1.0385 | 1.0316 | 1.0248 | 1.0216 | 1.0183 | 1.0151 | 1.0118 | 1.0086 | 1.016 | 1.0236 | 1.0311 | 1.0388 | 1.0464 | 1.0507 | 1.0549 | 1.0591 | 1.0633 | 1.0675 | 1.071 | 1.0745 | 1.0779 | 1.0814 | 1.0848 | 1.0127 | 1.0255 | 1.0385 | 1.0316 | 1.0248 | 1.0216 | 1.0183 | 1.0151 | 1.0118 | 1.0086 | 1.016 | 1.0236 | 1.0311 | 1.0388 | 1.0464 | 1.0507 | 1.0549 | 1.0591 | 1.0633 | 1.0675 | 1.071 | 1.0745 | 1.0779 | 1.0814 | 1.0848 | 2.0253 | 2.051 | 2.0769 | 2.0633 | 2.0497 | 2.0431 | 2.0366 | 2.0301 | 2.0236 | 2.0172 | 2.0321 | 2.0471 | 2.0623 | 2.0775 | 2.0929 | 2.1013 | 2.1098 | 2.1182 | 2.1266 | 2.1351 | 2.142 | 2.1489 | 2.1558 | 2.1627 | 2.1696 | 0 | 0 | 0 | 0 | 0 | 0 | 0 | 0 | 0 | 0 | 0 | 0 | 0 | 0 | 0 | 0 | 0 | 0 | 0 | 0 | 0 | 0 | 0 | 0 | 0 | 0 | 0 | 0 | 0 | 0 | 0 | 0 | 0 | 0 | 0 | 0 | 0 | 0 | 0 | 0 | 0 | 0 | 0 | 0 | 0 | 0 | 0 | 0 | 0 | 0
138 | 97 | 138,97 | 99712 | - | N | 32 | 16 | 13 | 3 | 0 | 51 | 51 | 2 | 0 | 0 | 53 | 0 | 2051.4314 | 2051.4314 | 4336 | 0 | 0 | 2137.6415 | 104623 | 8672 | 0 | 16 | 0 | 2 | 0 | 18 | 0 | 13 | 13 | 0 | 0 | 14.5458 | 14.5458 | 0 | 0 | 11.8619 | 11.8619 | 0 | 1.8597 | 0 | 13.2238 | 13.8691 | 14.5458 | 15.2556 | 16 | 10.8234 | 11.3308 | 11.8619 | 12.4179 | 13 | 1.7292 | 1.7933 | 1.8597 | 1.9286 | 2 | 16.2025 | 16.4076 | 16.6153 | 16.5061 | 16.3975 | 16.3452 | 16.293 | 16.241 | 16.1891 | 16.1374 | 16.2568 | 16.377 | 16.4982 | 16.6202 | 16.7431 | 16.8106 | 16.8781 | 16.9456 | 17.0131 | 17.0806 | 17.1359 | 17.1912 | 17.2465 | 17.3019 | 17.3572 | 13.1646 | 13.3312 | 13.4999 | 13.4112 | 13.323 | 13.2805 | 13.238 | 13.1958 | 13.1536 | 13.1116 | 13.2086 | 13.3063 | 13.4047 | 13.5039 | 13.6038 | 13.6586 | 13.7135 | 13.7683 | 13.8231 | 13.878 | 13.9229 | 13.9679 | 14.0128 | 14.0578 | 14.1027 | 2.0253 | 2.051 | 2.0769 | 2.0633 | 2.0497 | 2.0431 | 2.0366 | 2.0301 | 2.0236 | 2.0172 | 2.0321 | 2.0471 | 2.0623 | 2.0775 | 2.0929 | 2.1013 | 2.1098 | 2.1182 | 2.1266 | 2.1351 | 2.142 | 2.1489 | 2.1558 | 2.1627 | 2.1696 | 0 | 0 | 0 | 0 | 0 | 0 | 0 | 0 | 0 | 0 | 0 | 0 | 0 | 0 | 0 | 0 | 0 | 0 | 0 | 0 | 0 | 0 | 0 | 0 | 0 | 0 | 0 | 0 | 0 | 0 | 0 | 0 | 0 | 0 | 0 | 0 | 0 | 0 | 0 | 0 | 0 | 0 | 0 | 0 | 0 | 0 | 0 | 0 | 0 | 0
139 | 97 | 139,97 | 99712 | - | N | 44 | 25 | 19 | 6 | 0 | 41 | 41 | 2 | 0 | 0 | 43 | 0 | 2037.3902 | 2037.3902 | 2499 | 0 | 0 | 2058.8605 | 83533 | 4998 | 0 | 25 | 0 | 2 | 0 | 27 | 0 | 19 | 19 | 0 | 0 | 22.7279 | 22.7279 | 0 | 0 | 17.3366 | 17.3366 | 0 | 1.8597 | 0 | 20.6622 | 21.6704 | 22.7279 | 23.8369 | 25 | 15.8189 | 16.5604 | 17.3366 | 18.1493 | 19 | 1.7292 | 1.7933 | 1.8597 | 1.9286 | 2 | 25.3164 | 25.6369 | 25.9614 | 25.7907 | 25.6212 | 25.5393 | 25.4578 | 25.3765 | 25.2955 | 25.2147 | 25.4012 | 25.5891 | 25.7784 | 25.969 | 26.1611 | 26.2666 | 26.372 | 26.4775 | 26.5829 | 26.6884 | 26.7748 | 26.8613 | 26.9477 | 27.0341 | 27.1206 | 19.2405 | 19.484 | 19.7307 | 19.6009 | 19.4721 | 19.4099 | 19.3479 | 19.2861 | 19.2245 | 19.1632 | 19.3049 | 19.4477 | 19.5916 | 19.7365 | 19.8825 | 19.9626 | 20.0427 | 20.1229 | 20.203 | 20.2832 | 20.3489 | 20.4146 | 20.4803 | 20.5459 | 20.6116 | 2.0253 | 2.051 | 2.0769 | 2.0633 | 2.0497 | 2.0431 | 2.0366 | 2.0301 | 2.0236 | 2.0172 | 2.0321 | 2.0471 | 2.0623 | 2.0775 | 2.0929 | 2.1013 | 2.1098 | 2.1182 | 2.1266 | 2.1351 | 2.142 | 2.1489 | 2.1558 | 2.1627 | 2.1696 | 0 | 0 | 0 | 0 | 0 | 0 | 0 | 0 | 0 | 0 | 0 | 0 | 0 | 0 | 0 | 0 | 0 | 0 | 0 | 0 | 0 | 0 | 0 | 0 | 0 | 0 | 0 | 0 | 0 | 0 | 0 | 0 | 0 | 0 | 0 | 0 | 0 | 0 | 0 | 0 | 0 | 0 | 0 | 0 | 0 | 0 | 0 | 0 | 0 | 0
141 | 97 | 141,97 | 99712 | - | N | 9 | 3 | 3 | 0 | 0 | 6 | 6 | 0 | 0 | 0 | 6 | 0 | 2149.8333 | 2149.8333 | 0 | 0 | 0 | 2149.8333 | 12899 | 0 | 0 | 3 | 0 | 0 | 0 | 3 | 0 | 3 | 3 | 0 | 0 | 2.7273 | 2.7273 | 0 | 0 | 2.7374 | 2.7374 | 0 | 0 | 0 | 2.4795 | 2.6005 | 2.7273 | 2.8604 | 3 | 2.4977 | 2.6148 | 2.7374 | 2.8657 | 3 | 0 | 0 | 0 | 0 | 0 | 3.038 | 3.0764 | 3.1154 | 3.0949 | 3.0745 | 3.0647 | 3.0549 | 3.0452 | 3.0355 | 3.0258 | 3.0481 | 3.0707 | 3.0934 | 3.1163 | 3.1393 | 3.152 | 3.1646 | 3.1773 | 3.19 | 3.2026 | 3.213 | 3.2234 | 3.2337 | 3.2441 | 3.2545 | 3.038 | 3.0764 | 3.1154 | 3.0949 | 3.0745 | 3.0647 | 3.0549 | 3.0452 | 3.0355 | 3.0258 | 3.0481 | 3.0707 | 3.0934 | 3.1163 | 3.1393 | 3.152 | 3.1646 | 3.1773 | 3.19 | 3.2026 | 3.213 | 3.2234 | 3.2337 | 3.2441 | 3.2545 | 0 | 0 | 0 | 0 | 0 | 0 | 0 | 0 | 0 | 0 | 0 | 0 | 0 | 0 | 0 | 0 | 0 | 0 | 0 | 0 | 0 | 0 | 0 | 0 | 0 | 0 | 0 | 0 | 0 | 0 | 0 | 0 | 0 | 0 | 0 | 0 | 0 | 0 | 0 | 0 | 0 | 0 | 0 | 0 | 0 | 0 | 0 | 0 | 0 | 0 | 0 | 0 | 0 | 0 | 0 | 0 | 0 | 0 | 0 | 0 | 0 | 0 | 0 | 0 | 0 | 0 | 0 | 0 | 0 | 0 | 0 | 0 | 0 | 0 | 0
89 | 98 | 89,98 | 99709 | - | N | 55 | 34 | 27 | 7 | 0 | 0 | 0 | 0 | 0 | 0 | 0 | 0 | 834.495 | 834.495 | 1408.3846 | 0 | 0 | 1365.174 | 0 | 0 | 0.77902 | 33.1768 | 0.044179 | 0 | 0 | 34 | 0.61863 | 26.3463 | 26.9649 | 0.035083 | 0.74175 | 31.5896 | 32.3313 | 0.042065 | 0.59015 | 25.1332 | 25.7233 | 0.033468 | 0 | 0 | 30.7845 | 31.5485 | 32.3313 | 33.1336 | 33.9558 | 24.5389 | 25.1241 | 25.7233 | 26.3368 | 26.9649 | 0 | 0 | 0 | 0 | 0 | 34.1298 | 34.3046 | 34.4803 | 34.2536 | 34.0284 | 33.9198 | 33.8115 | 33.7035 | 33.5959 | 33.4886 | 33.7363 | 33.9858 | 34.2372 | 34.4905 | 34.7456 | 34.8857 | 35.0257 | 35.1658 | 35.3058 | 35.4459 | 35.5607 | 35.6755 | 35.7903 | 35.9051 | 36.0199 | 27.103 | 27.2419 | 27.3814 | 27.2014 | 27.0226 | 26.9363 | 26.8503 | 26.7645 | 26.6791 | 26.5939 | 26.7906 | 26.9887 | 27.1884 | 27.3895 | 27.5921 | 27.7033 | 27.8145 | 27.9258 | 28.037 | 28.1482 | 28.2394 | 28.3305 | 28.4217 | 28.5129 | 28.604 | 0 | 0 | 0 | 0 | 0 | 0 | 0 | 0 | 0 | 0 | 0 | 0 | 0 | 0 | 0 | 0 | 0 | 0 | 0 | 0 | 0 | 0 | 0 | 0 | 0 | 0.044405 | 0.044633 | 0.044861 | 0.044566 | 0.044273 | 0.044132 | 0.043991 | 0.04385 | 0.04371 | 0.043571 | 0.043893 | 0.044218 | 0.044545 | 0.044874 | 0.045206 | 0.045389 | 0.045571 | 0.045753 | 0.045935 | 0.046117 | 0.046267 | 0.046416 | 0.046566 | 0.046715 | 0.046864 | 0 | 0 | 0 | 0 | 0 | 0 | 0 | 0 | 0 | 0 | 0 | 0 | 0 | 0 | 0 | 0 | 0 | 0 | 0 | 0 | 0 | 0 | 0 | 0 | 0
90 | 98 | 90,98 | 99709 | - | N | 10 | 3 | 3 | 0 | 0 | 2 | 2 | 0 | 0 | 0 | 2 | 0 | 1071 | 1071 | 0 | 0 | 0 | 1071 | 2142 | 0 | 0 | 3 | 0 | 0 | 0 | 3 | 0 | 3 | 3 | 0 | 0 | 2.8565 | 2.8565 | 0 | 0 | 2.8619 | 2.8619 | 0 | 0 | 0 | 2.7198 | 2.7873 | 2.8565 | 2.9274 | 3 | 2.7301 | 2.7952 | 2.8619 | 2.9301 | 3 | 0 | 0 | 0 | 0 | 0 | 3.0154 | 3.0308 | 3.0463 | 3.0263 | 3.0064 | 2.9968 | 2.9872 | 2.9777 | 2.9682 | 2.9587 | 2.9806 | 3.0027 | 3.0249 | 3.0472 | 3.0698 | 3.0822 | 3.0945 | 3.1069 | 3.1193 | 3.1316 | 3.1418 | 3.1519 | 3.1621 | 3.1722 | 3.1824 | 3.0154 | 3.0308 | 3.0463 | 3.0263 | 3.0064 | 2.9968 | 2.9872 | 2.9777 | 2.9682 | 2.9587 | 2.9806 | 3.0027 | 3.0249 | 3.0472 | 3.0698 | 3.0822 | 3.0945 | 3.1069 | 3.1193 | 3.1316 | 3.1418 | 3.1519 | 3.1621 | 3.1722 | 3.1824 | 0 | 0 | 0 | 0 | 0 | 0 | 0 | 0 | 0 | 0 | 0 | 0 | 0 | 0 | 0 | 0 | 0 | 0 | 0 | 0 | 0 | 0 | 0 | 0 | 0 | 0 | 0 | 0 | 0 | 0 | 0 | 0 | 0 | 0 | 0 | 0 | 0 | 0 | 0 | 0 | 0 | 0 | 0 | 0 | 0 | 0 | 0 | 0 | 0 | 0 | 0 | 0 | 0 | 0 | 0 | 0 | 0 | 0 | 0 | 0 | 0 | 0 | 0 | 0 | 0 | 0 | 0 | 0 | 0 | 0 | 0 | 0 | 0 | 0 | 0
101 | 98 | 101,98 | 99709 | Fairbanks | Y | 34 | 20 | 15 | 5 | 0 | 29 | 29 | 1 | 0 | 0 | 30 | 0 | 1284.5862 | 1284.5862 | 11822 | 0 | 0 | 1635.8333 | 37253 | 11822 | 0 | 20 | 0 | 1 | 0 | 21 | 0 | 15 | 15 | 0 | 0 | 19.0432 | 19.0432 | 0 | 0 | 14.3093 | 14.3093 | 0 | 0.95967 | 0 | 18.1321 | 18.5821 | 19.0432 | 19.5157 | 20 | 13.6504 | 13.976 | 14.3093 | 14.6506 | 15 | 0.92096 | 0.94011 | 0.95967 | 0.97963 | 1 | 20.2081 | 20.4183 | 20.6307 | 20.4951 | 20.3604 | 20.2953 | 20.2305 | 20.1659 | 20.1015 | 20.0373 | 20.1856 | 20.3349 | 20.4853 | 20.6368 | 20.7895 | 20.8733 | 20.9571 | 21.0409 | 21.1247 | 21.2085 | 21.2772 | 21.3458 | 21.4145 | 21.4832 | 21.5519 | 15.1561 | 15.3137 | 15.4731 | 15.3713 | 15.2703 | 15.2215 | 15.1729 | 15.1244 | 15.0762 | 15.028 | 15.1392 | 15.2512 | 15.364 | 15.4776 | 15.5921 | 15.655 | 15.7178 | 15.7806 | 15.8435 | 15.9063 | 15.9579 | 16.0094 | 16.0609 | 16.1124 | 16.1639 | 1.0104 | 1.0209 | 1.0315 | 1.0248 | 1.018 | 1.0148 | 1.0115 | 1.0083 | 1.0051 | 1.0019 | 1.0093 | 1.0167 | 1.0243 | 1.0318 | 1.0395 | 1.0437 | 1.0479 | 1.052 | 1.0562 | 1.0604 | 1.0639 | 1.0673 | 1.0707 | 1.0742 | 1.0776 | 0 | 0 | 0 | 0 | 0 | 0 | 0 | 0 | 0 | 0 | 0 | 0 | 0 | 0 | 0 | 0 | 0 | 0 | 0 | 0 | 0 | 0 | 0 | 0 | 0 | 0 | 0 | 0 | 0 | 0 | 0 | 0 | 0 | 0 | 0 | 0 | 0 | 0 | 0 | 0 | 0 | 0 | 0 | 0 | 0 | 0 | 0 | 0 | 0 | 0
102 | 98 | 102,98 | 99709 | Fairbanks | Y | 37 | 25 | 20 | 5 | 0 | 10 | 10 | 6 | 0 | 0 | 16 | 0 | 1474.6 | 1474.6 | 7943.1667 | 0 | 0 | 3900.3125 | 14746 | 47659 | 0 | 25 | 0 | 6 | 0 | 31 | 0 | 20 | 20 | 0 | 0 | 23.804 | 23.804 | 0 | 0 | 19.0791 | 19.0791 | 0 | 5.758 | 0 | 22.6651 | 23.2276 | 23.804 | 24.3947 | 25 | 18.2006 | 18.6347 | 19.0791 | 19.5341 | 20 | 5.5257 | 5.6407 | 5.758 | 5.8778 | 6 | 25.1281 | 25.2568 | 25.3862 | 25.2193 | 25.0535 | 24.9735 | 24.8937 | 24.8142 | 24.735 | 24.656 | 24.8384 | 25.0221 | 25.2072 | 25.3936 | 25.5815 | 25.6846 | 25.7877 | 25.8908 | 25.9939 | 26.097 | 26.1816 | 26.2661 | 26.3506 | 26.4351 | 26.5197 | 20.1025 | 20.2054 | 20.3089 | 20.1754 | 20.0428 | 19.9788 | 19.915 | 19.8514 | 19.788 | 19.7248 | 19.8707 | 20.0177 | 20.1657 | 20.3149 | 20.4652 | 20.5477 | 20.6302 | 20.7127 | 20.7951 | 20.8776 | 20.9453 | 21.0129 | 21.0805 | 21.1481 | 21.2157 | 6.0307 | 6.0616 | 6.0927 | 6.0526 | 6.0128 | 5.9936 | 5.9745 | 5.9554 | 5.9364 | 5.9174 | 5.9612 | 6.0053 | 6.0497 | 6.0945 | 6.1396 | 6.1643 | 6.189 | 6.2138 | 6.2385 | 6.2633 | 6.2836 | 6.3039 | 6.3241 | 6.3444 | 6.3647 | 0 | 0 | 0 | 0 | 0 | 0 | 0 | 0 | 0 | 0 | 0 | 0 | 0 | 0 | 0 | 0 | 0 | 0 | 0 | 0 | 0 | 0 | 0 | 0 | 0 | 0 | 0 | 0 | 0 | 0 | 0 | 0 | 0 | 0 | 0 | 0 | 0 | 0 | 0 | 0 | 0 | 0 | 0 | 0 | 0 | 0 | 0 | 0 | 0 | 0
105 | 98 | 105,98 | 99709 | Fairbanks | Y | 495 | 198 | 186 | 12 | 0 | 129 | 129 | 0 | 0 | 0 | 129 | 0 | 2874.6047 | 2874.6047 | 0 | 0 | 0 | 2874.6047 | 370824 | 0 | 0 | 198 | 0 | 0 | 0 | 198 | 0 | 186 | 186 | 0 | 0 | 188.5274 | 188.5274 | 0 | 0 | 177.4356 | 177.4356 | 0 | 0 | 0 | 179.5079 | 183.9624 | 188.5274 | 193.2056 | 198 | 169.2655 | 173.3024 | 177.4356 | 181.6673 | 186 | 0 | 0 | 0 | 0 | 0 | 202.3035 | 206.7005 | 211.1931 | 209.8046 | 208.4252 | 207.7597 | 207.0962 | 206.4349 | 205.7757 | 205.1186 | 206.6358 | 208.1643 | 209.7041 | 211.2553 | 212.8179 | 213.6758 | 214.5336 | 215.3914 | 216.2493 | 217.1071 | 217.8102 | 218.5134 | 219.2166 | 219.9198 | 220.6229 | 190.0427 | 194.1732 | 198.3935 | 197.0892 | 195.7934 | 195.1682 | 194.5449 | 193.9237 | 193.3044 | 192.6872 | 194.1125 | 195.5483 | 196.9948 | 198.4519 | 199.9199 | 200.7257 | 201.5316 | 202.3374 | 203.1432 | 203.9491 | 204.6096 | 205.2702 | 205.9307 | 206.5913 | 207.2518 | 0 | 0 | 0 | 0 | 0 | 0 | 0 | 0 | 0 | 0 | 0 | 0 | 0 | 0 | 0 | 0 | 0 | 0 | 0 | 0 | 0 | 0 | 0 | 0 | 0 | 0 | 0 | 0 | 0 | 0 | 0 | 0 | 0 | 0 | 0 | 0 | 0 | 0 | 0 | 0 | 0 | 0 | 0 | 0 | 0 | 0 | 0 | 0 | 0 | 0 | 0 | 0 | 0 | 0 | 0 | 0 | 0 | 0 | 0 | 0 | 0 | 0 | 0 | 0 | 0 | 0 | 0 | 0 | 0 | 0 | 0 | 0 | 0 | 0 | 0
106 | 98 | 106,98 | 99709 | Fairbanks | Y | 107 | 48 | 45 | 3 | 0 | 60 | 60 | 3 | 0 | 0 | 63 | 0 | 3196.5167 | 3196.5167 | 1737 | 0 | 0 | 3127.0159 | 191791 | 5211 | 0 | 48 | 0 | 3 | 0 | 51 | 0 | 45 | 45 | 0 | 0 | 45.7036 | 45.7036 | 0 | 0 | 42.928 | 42.928 | 0 | 2.879 | 0 | 43.5171 | 44.5969 | 45.7036 | 46.8377 | 48 | 40.9513 | 41.928 | 42.928 | 43.9518 | 45 | 2.7629 | 2.8203 | 2.879 | 2.9389 | 3 | 48.5071 | 49.0196 | 49.5375 | 49.2118 | 48.8883 | 48.7321 | 48.5765 | 48.4214 | 48.2668 | 48.1127 | 48.4685 | 48.8271 | 49.1882 | 49.5521 | 49.9186 | 50.1198 | 50.321 | 50.5223 | 50.7235 | 50.9247 | 51.0896 | 51.2545 | 51.4195 | 51.5844 | 51.7494 | 45.4754 | 45.9559 | 46.4414 | 46.1361 | 45.8327 | 45.6864 | 45.5405 | 45.3951 | 45.2501 | 45.1056 | 45.4393 | 45.7754 | 46.114 | 46.4551 | 46.7987 | 46.9873 | 47.176 | 47.3646 | 47.5532 | 47.7419 | 47.8965 | 48.0511 | 48.2058 | 48.3604 | 48.515 | 3.0317 | 3.0637 | 3.0961 | 3.0757 | 3.0555 | 3.0458 | 3.036 | 3.0263 | 3.0167 | 3.007 | 3.0293 | 3.0517 | 3.0743 | 3.097 | 3.1199 | 3.1325 | 3.1451 | 3.1576 | 3.1702 | 3.1828 | 3.1931 | 3.2034 | 3.2137 | 3.224 | 3.2343 | 0 | 0 | 0 | 0 | 0 | 0 | 0 | 0 | 0 | 0 | 0 | 0 | 0 | 0 | 0 | 0 | 0 | 0 | 0 | 0 | 0 | 0 | 0 | 0 | 0 | 0 | 0 | 0 | 0 | 0 | 0 | 0 | 0 | 0 | 0 | 0 | 0 | 0 | 0 | 0 | 0 | 0 | 0 | 0 | 0 | 0 | 0 | 0 | 0 | 0
107 | 98 | 107,98 | 99709 | Fairbanks | Y | 13 | 7 | 7 | 0 | 2 | 162 | 164 | 0 | 0 | 0 | 164 | 3256 | 3317.6975 | 3316.9451 | 0 | 0 | 0 | 3316.9451 | 543979 | 0 | 0.085366 | 6.9146 | 0 | 0 | 0 | 7 | 0.085366 | 6.9146 | 7 | 0 | 0.081282 | 6.5838 | 6.6651 | 0 | 0.081435 | 6.5962 | 6.6777 | 0 | 0 | 0 | 6.3462 | 6.5037 | 6.6651 | 6.8305 | 7 | 6.3702 | 6.5221 | 6.6777 | 6.8369 | 7 | 0 | 0 | 0 | 0 | 0 | 7.074 | 7.1487 | 7.2242 | 7.1767 | 7.1295 | 7.1068 | 7.0841 | 7.0615 | 7.0389 | 7.0164 | 7.0683 | 7.1206 | 7.1733 | 7.2263 | 7.2798 | 7.3091 | 7.3385 | 7.3678 | 7.3972 | 7.4265 | 7.4506 | 7.4746 | 7.4987 | 7.5227 | 7.5468 | 7.074 | 7.1487 | 7.2242 | 7.1767 | 7.1295 | 7.1068 | 7.0841 | 7.0615 | 7.0389 | 7.0164 | 7.0683 | 7.1206 | 7.1733 | 7.2263 | 7.2798 | 7.3091 | 7.3385 | 7.3678 | 7.3972 | 7.4265 | 7.4506 | 7.4746 | 7.4987 | 7.5227 | 7.5468 | 0 | 0 | 0 | 0 | 0 | 0 | 0 | 0 | 0 | 0 | 0 | 0 | 0 | 0 | 0 | 0 | 0 | 0 | 0 | 0 | 0 | 0 | 0 | 0 | 0 | 0 | 0 | 0 | 0 | 0 | 0 | 0 | 0 | 0 | 0 | 0 | 0 | 0 | 0 | 0 | 0 | 0 | 0 | 0 | 0 | 0 | 0 | 0 | 0 | 0 | 0 | 0 | 0 | 0 | 0 | 0 | 0 | 0 | 0 | 0 | 0 | 0 | 0 | 0 | 0 | 0 | 0 | 0 | 0 | 0 | 0 | 0 | 0 | 0 | 0
108 | 98 | 108,98 | 99709 | Fairbanks | Y | 103 | 65 | 55 | 10 | 0 | 118 | 118 | 0 | 0 | 0 | 118 | 0 | 2388.1017 | 2388.1017 | 0 | 0 | 0 | 2388.1017 | 281796 | 0 | 0 | 65 | 0 | 0 | 0 | 65 | 0 | 55 | 55 | 0 | 0 | 61.8903 | 61.8903 | 0 | 0 | 52.4675 | 52.4675 | 0 | 0 | 0 | 58.9294 | 60.3917 | 61.8903 | 63.4261 | 65 | 50.0516 | 51.2453 | 52.4675 | 53.7188 | 55 | 0 | 0 | 0 | 0 | 0 | 65.6867 | 66.3807 | 67.082 | 66.641 | 66.2029 | 65.9915 | 65.7807 | 65.5707 | 65.3613 | 65.1526 | 65.6345 | 66.12 | 66.6091 | 67.1018 | 67.5981 | 67.8706 | 68.1431 | 68.4156 | 68.688 | 68.9605 | 69.1839 | 69.4072 | 69.6306 | 69.8539 | 70.0772 | 55.5811 | 56.1683 | 56.7617 | 56.3885 | 56.0178 | 55.8389 | 55.6606 | 55.4829 | 55.3057 | 55.1291 | 55.5369 | 55.9477 | 56.3615 | 56.7784 | 57.1984 | 57.429 | 57.6595 | 57.8901 | 58.1206 | 58.3512 | 58.5402 | 58.7292 | 58.9182 | 59.1071 | 59.2961 | 0 | 0 | 0 | 0 | 0 | 0 | 0 | 0 | 0 | 0 | 0 | 0 | 0 | 0 | 0 | 0 | 0 | 0 | 0 | 0 | 0 | 0 | 0 | 0 | 0 | 0 | 0 | 0 | 0 | 0 | 0 | 0 | 0 | 0 | 0 | 0 | 0 | 0 | 0 | 0 | 0 | 0 | 0 | 0 | 0 | 0 | 0 | 0 | 0 | 0 | 0 | 0 | 0 | 0 | 0 | 0 | 0 | 0 | 0 | 0 | 0 | 0 | 0 | 0 | 0 | 0 | 0 | 0 | 0 | 0 | 0 | 0 | 0 | 0 | 0
109 | 98 | 109,98 | 99709 | Fairbanks | Y | 66 | 34 | 30 | 4 | 0 | 71 | 71 | 0 | 0 | 0 | 71 | 0 | 1156.6338 | 1156.6338 | 0 | 0 | 0 | 1156.6338 | 82121 | 0 | 0 | 34 | 0 | 0 | 0 | 34 | 0 | 30 | 30 | 0 | 0 | 32.3734 | 32.3734 | 0 | 0 | 28.6186 | 28.6186 | 0 | 0 | 0 | 30.8246 | 31.5895 | 32.3734 | 33.1767 | 34 | 27.3009 | 27.952 | 28.6186 | 29.3012 | 30 | 0 | 0 | 0 | 0 | 0 | 34.3223 | 34.6478 | 34.9762 | 34.7463 | 34.5178 | 34.4076 | 34.2977 | 34.1882 | 34.079 | 33.9702 | 34.2215 | 34.4746 | 34.7296 | 34.9865 | 35.2453 | 35.3874 | 35.5295 | 35.6715 | 35.8136 | 35.9557 | 36.0721 | 36.1886 | 36.305 | 36.4215 | 36.5379 | 30.2844 | 30.5715 | 30.8614 | 30.6585 | 30.4569 | 30.3597 | 30.2627 | 30.1661 | 30.0697 | 29.9737 | 30.1954 | 30.4188 | 30.6438 | 30.8705 | 31.0988 | 31.2242 | 31.3495 | 31.4749 | 31.6002 | 31.7256 | 31.8283 | 31.9311 | 32.0338 | 32.1366 | 32.2394 | 0 | 0 | 0 | 0 | 0 | 0 | 0 | 0 | 0 | 0 | 0 | 0 | 0 | 0 | 0 | 0 | 0 | 0 | 0 | 0 | 0 | 0 | 0 | 0 | 0 | 0 | 0 | 0 | 0 | 0 | 0 | 0 | 0 | 0 | 0 | 0 | 0 | 0 | 0 | 0 | 0 | 0 | 0 | 0 | 0 | 0 | 0 | 0 | 0 | 0 | 0 | 0 | 0 | 0 | 0 | 0 | 0 | 0 | 0 | 0 | 0 | 0 | 0 | 0 | 0 | 0 | 0 | 0 | 0 | 0 | 0 | 0 | 0 | 0 | 0
110 | 98 | 110,98 | 99712 | Fairbanks | Y | 81 | 48 | 34 | 14 | 0 | 50 | 50 | 4 | 0 | 0 | 54 | 0 | 2638.36 | 2638.36 | 3539 | 0 | 0 | 2705.0741 | 131918 | 14156 | 0 | 48 | 0 | 4 | 0 | 52 | 0 | 34 | 34 | 0 | 0 | 43.6375 | 43.6375 | 0 | 0 | 31.0234 | 31.0234 | 0 | 3.7194 | 0 | 39.6715 | 41.6072 | 43.6375 | 45.7668 | 48 | 28.3075 | 29.6344 | 31.0234 | 32.4776 | 34 | 3.4584 | 3.5865 | 3.7194 | 3.8571 | 4 | 48.4551 | 48.9145 | 49.3782 | 49.0536 | 48.7311 | 48.5755 | 48.4203 | 48.2657 | 48.1116 | 47.958 | 48.3127 | 48.6701 | 49.0301 | 49.3928 | 49.7581 | 49.9587 | 50.1592 | 50.3598 | 50.5604 | 50.7609 | 50.9253 | 51.0897 | 51.2542 | 51.4186 | 51.583 | 34.3223 | 34.6478 | 34.9762 | 34.7463 | 34.5178 | 34.4076 | 34.2977 | 34.1882 | 34.079 | 33.9702 | 34.2215 | 34.4746 | 34.7296 | 34.9865 | 35.2453 | 35.3874 | 35.5295 | 35.6715 | 35.8136 | 35.9557 | 36.0721 | 36.1886 | 36.305 | 36.4215 | 36.5379 | 4.0379 | 4.0762 | 4.1149 | 4.0878 | 4.0609 | 4.048 | 4.035 | 4.0221 | 4.0093 | 3.9965 | 4.0261 | 4.0558 | 4.0858 | 4.1161 | 4.1465 | 4.1632 | 4.1799 | 4.1967 | 4.2134 | 4.2301 | 4.2438 | 4.2575 | 4.2712 | 4.2849 | 4.2986 | 0 | 0 | 0 | 0 | 0 | 0 | 0 | 0 | 0 | 0 | 0 | 0 | 0 | 0 | 0 | 0 | 0 | 0 | 0 | 0 | 0 | 0 | 0 | 0 | 0 | 0 | 0 | 0 | 0 | 0 | 0 | 0 | 0 | 0 | 0 | 0 | 0 | 0 | 0 | 0 | 0 | 0 | 0 | 0 | 0 | 0 | 0 | 0 | 0 | 0
111 | 98 | 111,98 | 99712 | Fairbanks | Y | 338 | 162 | 147 | 15 | 0 | 148 | 148 | 3 | 0 | 0 | 151 | 0 | 1644.0135 | 1644.0135 | 2548 | 0 | 0 | 1661.9735 | 243314 | 7644 | 0 | 162 | 0 | 3 | 0 | 165 | 0 | 147 | 147 | 0 | 0 | 147.2765 | 147.2765 | 0 | 0 | 134.1308 | 134.1308 | 0 | 2.7895 | 0 | 133.8912 | 140.4244 | 147.2765 | 154.4629 | 162 | 122.3882 | 128.125 | 134.1308 | 140.418 | 147 | 2.5938 | 2.6899 | 2.7895 | 2.8928 | 3 | 164.2142 | 166.4588 | 168.734 | 167.6246 | 166.5225 | 165.9908 | 165.4607 | 164.9323 | 164.4057 | 163.8807 | 165.0929 | 166.3141 | 167.5443 | 168.7836 | 170.0321 | 170.7175 | 171.4028 | 172.0882 | 172.7736 | 173.4589 | 174.0207 | 174.5825 | 175.1443 | 175.7061 | 176.2679 | 149.0092 | 151.0459 | 153.1104 | 152.1038 | 151.1038 | 150.6213 | 150.1403 | 149.6608 | 149.1829 | 148.7065 | 149.8065 | 150.9146 | 152.0309 | 153.1555 | 154.2884 | 154.9103 | 155.5322 | 156.1541 | 156.776 | 157.3979 | 157.9077 | 158.4175 | 158.9273 | 159.4371 | 159.9468 | 3.041 | 3.0826 | 3.1247 | 3.1042 | 3.0838 | 3.0739 | 3.0641 | 3.0543 | 3.0445 | 3.0348 | 3.0573 | 3.0799 | 3.1027 | 3.1256 | 3.1487 | 3.1614 | 3.1741 | 3.1868 | 3.1995 | 3.2122 | 3.2226 | 3.233 | 3.2434 | 3.2538 | 3.2642 | 0 | 0 | 0 | 0 | 0 | 0 | 0 | 0 | 0 | 0 | 0 | 0 | 0 | 0 | 0 | 0 | 0 | 0 | 0 | 0 | 0 | 0 | 0 | 0 | 0 | 0 | 0 | 0 | 0 | 0 | 0 | 0 | 0 | 0 | 0 | 0 | 0 | 0 | 0 | 0 | 0 | 0 | 0 | 0 | 0 | 0 | 0 | 0 | 0 | 0
112 | 98 | 112,98 | 99712 | Fairbanks | Y | 168 | 86 | 74 | 12 | 4 | 35 | 39 | 9 | 0 | 0 | 48 | 6543 | 1661.3429 | 2162.0256 | 8518.1111 | 0 | 0 | 3353.7917 | 84319 | 76663 | 8.8205 | 77.1795 | 0 | 9 | 0 | 95 | 7.5897 | 66.4103 | 74 | 0 | 8.0189 | 70.165 | 78.1838 | 0 | 6.9253 | 60.5963 | 67.5216 | 0 | 8.3686 | 0 | 71.078 | 74.5463 | 78.1838 | 81.9988 | 86 | 61.6104 | 64.4983 | 67.5216 | 70.6866 | 74 | 7.7814 | 8.0697 | 8.3686 | 8.6785 | 9 | 87.7187 | 89.4718 | 91.2599 | 90.6599 | 90.0639 | 89.7763 | 89.4896 | 89.2038 | 88.9189 | 88.635 | 89.2906 | 89.9511 | 90.6165 | 91.2868 | 91.962 | 92.3327 | 92.7034 | 93.074 | 93.4447 | 93.8154 | 94.1193 | 94.4231 | 94.727 | 95.0308 | 95.3347 | 75.4789 | 76.9874 | 78.526 | 78.0097 | 77.4968 | 77.2493 | 77.0027 | 76.7568 | 76.5116 | 76.2673 | 76.8315 | 77.3998 | 77.9723 | 78.5491 | 79.1301 | 79.4491 | 79.768 | 80.087 | 80.4059 | 80.7249 | 80.9863 | 81.2478 | 81.5092 | 81.7707 | 82.0322 | 9.1799 | 9.3633 | 9.5505 | 9.4877 | 9.4253 | 9.3952 | 9.3652 | 9.3353 | 9.3055 | 9.2758 | 9.3444 | 9.4135 | 9.4831 | 9.5533 | 9.6239 | 9.6627 | 9.7015 | 9.7403 | 9.7791 | 9.8179 | 9.8497 | 9.8815 | 9.9133 | 9.9451 | 9.9769 | 0 | 0 | 0 | 0 | 0 | 0 | 0 | 0 | 0 | 0 | 0 | 0 | 0 | 0 | 0 | 0 | 0 | 0 | 0 | 0 | 0 | 0 | 0 | 0 | 0 | 0 | 0 | 0 | 0 | 0 | 0 | 0 | 0 | 0 | 0 | 0 | 0 | 0 | 0 | 0 | 0 | 0 | 0 | 0 | 0 | 0 | 0 | 0 | 0 | 0
113 | 98 | 113,98 | 99712 | Fairbanks | Y | 351 | 157 | 145 | 12 | 0 | 146 | 146 | 5 | 0 | 0 | 151 | 0 | 1851.4658 | 1851.4658 | 2919 | 0 | 0 | 1886.8146 | 270314 | 14595 | 0 | 157 | 0 | 5 | 0 | 162 | 0 | 145 | 145 | 0 | 0 | 142.7309 | 142.7309 | 0 | 0 | 132.3058 | 132.3058 | 0 | 4.6492 | 0 | 129.7587 | 136.0904 | 142.7309 | 149.6955 | 157 | 120.723 | 126.3818 | 132.3058 | 138.5076 | 145 | 4.323 | 4.4832 | 4.6492 | 4.8214 | 5 | 158.4867 | 159.9874 | 161.5024 | 160.4406 | 159.3858 | 158.8768 | 158.3695 | 157.8637 | 157.3596 | 156.8571 | 158.0174 | 159.1862 | 160.3637 | 161.5499 | 162.7449 | 163.4009 | 164.0569 | 164.7129 | 165.3689 | 166.0249 | 166.5626 | 167.1003 | 167.6381 | 168.1758 | 168.7135 | 146.373 | 147.7591 | 149.1583 | 148.1776 | 147.2034 | 146.7334 | 146.2648 | 145.7977 | 145.3321 | 144.868 | 145.9396 | 147.0191 | 148.1066 | 149.2022 | 150.3058 | 150.9117 | 151.5175 | 152.1234 | 152.7292 | 153.3351 | 153.8317 | 154.3283 | 154.825 | 155.3216 | 155.8182 | 5.0473 | 5.0951 | 5.1434 | 5.1096 | 5.076 | 5.0598 | 5.0436 | 5.0275 | 5.0115 | 4.9954 | 5.0324 | 5.0696 | 5.1071 | 5.1449 | 5.183 | 5.2039 | 5.2247 | 5.2456 | 5.2665 | 5.2874 | 5.3045 | 5.3217 | 5.3388 | 5.3559 | 5.373 | 0 | 0 | 0 | 0 | 0 | 0 | 0 | 0 | 0 | 0 | 0 | 0 | 0 | 0 | 0 | 0 | 0 | 0 | 0 | 0 | 0 | 0 | 0 | 0 | 0 | 0 | 0 | 0 | 0 | 0 | 0 | 0 | 0 | 0 | 0 | 0 | 0 | 0 | 0 | 0 | 0 | 0 | 0 | 0 | 0 | 0 | 0 | 0 | 0 | 0
114 | 98 | 114,98 | 99712 | Fairbanks | Y | 561 | 193 | 187 | 6 | 0 | 91 | 91 | 0 | 0 | 0 | 91 | 0 | 2840.2527 | 2840.2527 | 0 | 0 | 0 | 2840.2527 | 258463 | 0 | 0 | 193 | 0 | 0 | 0 | 193 | 0 | 187 | 187 | 0 | 0 | 175.459 | 175.459 | 0 | 0 | 170.6289 | 170.6289 | 0 | 0 | 0 | 159.5123 | 167.2958 | 175.459 | 184.0206 | 193 | 155.6911 | 162.9889 | 170.6289 | 178.627 | 187 | 0 | 0 | 0 | 0 | 0 | 194.8276 | 196.6725 | 198.5348 | 197.2295 | 195.9328 | 195.3072 | 194.6835 | 194.0618 | 193.4421 | 192.8244 | 194.2507 | 195.6875 | 197.135 | 198.5932 | 200.0622 | 200.8686 | 201.6751 | 202.4815 | 203.2879 | 204.0943 | 204.7553 | 205.4163 | 206.0774 | 206.7384 | 207.3994 | 188.7708 | 190.5583 | 192.3627 | 191.098 | 189.8417 | 189.2354 | 188.6311 | 188.0288 | 187.4283 | 186.8298 | 188.2118 | 189.604 | 191.0065 | 192.4194 | 193.8427 | 194.624 | 195.4054 | 196.1867 | 196.9681 | 197.7494 | 198.3899 | 199.0303 | 199.6708 | 200.3113 | 200.9518 | 0 | 0 | 0 | 0 | 0 | 0 | 0 | 0 | 0 | 0 | 0 | 0 | 0 | 0 | 0 | 0 | 0 | 0 | 0 | 0 | 0 | 0 | 0 | 0 | 0 | 0 | 0 | 0 | 0 | 0 | 0 | 0 | 0 | 0 | 0 | 0 | 0 | 0 | 0 | 0 | 0 | 0 | 0 | 0 | 0 | 0 | 0 | 0 | 0 | 0 | 0 | 0 | 0 | 0 | 0 | 0 | 0 | 0 | 0 | 0 | 0 | 0 | 0 | 0 | 0 | 0 | 0 | 0 | 0 | 0 | 0 | 0 | 0 | 0 | 0
115 | 98 | 115,98 | 99712 | Fairbanks | Y | 5 | 3 | 2 | 1 | 0 | 32 | 32 | 3 | 0 | 0 | 35 | 0 | 1974.9688 | 1974.9688 | 4730.6667 | 0 | 0 | 2211.1714 | 63199 | 14192 | 0 | 3 | 0 | 3 | 0 | 6 | 0 | 2 | 2 | 0 | 0 | 2.7273 | 2.7273 | 0 | 0 | 1.8249 | 1.8249 | 0 | 2.7895 | 0 | 2.4795 | 2.6005 | 2.7273 | 2.8604 | 3 | 1.6651 | 1.7432 | 1.8249 | 1.9104 | 2 | 2.5938 | 2.6899 | 2.7895 | 2.8928 | 3 | 3.0284 | 3.0571 | 3.086 | 3.0657 | 3.0456 | 3.0359 | 3.0262 | 3.0165 | 3.0069 | 2.9973 | 3.0194 | 3.0418 | 3.0643 | 3.0869 | 3.1098 | 3.1223 | 3.1348 | 3.1474 | 3.1599 | 3.1725 | 3.1827 | 3.193 | 3.2033 | 3.2135 | 3.2238 | 2.0189 | 2.0381 | 2.0574 | 2.0438 | 2.0304 | 2.0239 | 2.0174 | 2.011 | 2.0046 | 1.9982 | 2.013 | 2.0279 | 2.0429 | 2.058 | 2.0732 | 2.0815 | 2.0899 | 2.0983 | 2.1066 | 2.115 | 2.1218 | 2.1287 | 2.1355 | 2.1424 | 2.1492 | 3.0284 | 3.0571 | 3.086 | 3.0657 | 3.0456 | 3.0359 | 3.0262 | 3.0165 | 3.0069 | 2.9973 | 3.0194 | 3.0418 | 3.0643 | 3.0869 | 3.1098 | 3.1223 | 3.1348 | 3.1474 | 3.1599 | 3.1725 | 3.1827 | 3.193 | 3.2033 | 3.2135 | 3.2238 | 0 | 0 | 0 | 0 | 0 | 0 | 0 | 0 | 0 | 0 | 0 | 0 | 0 | 0 | 0 | 0 | 0 | 0 | 0 | 0 | 0 | 0 | 0 | 0 | 0 | 0 | 0 | 0 | 0 | 0 | 0 | 0 | 0 | 0 | 0 | 0 | 0 | 0 | 0 | 0 | 0 | 0 | 0 | 0 | 0 | 0 | 0 | 0 | 0 | 0
117 | 98 | 117,98 | 99712 | Fairbanks | Y | 134 | 65 | 59 | 6 | 1 | 70 | 71 | 1 | 0 | 0 | 72 | 4411 | 1989.3571 | 2023.4648 | 8254 | 0 | 0 | 2110 | 143666 | 8254 | 0.91549 | 64.0845 | 0 | 1 | 0 | 66 | 0.83099 | 58.169 | 59 | 0 | 0.83229 | 58.2601 | 59.0924 | 0 | 0.75824 | 53.0766 | 53.8348 | 0 | 0.92984 | 0 | 53.7218 | 56.3431 | 59.0924 | 61.9759 | 65 | 49.1218 | 51.4243 | 53.8348 | 56.3583 | 59 | 0.8646 | 0.89663 | 0.92984 | 0.96428 | 1 | 65.6018 | 66.2092 | 66.8223 | 66.3829 | 65.9465 | 65.7359 | 65.526 | 65.3167 | 65.1082 | 64.9002 | 65.3803 | 65.8639 | 66.3511 | 66.8419 | 67.3363 | 67.6078 | 67.8792 | 68.1506 | 68.422 | 68.6935 | 68.9159 | 69.1384 | 69.3609 | 69.5834 | 69.8059 | 59.5463 | 60.0976 | 60.654 | 60.2553 | 59.8591 | 59.668 | 59.4774 | 59.2875 | 59.0982 | 58.9095 | 59.3452 | 59.7842 | 60.2264 | 60.6719 | 61.1207 | 61.3671 | 61.6134 | 61.8598 | 62.1062 | 62.3525 | 62.5545 | 62.7564 | 62.9584 | 63.1603 | 63.3623 | 1.0093 | 1.0186 | 1.028 | 1.0213 | 1.0146 | 1.0113 | 1.0081 | 1.0049 | 1.0017 | 0.99847 | 1.0059 | 1.0133 | 1.0208 | 1.0283 | 1.0359 | 1.0401 | 1.0443 | 1.0485 | 1.0526 | 1.0568 | 1.0602 | 1.0637 | 1.0671 | 1.0705 | 1.0739 | 0 | 0 | 0 | 0 | 0 | 0 | 0 | 0 | 0 | 0 | 0 | 0 | 0 | 0 | 0 | 0 | 0 | 0 | 0 | 0 | 0 | 0 | 0 | 0 | 0 | 0 | 0 | 0 | 0 | 0 | 0 | 0 | 0 | 0 | 0 | 0 | 0 | 0 | 0 | 0 | 0 | 0 | 0 | 0 | 0 | 0 | 0 | 0 | 0 | 0
118 | 98 | 118,98 | 99712 | Fairbanks | Y | 148 | 64 | 59 | 5 | 0 | 36 | 36 | 0 | 0 | 0 | 36 | 0 | 2430.3056 | 2430.3056 | 0 | 0 | 0 | 2430.3056 | 87491 | 0 | 0 | 64 | 0 | 0 | 0 | 64 | 0 | 59 | 59 | 0 | 0 | 58.1833 | 58.1833 | 0 | 0 | 53.8348 | 53.8348 | 0 | 0 | 0 | 52.8953 | 55.4763 | 58.1833 | 61.0224 | 64 | 49.1218 | 51.4243 | 53.8348 | 56.3583 | 59 | 0 | 0 | 0 | 0 | 0 | 64.5926 | 65.1906 | 65.7942 | 65.3617 | 64.9319 | 64.7246 | 64.5179 | 64.3119 | 64.1065 | 63.9018 | 64.3745 | 64.8506 | 65.3303 | 65.8136 | 66.3004 | 66.5676 | 66.8349 | 67.1021 | 67.3694 | 67.6366 | 67.8557 | 68.0748 | 68.2938 | 68.5129 | 68.7319 | 59.5463 | 60.0976 | 60.654 | 60.2553 | 59.8591 | 59.668 | 59.4774 | 59.2875 | 59.0982 | 58.9095 | 59.3452 | 59.7842 | 60.2264 | 60.6719 | 61.1207 | 61.3671 | 61.6134 | 61.8598 | 62.1062 | 62.3525 | 62.5545 | 62.7564 | 62.9584 | 63.1603 | 63.3623 | 0 | 0 | 0 | 0 | 0 | 0 | 0 | 0 | 0 | 0 | 0 | 0 | 0 | 0 | 0 | 0 | 0 | 0 | 0 | 0 | 0 | 0 | 0 | 0 | 0 | 0 | 0 | 0 | 0 | 0 | 0 | 0 | 0 | 0 | 0 | 0 | 0 | 0 | 0 | 0 | 0 | 0 | 0 | 0 | 0 | 0 | 0 | 0 | 0 | 0 | 0 | 0 | 0 | 0 | 0 | 0 | 0 | 0 | 0 | 0 | 0 | 0 | 0 | 0 | 0 | 0 | 0 | 0 | 0 | 0 | 0 | 0 | 0 | 0 | 0
119 | 98 | 119,98 | 99712 | - | N | 35 | 13 | 13 | 0 | 0 | 68 | 68 | 2 | 0 | 0 | 70 | 0 | 2283.3529 | 2283.3529 | 1766 | 0 | 0 | 2268.5714 | 155268 | 3532 | 0 | 13 | 0 | 2 | 0 | 15 | 0 | 13 | 13 | 0 | 0 | 11.8185 | 11.8185 | 0 | 0 | 11.8619 | 11.8619 | 0 | 1.8597 | 0 | 10.7444 | 11.2686 | 11.8185 | 12.3952 | 13 | 10.8234 | 11.3308 | 11.8619 | 12.4179 | 13 | 1.7292 | 1.7933 | 1.8597 | 1.9286 | 2 | 13.1204 | 13.2418 | 13.3645 | 13.2766 | 13.1893 | 13.1472 | 13.1052 | 13.0633 | 13.0216 | 12.98 | 13.0761 | 13.1728 | 13.2702 | 13.3684 | 13.4673 | 13.5216 | 13.5758 | 13.6301 | 13.6844 | 13.7387 | 13.7832 | 13.8277 | 13.8722 | 13.9167 | 13.9612 | 13.1204 | 13.2418 | 13.3645 | 13.2766 | 13.1893 | 13.1472 | 13.1052 | 13.0633 | 13.0216 | 12.98 | 13.0761 | 13.1728 | 13.2702 | 13.3684 | 13.4673 | 13.5216 | 13.5758 | 13.6301 | 13.6844 | 13.7387 | 13.7832 | 13.8277 | 13.8722 | 13.9167 | 13.9612 | 2.0185 | 2.0372 | 2.0561 | 2.0426 | 2.0291 | 2.0226 | 2.0162 | 2.0097 | 2.0033 | 1.9969 | 2.0117 | 2.0266 | 2.0416 | 2.0567 | 2.0719 | 2.0802 | 2.0886 | 2.0969 | 2.1053 | 2.1136 | 2.1205 | 2.1273 | 2.1342 | 2.141 | 2.1479 | 0 | 0 | 0 | 0 | 0 | 0 | 0 | 0 | 0 | 0 | 0 | 0 | 0 | 0 | 0 | 0 | 0 | 0 | 0 | 0 | 0 | 0 | 0 | 0 | 0 | 0 | 0 | 0 | 0 | 0 | 0 | 0 | 0 | 0 | 0 | 0 | 0 | 0 | 0 | 0 | 0 | 0 | 0 | 0 | 0 | 0 | 0 | 0 | 0 | 0
120 | 98 | 120,98 | 99712 | - | N | 29 | 15 | 13 | 2 | 0 | 34 | 34 | 0 | 0 | 0 | 34 | 0 | 1493.8824 | 1493.8824 | 0 | 0 | 0 | 1493.8824 | 50792 | 0 | 0 | 15 | 0 | 0 | 0 | 15 | 0 | 13 | 13 | 0 | 0 | 13.6367 | 13.6367 | 0 | 0 | 11.8619 | 11.8619 | 0 | 0 | 0 | 12.3973 | 13.0023 | 13.6367 | 14.3021 | 15 | 10.8234 | 11.3308 | 11.8619 | 12.4179 | 13 | 0 | 0 | 0 | 0 | 0 | 15.1389 | 15.2791 | 15.4205 | 15.3191 | 15.2184 | 15.1698 | 15.1214 | 15.0731 | 15.025 | 14.977 | 15.0878 | 15.1994 | 15.3118 | 15.4251 | 15.5392 | 15.6018 | 15.6644 | 15.7271 | 15.7897 | 15.8523 | 15.9037 | 15.955 | 16.0064 | 16.0577 | 16.109 | 13.1204 | 13.2418 | 13.3645 | 13.2766 | 13.1893 | 13.1472 | 13.1052 | 13.0633 | 13.0216 | 12.98 | 13.0761 | 13.1728 | 13.2702 | 13.3684 | 13.4673 | 13.5216 | 13.5758 | 13.6301 | 13.6844 | 13.7387 | 13.7832 | 13.8277 | 13.8722 | 13.9167 | 13.9612 | 0 | 0 | 0 | 0 | 0 | 0 | 0 | 0 | 0 | 0 | 0 | 0 | 0 | 0 | 0 | 0 | 0 | 0 | 0 | 0 | 0 | 0 | 0 | 0 | 0 | 0 | 0 | 0 | 0 | 0 | 0 | 0 | 0 | 0 | 0 | 0 | 0 | 0 | 0 | 0 | 0 | 0 | 0 | 0 | 0 | 0 | 0 | 0 | 0 | 0 | 0 | 0 | 0 | 0 | 0 | 0 | 0 | 0 | 0 | 0 | 0 | 0 | 0 | 0 | 0 | 0 | 0 | 0 | 0 | 0 | 0 | 0 | 0 | 0 | 0
122 | 98 | 122,98 | 99712 | - | N | 4 | 4 | 3 | 1 | 0 | 28 | 28 | 0 | 0 | 0 | 28 | 0 | 2195.3571 | 2195.3571 | 0 | 0 | 0 | 2195.3571 | 61470 | 0 | 0 | 4 | 0 | 0 | 0 | 4 | 0 | 3 | 3 | 0 | 0 | 3.6365 | 3.6365 | 0 | 0 | 2.7374 | 2.7374 | 0 | 0 | 0 | 3.306 | 3.4673 | 3.6365 | 3.8139 | 4 | 2.4977 | 2.6148 | 2.7374 | 2.8657 | 3 | 0 | 0 | 0 | 0 | 0 | 4.037 | 4.0744 | 4.1121 | 4.0851 | 4.0582 | 4.0453 | 4.0324 | 4.0195 | 4.0067 | 3.9939 | 4.0234 | 4.0532 | 4.0831 | 4.1133 | 4.1438 | 4.1605 | 4.1772 | 4.1939 | 4.2106 | 4.2273 | 4.241 | 4.2547 | 4.2684 | 4.2821 | 4.2957 | 3.0278 | 3.0558 | 3.0841 | 3.0638 | 3.0437 | 3.034 | 3.0243 | 3.0146 | 3.005 | 2.9954 | 3.0176 | 3.0399 | 3.0624 | 3.085 | 3.1078 | 3.1204 | 3.1329 | 3.1454 | 3.1579 | 3.1705 | 3.1807 | 3.191 | 3.2013 | 3.2115 | 3.2218 | 0 | 0 | 0 | 0 | 0 | 0 | 0 | 0 | 0 | 0 | 0 | 0 | 0 | 0 | 0 | 0 | 0 | 0 | 0 | 0 | 0 | 0 | 0 | 0 | 0 | 0 | 0 | 0 | 0 | 0 | 0 | 0 | 0 | 0 | 0 | 0 | 0 | 0 | 0 | 0 | 0 | 0 | 0 | 0 | 0 | 0 | 0 | 0 | 0 | 0 | 0 | 0 | 0 | 0 | 0 | 0 | 0 | 0 | 0 | 0 | 0 | 0 | 0 | 0 | 0 | 0 | 0 | 0 | 0 | 0 | 0 | 0 | 0 | 0 | 0
124 | 98 | 124,98 | 99712 | - | N | 62 | 24 | 22 | 2 | 0 | 30 | 30 | 2 | 0 | 0 | 32 | 0 | 2037.8 | 2037.8 | 3155 | 0 | 0 | 2107.625 | 61134 | 6310 | 0 | 24 | 0 | 2 | 0 | 26 | 0 | 22 | 22 | 0 | 0 | 21.8187 | 21.8187 | 0 | 0 | 20.074 | 20.074 | 0 | 1.8597 | 0 | 19.8357 | 20.8036 | 21.8187 | 22.8834 | 24 | 18.3166 | 19.1752 | 20.074 | 21.0149 | 22 | 1.7292 | 1.7933 | 1.8597 | 1.9286 | 2 | 24.2222 | 24.4465 | 24.6728 | 24.5106 | 24.3495 | 24.2717 | 24.1942 | 24.1169 | 24.0399 | 23.9632 | 24.1404 | 24.319 | 24.4989 | 24.6801 | 24.8627 | 24.9629 | 25.0631 | 25.1633 | 25.2635 | 25.3637 | 25.4459 | 25.528 | 25.6102 | 25.6923 | 25.7745 | 22.2037 | 22.4093 | 22.6168 | 22.4681 | 22.3203 | 22.2491 | 22.178 | 22.1072 | 22.0366 | 21.9662 | 22.1287 | 22.2924 | 22.4573 | 22.6234 | 22.7908 | 22.8826 | 22.9745 | 23.0664 | 23.1582 | 23.2501 | 23.3254 | 23.4007 | 23.476 | 23.5513 | 23.6266 | 2.0185 | 2.0372 | 2.0561 | 2.0426 | 2.0291 | 2.0226 | 2.0162 | 2.0097 | 2.0033 | 1.9969 | 2.0117 | 2.0266 | 2.0416 | 2.0567 | 2.0719 | 2.0802 | 2.0886 | 2.0969 | 2.1053 | 2.1136 | 2.1205 | 2.1273 | 2.1342 | 2.141 | 2.1479 | 0 | 0 | 0 | 0 | 0 | 0 | 0 | 0 | 0 | 0 | 0 | 0 | 0 | 0 | 0 | 0 | 0 | 0 | 0 | 0 | 0 | 0 | 0 | 0 | 0 | 0 | 0 | 0 | 0 | 0 | 0 | 0 | 0 | 0 | 0 | 0 | 0 | 0 | 0 | 0 | 0 | 0 | 0 | 0 | 0 | 0 | 0 | 0 | 0 | 0
125 | 98 | 125,98 | 99712 | - | N | 35 | 13 | 12 | 1 | 0 | 35 | 35 | 1 | 0 | 0 | 36 | 0 | 2181.2571 | 2181.2571 | 6870 | 0 | 0 | 2311.5 | 76344 | 6870 | 0 | 13 | 0 | 1 | 0 | 14 | 0 | 12 | 12 | 0 | 0 | 11.8185 | 11.8185 | 0 | 0 | 10.9494 | 10.9494 | 0 | 0.92984 | 0 | 10.7444 | 11.2686 | 11.8185 | 12.3952 | 13 | 9.9909 | 10.4592 | 10.9494 | 11.4627 | 12 | 0.8646 | 0.89663 | 0.92984 | 0.96428 | 1 | 13.1204 | 13.2418 | 13.3645 | 13.2766 | 13.1893 | 13.1472 | 13.1052 | 13.0633 | 13.0216 | 12.98 | 13.0761 | 13.1728 | 13.2702 | 13.3684 | 13.4673 | 13.5216 | 13.5758 | 13.6301 | 13.6844 | 13.7387 | 13.7832 | 13.8277 | 13.8722 | 13.9167 | 13.9612 | 12.1111 | 12.2232 | 12.3364 | 12.2553 | 12.1747 | 12.1359 | 12.0971 | 12.0585 | 12.02 | 11.9816 | 12.0702 | 12.1595 | 12.2494 | 12.34 | 12.4313 | 12.4814 | 12.5315 | 12.5817 | 12.6318 | 12.6819 | 12.7229 | 12.764 | 12.8051 | 12.8462 | 12.8872 | 1.0093 | 1.0186 | 1.028 | 1.0213 | 1.0146 | 1.0113 | 1.0081 | 1.0049 | 1.0017 | 0.99847 | 1.0059 | 1.0133 | 1.0208 | 1.0283 | 1.0359 | 1.0401 | 1.0443 | 1.0485 | 1.0526 | 1.0568 | 1.0602 | 1.0637 | 1.0671 | 1.0705 | 1.0739 | 0 | 0 | 0 | 0 | 0 | 0 | 0 | 0 | 0 | 0 | 0 | 0 | 0 | 0 | 0 | 0 | 0 | 0 | 0 | 0 | 0 | 0 | 0 | 0 | 0 | 0 | 0 | 0 | 0 | 0 | 0 | 0 | 0 | 0 | 0 | 0 | 0 | 0 | 0 | 0 | 0 | 0 | 0 | 0 | 0 | 0 | 0 | 0 | 0 | 0
128 | 98 | 128,98 | 99712 | - | N | 24 | 12 | 10 | 2 | 0 | 0 | 0 | 0 | 0 | 0 | 0 | 0 | 834.495 | 834.495 | 1408.3846 | 0 | 0 | 1365.174 | 0 | 0 | 0.27495 | 11.7095 | 0.015593 | 0 | 0 | 12 | 0.22912 | 9.7579 | 9.987 | 0.012994 | 0.24996 | 10.6452 | 10.8952 | 0.014175 | 0.20906 | 8.9036 | 9.1127 | 0.011856 | 0 | 0 | 9.905 | 10.3883 | 10.8952 | 11.4268 | 11.9844 | 8.3149 | 8.7047 | 9.1127 | 9.5398 | 9.987 | 0 | 0 | 0 | 0 | 0 | 12.1361 | 12.2897 | 12.4453 | 12.3635 | 12.2822 | 12.243 | 12.2039 | 12.1649 | 12.126 | 12.0873 | 12.1767 | 12.2668 | 12.3575 | 12.4489 | 12.541 | 12.5916 | 12.6421 | 12.6927 | 12.7432 | 12.7938 | 12.8352 | 12.8767 | 12.9181 | 12.9595 | 13.001 | 10.1134 | 10.2414 | 10.3711 | 10.3029 | 10.2351 | 10.2025 | 10.1699 | 10.1374 | 10.105 | 10.0728 | 10.1473 | 10.2223 | 10.2979 | 10.3741 | 10.4509 | 10.493 | 10.5351 | 10.5772 | 10.6194 | 10.6615 | 10.696 | 10.7305 | 10.7651 | 10.7996 | 10.8341 | 0 | 0 | 0 | 0 | 0 | 0 | 0 | 0 | 0 | 0 | 0 | 0 | 0 | 0 | 0 | 0 | 0 | 0 | 0 | 0 | 0 | 0 | 0 | 0 | 0 | 0.01579 | 0.01599 | 0.016192 | 0.016086 | 0.01598 | 0.015929 | 0.015878 | 0.015827 | 0.015777 | 0.015726 | 0.015843 | 0.01596 | 0.016078 | 0.016197 | 0.016317 | 0.016382 | 0.016448 | 0.016514 | 0.01658 | 0.016646 | 0.016699 | 0.016753 | 0.016807 | 0.016861 | 0.016915 | 0 | 0 | 0 | 0 | 0 | 0 | 0 | 0 | 0 | 0 | 0 | 0 | 0 | 0 | 0 | 0 | 0 | 0 | 0 | 0 | 0 | 0 | 0 | 0 | 0
131 | 98 | 131,98 | 99712 | - | N | 289 | 138 | 122 | 16 | 0 | 5 | 5 | 0 | 0 | 0 | 5 | 0 | 2245.6 | 2245.6 | 0 | 0 | 0 | 2245.6 | 11228 | 0 | 0 | 138 | 0 | 0 | 0 | 138 | 0 | 122 | 122 | 0 | 0 | 125.4578 | 125.4578 | 0 | 0 | 111.3194 | 111.3194 | 0 | 0 | 0 | 114.0554 | 119.6208 | 125.4578 | 131.5795 | 138 | 101.5738 | 106.335 | 111.3194 | 116.5374 | 122 | 0 | 0 | 0 | 0 | 0 | 139.7468 | 141.5157 | 143.3069 | 142.3647 | 141.4288 | 140.9771 | 140.5269 | 140.0782 | 139.6309 | 139.185 | 140.2145 | 141.2517 | 142.2965 | 143.3491 | 144.4095 | 144.9915 | 145.5736 | 146.1557 | 146.7378 | 147.3199 | 147.797 | 148.2742 | 148.7513 | 149.2285 | 149.7056 | 123.5442 | 125.108 | 126.6916 | 125.8587 | 125.0312 | 124.632 | 124.234 | 123.8373 | 123.4418 | 123.0476 | 123.9578 | 124.8747 | 125.7984 | 126.7289 | 127.6663 | 128.1809 | 128.6955 | 129.2101 | 129.7247 | 130.2393 | 130.6611 | 131.083 | 131.5048 | 131.9266 | 132.3484 | 0 | 0 | 0 | 0 | 0 | 0 | 0 | 0 | 0 | 0 | 0 | 0 | 0 | 0 | 0 | 0 | 0 | 0 | 0 | 0 | 0 | 0 | 0 | 0 | 0 | 0 | 0 | 0 | 0 | 0 | 0 | 0 | 0 | 0 | 0 | 0 | 0 | 0 | 0 | 0 | 0 | 0 | 0 | 0 | 0 | 0 | 0 | 0 | 0 | 0 | 0 | 0 | 0 | 0 | 0 | 0 | 0 | 0 | 0 | 0 | 0 | 0 | 0 | 0 | 0 | 0 | 0 | 0 | 0 | 0 | 0 | 0 | 0 | 0 | 0
141 | 98 | 141,98 | 99712 | - | N | 10 | 6 | 4 | 2 | 0 | 3 | 3 | 0 | 0 | 0 | 3 | 0 | 1969.3333 | 1969.3333 | 0 | 0 | 0 | 1969.3333 | 5908 | 0 | 0 | 6 | 0 | 0 | 0 | 6 | 0 | 4 | 4 | 0 | 0 | 5.4547 | 5.4547 | 0 | 0 | 3.6498 | 3.6498 | 0 | 0 | 0 | 4.9589 | 5.2009 | 5.4547 | 5.7208 | 6 | 3.3303 | 3.4864 | 3.6498 | 3.8209 | 4 | 0 | 0 | 0 | 0 | 0 | 6.0759 | 6.1529 | 6.2307 | 6.1898 | 6.1491 | 6.1294 | 6.1099 | 6.0904 | 6.0709 | 6.0515 | 6.0963 | 6.1414 | 6.1868 | 6.2326 | 6.2787 | 6.304 | 6.3293 | 6.3546 | 6.3799 | 6.4052 | 6.426 | 6.4467 | 6.4674 | 6.4882 | 6.5089 | 4.0506 | 4.1019 | 4.1538 | 4.1265 | 4.0994 | 4.0863 | 4.0732 | 4.0602 | 4.0473 | 4.0343 | 4.0642 | 4.0943 | 4.1245 | 4.155 | 4.1858 | 4.2027 | 4.2195 | 4.2364 | 4.2533 | 4.2701 | 4.284 | 4.2978 | 4.3116 | 4.3255 | 4.3393 | 0 | 0 | 0 | 0 | 0 | 0 | 0 | 0 | 0 | 0 | 0 | 0 | 0 | 0 | 0 | 0 | 0 | 0 | 0 | 0 | 0 | 0 | 0 | 0 | 0 | 0 | 0 | 0 | 0 | 0 | 0 | 0 | 0 | 0 | 0 | 0 | 0 | 0 | 0 | 0 | 0 | 0 | 0 | 0 | 0 | 0 | 0 | 0 | 0 | 0 | 0 | 0 | 0 | 0 | 0 | 0 | 0 | 0 | 0 | 0 | 0 | 0 | 0 | 0 | 0 | 0 | 0 | 0 | 0 | 0 | 0 | 0 | 0 | 0 | 0
90 | 99 | 90,99 | 99709 | - | N | 8 | 5 | 3 | 2 | 0 | 8 | 8 | 0 | 0 | 0 | 8 | 0 | 1087.375 | 1087.375 | 0 | 0 | 0 | 1087.375 | 8699 | 0 | 0 | 5 | 0 | 0 | 0 | 5 | 0 | 3 | 3 | 0 | 0 | 4.7608 | 4.7608 | 0 | 0 | 2.8619 | 2.8619 | 0 | 0 | 0 | 4.533 | 4.6455 | 4.7608 | 4.8789 | 5 | 2.7301 | 2.7952 | 2.8619 | 2.9301 | 3 | 0 | 0 | 0 | 0 | 0 | 5.0256 | 5.0514 | 5.0772 | 5.0439 | 5.0107 | 4.9947 | 4.9787 | 4.9628 | 4.947 | 4.9312 | 4.9677 | 5.0044 | 5.0414 | 5.0787 | 5.1163 | 5.1369 | 5.1575 | 5.1782 | 5.1988 | 5.2194 | 5.2363 | 5.2532 | 5.2701 | 5.287 | 5.3039 | 3.0154 | 3.0308 | 3.0463 | 3.0263 | 3.0064 | 2.9968 | 2.9872 | 2.9777 | 2.9682 | 2.9587 | 2.9806 | 3.0027 | 3.0249 | 3.0472 | 3.0698 | 3.0822 | 3.0945 | 3.1069 | 3.1193 | 3.1316 | 3.1418 | 3.1519 | 3.1621 | 3.1722 | 3.1824 | 0 | 0 | 0 | 0 | 0 | 0 | 0 | 0 | 0 | 0 | 0 | 0 | 0 | 0 | 0 | 0 | 0 | 0 | 0 | 0 | 0 | 0 | 0 | 0 | 0 | 0 | 0 | 0 | 0 | 0 | 0 | 0 | 0 | 0 | 0 | 0 | 0 | 0 | 0 | 0 | 0 | 0 | 0 | 0 | 0 | 0 | 0 | 0 | 0 | 0 | 0 | 0 | 0 | 0 | 0 | 0 | 0 | 0 | 0 | 0 | 0 | 0 | 0 | 0 | 0 | 0 | 0 | 0 | 0 | 0 | 0 | 0 | 0 | 0 | 0
92 | 99 | 92,99 | 99709 | - | N | 5 | 3 | 3 | 0 | 0 | 2 | 2 | 0 | 0 | 0 | 2 | 0 | 400 | 400 | 0 | 0 | 0 | 400 | 800 | 0 | 0 | 3 | 0 | 0 | 0 | 3 | 0 | 3 | 3 | 0 | 0 | 2.8565 | 2.8565 | 0 | 0 | 2.8619 | 2.8619 | 0 | 0 | 0 | 2.7198 | 2.7873 | 2.8565 | 2.9274 | 3 | 2.7301 | 2.7952 | 2.8619 | 2.9301 | 3 | 0 | 0 | 0 | 0 | 0 | 3.0154 | 3.0308 | 3.0463 | 3.0263 | 3.0064 | 2.9968 | 2.9872 | 2.9777 | 2.9682 | 2.9587 | 2.9806 | 3.0027 | 3.0249 | 3.0472 | 3.0698 | 3.0822 | 3.0945 | 3.1069 | 3.1193 | 3.1316 | 3.1418 | 3.1519 | 3.1621 | 3.1722 | 3.1824 | 3.0154 | 3.0308 | 3.0463 | 3.0263 | 3.0064 | 2.9968 | 2.9872 | 2.9777 | 2.9682 | 2.9587 | 2.9806 | 3.0027 | 3.0249 | 3.0472 | 3.0698 | 3.0822 | 3.0945 | 3.1069 | 3.1193 | 3.1316 | 3.1418 | 3.1519 | 3.1621 | 3.1722 | 3.1824 | 0 | 0 | 0 | 0 | 0 | 0 | 0 | 0 | 0 | 0 | 0 | 0 | 0 | 0 | 0 | 0 | 0 | 0 | 0 | 0 | 0 | 0 | 0 | 0 | 0 | 0 | 0 | 0 | 0 | 0 | 0 | 0 | 0 | 0 | 0 | 0 | 0 | 0 | 0 | 0 | 0 | 0 | 0 | 0 | 0 | 0 | 0 | 0 | 0 | 0 | 0 | 0 | 0 | 0 | 0 | 0 | 0 | 0 | 0 | 0 | 0 | 0 | 0 | 0 | 0 | 0 | 0 | 0 | 0 | 0 | 0 | 0 | 0 | 0 | 0
101 | 99 | 101,99 | 99709 | Fairbanks | Y | 123 | 64 | 52 | 12 | 1 | 41 | 42 | 1 | 0 | 0 | 43 | 3096 | 1164.2439 | 1210.2381 | 960 | 0 | 0 | 1204.4186 | 50830 | 960 | 1.5238 | 62.4762 | 0 | 1 | 0 | 65 | 1.2381 | 50.7619 | 52 | 0 | 1.4509 | 59.4872 | 60.9381 | 0 | 1.1811 | 48.4246 | 49.6056 | 0 | 0.95967 | 0 | 58.0228 | 59.4626 | 60.9381 | 62.4503 | 64 | 47.3215 | 48.4501 | 49.6056 | 50.7887 | 52 | 0.92096 | 0.94011 | 0.95967 | 0.97963 | 1 | 64.3278 | 64.6574 | 64.9886 | 64.5613 | 64.1369 | 63.932 | 63.7279 | 63.5244 | 63.3215 | 63.1193 | 63.5862 | 64.0566 | 64.5304 | 65.0077 | 65.4886 | 65.7526 | 66.0165 | 66.2805 | 66.5445 | 66.8084 | 67.0248 | 67.2412 | 67.4576 | 67.674 | 67.8903 | 52.2664 | 52.5341 | 52.8032 | 52.4561 | 52.1112 | 51.9448 | 51.7789 | 51.6136 | 51.4487 | 51.2845 | 51.6638 | 52.046 | 52.4309 | 52.8188 | 53.2095 | 53.4239 | 53.6384 | 53.8529 | 54.0674 | 54.2819 | 54.4577 | 54.6335 | 54.8093 | 54.9851 | 55.1609 | 1.0051 | 1.0103 | 1.0154 | 1.0088 | 1.0021 | 0.99894 | 0.99575 | 0.99257 | 0.9894 | 0.98624 | 0.99353 | 1.0009 | 1.0083 | 1.0157 | 1.0233 | 1.0274 | 1.0315 | 1.0356 | 1.0398 | 1.0439 | 1.0473 | 1.0506 | 1.054 | 1.0574 | 1.0608 | 0 | 0 | 0 | 0 | 0 | 0 | 0 | 0 | 0 | 0 | 0 | 0 | 0 | 0 | 0 | 0 | 0 | 0 | 0 | 0 | 0 | 0 | 0 | 0 | 0 | 0 | 0 | 0 | 0 | 0 | 0 | 0 | 0 | 0 | 0 | 0 | 0 | 0 | 0 | 0 | 0 | 0 | 0 | 0 | 0 | 0 | 0 | 0 | 0 | 0
102 | 99 | 102,99 | 99709 | Fairbanks | Y | 87 | 59 | 46 | 13 | 1 | 6 | 7 | 0 | 0 | 0 | 7 | 5438 | 914.1667 | 1560.4286 | 0 | 0 | 0 | 1560.4286 | 10923 | 0 | 8.4286 | 50.5714 | 0 | 0 | 0 | 59 | 6.5714 | 39.4286 | 46 | 0 | 8.0253 | 48.152 | 56.1773 | 0 | 6.2688 | 37.6131 | 43.8819 | 0 | 0 | 0 | 53.4897 | 54.8171 | 56.1773 | 57.5714 | 59 | 41.8614 | 42.8597 | 43.8819 | 44.9285 | 46 | 0 | 0 | 0 | 0 | 0 | 59.3022 | 59.606 | 59.9114 | 59.5175 | 59.1262 | 58.9374 | 58.7492 | 58.5615 | 58.3745 | 58.1881 | 58.6185 | 59.0521 | 59.489 | 59.929 | 60.3723 | 60.6156 | 60.859 | 61.1023 | 61.3457 | 61.589 | 61.7885 | 61.988 | 62.1875 | 62.3869 | 62.5864 | 46.2356 | 46.4725 | 46.7106 | 46.4034 | 46.0984 | 45.9512 | 45.8044 | 45.6582 | 45.5124 | 45.367 | 45.7026 | 46.0407 | 46.3812 | 46.7243 | 47.0699 | 47.2596 | 47.4494 | 47.6391 | 47.8288 | 48.0186 | 48.1741 | 48.3296 | 48.4851 | 48.6407 | 48.7962 | 0 | 0 | 0 | 0 | 0 | 0 | 0 | 0 | 0 | 0 | 0 | 0 | 0 | 0 | 0 | 0 | 0 | 0 | 0 | 0 | 0 | 0 | 0 | 0 | 0 | 0 | 0 | 0 | 0 | 0 | 0 | 0 | 0 | 0 | 0 | 0 | 0 | 0 | 0 | 0 | 0 | 0 | 0 | 0 | 0 | 0 | 0 | 0 | 0 | 0 | 0 | 0 | 0 | 0 | 0 | 0 | 0 | 0 | 0 | 0 | 0 | 0 | 0 | 0 | 0 | 0 | 0 | 0 | 0 | 0 | 0 | 0 | 0 | 0 | 0
103 | 99 | 103,99 | 99709 | Fairbanks | Y | 66 | 36 | 25 | 11 | 0 | 38 | 38 | 1 | 0 | 0 | 39 | 0 | 1025.4737 | 1025.4737 | 640 | 0 | 0 | 1015.5897 | 38968 | 640 | 0 | 36 | 0 | 1 | 0 | 37 | 0 | 25 | 25 | 0 | 0 | 34.2777 | 34.2777 | 0 | 0 | 23.8489 | 23.8489 | 0 | 0.95967 | 0 | 32.6378 | 33.4477 | 34.2777 | 35.1283 | 36 | 22.7507 | 23.2933 | 23.8489 | 24.4177 | 25 | 0.92096 | 0.94011 | 0.95967 | 0.97963 | 1 | 36.1844 | 36.3698 | 36.5561 | 36.3157 | 36.077 | 35.9618 | 35.8469 | 35.7325 | 35.6184 | 35.5046 | 35.7672 | 36.0318 | 36.2983 | 36.5668 | 36.8373 | 36.9858 | 37.1343 | 37.2828 | 37.4313 | 37.5797 | 37.7015 | 37.8232 | 37.9449 | 38.0666 | 38.1883 | 25.1281 | 25.2568 | 25.3862 | 25.2193 | 25.0535 | 24.9735 | 24.8937 | 24.8142 | 24.735 | 24.656 | 24.8384 | 25.0221 | 25.2072 | 25.3936 | 25.5815 | 25.6846 | 25.7877 | 25.8908 | 25.9939 | 26.097 | 26.1816 | 26.2661 | 26.3506 | 26.4351 | 26.5197 | 1.0051 | 1.0103 | 1.0154 | 1.0088 | 1.0021 | 0.99894 | 0.99575 | 0.99257 | 0.9894 | 0.98624 | 0.99353 | 1.0009 | 1.0083 | 1.0157 | 1.0233 | 1.0274 | 1.0315 | 1.0356 | 1.0398 | 1.0439 | 1.0473 | 1.0506 | 1.054 | 1.0574 | 1.0608 | 0 | 0 | 0 | 0 | 0 | 0 | 0 | 0 | 0 | 0 | 0 | 0 | 0 | 0 | 0 | 0 | 0 | 0 | 0 | 0 | 0 | 0 | 0 | 0 | 0 | 0 | 0 | 0 | 0 | 0 | 0 | 0 | 0 | 0 | 0 | 0 | 0 | 0 | 0 | 0 | 0 | 0 | 0 | 0 | 0 | 0 | 0 | 0 | 0 | 0
104 | 99 | 104,99 | 99709 | Fairbanks | Y | 191 | 109 | 103 | 6 | 0 | 30 | 30 | 0 | 0 | 0 | 30 | 0 | 1000.6 | 1000.6 | 0 | 0 | 0 | 1000.6 | 30018 | 0 | 0 | 109 | 0 | 0 | 0 | 109 | 0 | 103 | 103 | 0 | 0 | 103.7853 | 103.7853 | 0 | 0 | 98.2573 | 98.2573 | 0 | 0 | 0 | 98.82 | 101.2722 | 103.7853 | 106.3607 | 109 | 93.733 | 95.9685 | 98.2573 | 100.6007 | 103 | 0 | 0 | 0 | 0 | 0 | 109.5584 | 110.1196 | 110.6837 | 109.956 | 109.2331 | 108.8843 | 108.5366 | 108.19 | 107.8445 | 107.5001 | 108.2953 | 109.0963 | 109.9033 | 110.7163 | 111.5352 | 111.9848 | 112.4344 | 112.884 | 113.3335 | 113.7831 | 114.1516 | 114.5202 | 114.8887 | 115.2572 | 115.6257 | 103.5276 | 104.058 | 104.591 | 103.9034 | 103.2203 | 102.8906 | 102.5621 | 102.2346 | 101.9081 | 101.5827 | 102.3341 | 103.091 | 103.8536 | 104.6218 | 105.3957 | 105.8205 | 106.2453 | 106.6702 | 107.095 | 107.5198 | 107.8681 | 108.2163 | 108.5645 | 108.9128 | 109.261 | 0 | 0 | 0 | 0 | 0 | 0 | 0 | 0 | 0 | 0 | 0 | 0 | 0 | 0 | 0 | 0 | 0 | 0 | 0 | 0 | 0 | 0 | 0 | 0 | 0 | 0 | 0 | 0 | 0 | 0 | 0 | 0 | 0 | 0 | 0 | 0 | 0 | 0 | 0 | 0 | 0 | 0 | 0 | 0 | 0 | 0 | 0 | 0 | 0 | 0 | 0 | 0 | 0 | 0 | 0 | 0 | 0 | 0 | 0 | 0 | 0 | 0 | 0 | 0 | 0 | 0 | 0 | 0 | 0 | 0 | 0 | 0 | 0 | 0 | 0
105 | 99 | 105,99 | 99709 | Fairbanks | Y | 6 | 4 | 4 | 0 | 0 | 32 | 32 | 0 | 0 | 0 | 32 | 0 | 2286.0938 | 2286.0938 | 0 | 0 | 0 | 2286.0938 | 73155 | 0 | 0 | 4 | 0 | 0 | 0 | 4 | 0 | 4 | 4 | 0 | 0 | 3.8086 | 3.8086 | 0 | 0 | 3.8158 | 3.8158 | 0 | 0 | 0 | 3.6264 | 3.7164 | 3.8086 | 3.9031 | 4 | 3.6401 | 3.7269 | 3.8158 | 3.9068 | 4 | 0 | 0 | 0 | 0 | 0 | 4.0869 | 4.1758 | 4.2665 | 4.2385 | 4.2106 | 4.1972 | 4.1838 | 4.1704 | 4.1571 | 4.1438 | 4.1745 | 4.2053 | 4.2364 | 4.2678 | 4.2994 | 4.3167 | 4.334 | 4.3513 | 4.3687 | 4.386 | 4.4002 | 4.4144 | 4.4286 | 4.4428 | 4.457 | 4.0869 | 4.1758 | 4.2665 | 4.2385 | 4.2106 | 4.1972 | 4.1838 | 4.1704 | 4.1571 | 4.1438 | 4.1745 | 4.2053 | 4.2364 | 4.2678 | 4.2994 | 4.3167 | 4.334 | 4.3513 | 4.3687 | 4.386 | 4.4002 | 4.4144 | 4.4286 | 4.4428 | 4.457 | 0 | 0 | 0 | 0 | 0 | 0 | 0 | 0 | 0 | 0 | 0 | 0 | 0 | 0 | 0 | 0 | 0 | 0 | 0 | 0 | 0 | 0 | 0 | 0 | 0 | 0 | 0 | 0 | 0 | 0 | 0 | 0 | 0 | 0 | 0 | 0 | 0 | 0 | 0 | 0 | 0 | 0 | 0 | 0 | 0 | 0 | 0 | 0 | 0 | 0 | 0 | 0 | 0 | 0 | 0 | 0 | 0 | 0 | 0 | 0 | 0 | 0 | 0 | 0 | 0 | 0 | 0 | 0 | 0 | 0 | 0 | 0 | 0 | 0 | 0
106 | 99 | 106,99 | 99709 | Fairbanks | Y | 31 | 15 | 15 | 0 | 1 | 74 | 75 | 0 | 0 | 0 | 75 | 3378 | 2221.8784 | 2237.2933 | 0 | 0 | 0 | 2237.2933 | 167797 | 0 | 0.2 | 14.8 | 0 | 0 | 0 | 15 | 0.2 | 14.8 | 15 | 0 | 0.19043 | 14.0919 | 14.2824 | 0 | 0.19079 | 14.1185 | 14.3093 | 0 | 0 | 0 | 13.5991 | 13.9365 | 14.2824 | 14.6368 | 15 | 13.6504 | 13.976 | 14.3093 | 14.6506 | 15 | 0 | 0 | 0 | 0 | 0 | 15.1585 | 15.3186 | 15.4805 | 15.3787 | 15.2776 | 15.2288 | 15.1802 | 15.1317 | 15.0834 | 15.0352 | 15.1464 | 15.2585 | 15.3713 | 15.485 | 15.5996 | 15.6624 | 15.7253 | 15.7882 | 15.8511 | 15.914 | 15.9655 | 16.017 | 16.0686 | 16.1201 | 16.1717 | 15.1585 | 15.3186 | 15.4805 | 15.3787 | 15.2776 | 15.2288 | 15.1802 | 15.1317 | 15.0834 | 15.0352 | 15.1464 | 15.2585 | 15.3713 | 15.485 | 15.5996 | 15.6624 | 15.7253 | 15.7882 | 15.8511 | 15.914 | 15.9655 | 16.017 | 16.0686 | 16.1201 | 16.1717 | 0 | 0 | 0 | 0 | 0 | 0 | 0 | 0 | 0 | 0 | 0 | 0 | 0 | 0 | 0 | 0 | 0 | 0 | 0 | 0 | 0 | 0 | 0 | 0 | 0 | 0 | 0 | 0 | 0 | 0 | 0 | 0 | 0 | 0 | 0 | 0 | 0 | 0 | 0 | 0 | 0 | 0 | 0 | 0 | 0 | 0 | 0 | 0 | 0 | 0 | 0 | 0 | 0 | 0 | 0 | 0 | 0 | 0 | 0 | 0 | 0 | 0 | 0 | 0 | 0 | 0 | 0 | 0 | 0 | 0 | 0 | 0 | 0 | 0 | 0
107 | 99 | 107,99 | 99709 | Fairbanks | Y | 1144 | 473 | 445 | 28 | 0 | 57 | 57 | 0 | 0 | 0 | 57 | 0 | 2519.5439 | 2519.5439 | 0 | 0 | 0 | 2519.5439 | 143614 | 0 | 0 | 473 | 0 | 0 | 0 | 473 | 0 | 445 | 445 | 0 | 0 | 450.3709 | 450.3709 | 0 | 0 | 424.5098 | 424.5098 | 0 | 0 | 0 | 428.8245 | 439.4657 | 450.3709 | 461.5468 | 473 | 404.9631 | 414.6213 | 424.5098 | 434.6342 | 445 | 0 | 0 | 0 | 0 | 0 | 477.9973 | 483.0473 | 488.1508 | 484.9414 | 481.7531 | 480.2147 | 478.6812 | 477.1527 | 475.629 | 474.1101 | 477.6171 | 481.15 | 484.7091 | 488.2944 | 491.9063 | 493.8891 | 495.8719 | 497.8547 | 499.8375 | 501.8203 | 503.4456 | 505.0709 | 506.6962 | 508.3215 | 509.9468 | 449.7015 | 454.4526 | 459.2539 | 456.2345 | 453.235 | 451.7876 | 450.3449 | 448.9068 | 447.4733 | 446.0444 | 449.3438 | 452.6676 | 456.0159 | 459.3891 | 462.7872 | 464.6526 | 466.518 | 468.3834 | 470.2488 | 472.1142 | 473.6433 | 475.1724 | 476.7015 | 478.2305 | 479.7596 | 0 | 0 | 0 | 0 | 0 | 0 | 0 | 0 | 0 | 0 | 0 | 0 | 0 | 0 | 0 | 0 | 0 | 0 | 0 | 0 | 0 | 0 | 0 | 0 | 0 | 0 | 0 | 0 | 0 | 0 | 0 | 0 | 0 | 0 | 0 | 0 | 0 | 0 | 0 | 0 | 0 | 0 | 0 | 0 | 0 | 0 | 0 | 0 | 0 | 0 | 0 | 0 | 0 | 0 | 0 | 0 | 0 | 0 | 0 | 0 | 0 | 0 | 0 | 0 | 0 | 0 | 0 | 0 | 0 | 0 | 0 | 0 | 0 | 0 | 0
108 | 99 | 108,99 | 99709 | Fairbanks | Y | 262 | 130 | 121 | 9 | 0 | 121 | 121 | 0 | 0 | 0 | 121 | 0 | 1808.7603 | 1808.7603 | 0 | 0 | 0 | 1808.7603 | 218860 | 0 | 0 | 130 | 0 | 0 | 0 | 130 | 0 | 121 | 121 | 0 | 0 | 123.7806 | 123.7806 | 0 | 0 | 115.4285 | 115.4285 | 0 | 0 | 0 | 117.8587 | 120.7834 | 123.7806 | 126.8522 | 130 | 110.1136 | 112.7397 | 115.4285 | 118.1814 | 121 | 0 | 0 | 0 | 0 | 0 | 131.3735 | 132.7614 | 134.1641 | 133.282 | 132.4057 | 131.9829 | 131.5614 | 131.1413 | 130.7225 | 130.3051 | 131.269 | 132.24 | 133.2181 | 134.2035 | 135.1962 | 135.7412 | 136.2861 | 136.8311 | 137.3761 | 137.921 | 138.3677 | 138.8144 | 139.2611 | 139.7078 | 140.1545 | 122.2784 | 123.5703 | 124.8758 | 124.0548 | 123.2392 | 122.8456 | 122.4533 | 122.0623 | 121.6725 | 121.284 | 122.1811 | 123.0849 | 123.9953 | 124.9125 | 125.8365 | 126.3437 | 126.851 | 127.3582 | 127.8654 | 128.3726 | 128.7884 | 129.2042 | 129.6199 | 130.0357 | 130.4515 | 0 | 0 | 0 | 0 | 0 | 0 | 0 | 0 | 0 | 0 | 0 | 0 | 0 | 0 | 0 | 0 | 0 | 0 | 0 | 0 | 0 | 0 | 0 | 0 | 0 | 0 | 0 | 0 | 0 | 0 | 0 | 0 | 0 | 0 | 0 | 0 | 0 | 0 | 0 | 0 | 0 | 0 | 0 | 0 | 0 | 0 | 0 | 0 | 0 | 0 | 0 | 0 | 0 | 0 | 0 | 0 | 0 | 0 | 0 | 0 | 0 | 0 | 0 | 0 | 0 | 0 | 0 | 0 | 0 | 0 | 0 | 0 | 0 | 0 | 0
109 | 99 | 109,99 | 99712 | Fairbanks | Y | 178 | 89 | 77 | 12 | 0 | 134 | 134 | 3 | 0 | 0 | 137 | 0 | 2028.2388 | 2028.2388 | 4921.6667 | 0 | 0 | 2091.5985 | 271784 | 14765 | 0 | 89 | 0 | 3 | 0 | 92 | 0 | 77 | 77 | 0 | 0 | 80.9112 | 80.9112 | 0 | 0 | 70.259 | 70.259 | 0 | 2.7895 | 0 | 73.5575 | 77.1468 | 80.9112 | 84.8593 | 89 | 64.1081 | 67.1131 | 70.259 | 73.5523 | 77 | 2.5938 | 2.6899 | 2.7895 | 2.8928 | 3 | 91.1821 | 93.4176 | 95.708 | 95.0788 | 94.4537 | 94.1521 | 93.8514 | 93.5517 | 93.253 | 92.9552 | 93.6428 | 94.3354 | 95.0332 | 95.7362 | 96.4443 | 96.8331 | 97.2218 | 97.6106 | 97.9993 | 98.3881 | 98.7068 | 99.0254 | 99.3441 | 99.6627 | 99.9814 | 78.8879 | 80.822 | 82.8036 | 82.2592 | 81.7184 | 81.4574 | 81.1973 | 80.938 | 80.6795 | 80.4219 | 81.0168 | 81.6161 | 82.2198 | 82.8279 | 83.4406 | 83.777 | 84.1133 | 84.4496 | 84.786 | 85.1223 | 85.398 | 85.6737 | 85.9494 | 86.2251 | 86.5008 | 3.0736 | 3.1489 | 3.2261 | 3.2049 | 3.1838 | 3.1737 | 3.1635 | 3.1534 | 3.1434 | 3.1333 | 3.1565 | 3.1798 | 3.2034 | 3.2271 | 3.2509 | 3.264 | 3.2771 | 3.2902 | 3.3033 | 3.3165 | 3.3272 | 3.3379 | 3.3487 | 3.3594 | 3.3702 | 0 | 0 | 0 | 0 | 0 | 0 | 0 | 0 | 0 | 0 | 0 | 0 | 0 | 0 | 0 | 0 | 0 | 0 | 0 | 0 | 0 | 0 | 0 | 0 | 0 | 0 | 0 | 0 | 0 | 0 | 0 | 0 | 0 | 0 | 0 | 0 | 0 | 0 | 0 | 0 | 0 | 0 | 0 | 0 | 0 | 0 | 0 | 0 | 0 | 0
110 | 99 | 110,99 | 99712 | Fairbanks | Y | 394 | 168 | 160 | 8 | 0 | 62 | 62 | 0 | 0 | 0 | 62 | 0 | 2454.9839 | 2454.9839 | 0 | 0 | 0 | 2454.9839 | 152209 | 0 | 0 | 168 | 0 | 0 | 0 | 168 | 0 | 160 | 160 | 0 | 0 | 152.7312 | 152.7312 | 0 | 0 | 145.9927 | 145.9927 | 0 | 0 | 0 | 138.8501 | 145.6253 | 152.7312 | 160.1838 | 168 | 133.2116 | 139.4558 | 145.9927 | 152.8359 | 160 | 0 | 0 | 0 | 0 | 0 | 172.119 | 176.3389 | 180.6623 | 179.4746 | 178.2946 | 177.7252 | 177.1577 | 176.592 | 176.0281 | 175.466 | 176.7639 | 178.0714 | 179.3886 | 180.7155 | 182.0523 | 182.7861 | 183.5199 | 184.2537 | 184.9875 | 185.7214 | 186.3229 | 186.9244 | 187.5259 | 188.1274 | 188.7289 | 163.9228 | 167.9418 | 172.0594 | 170.9282 | 169.8044 | 169.2621 | 168.7216 | 168.1828 | 167.6458 | 167.1104 | 168.3465 | 169.5918 | 170.8463 | 172.11 | 173.3831 | 174.082 | 174.7809 | 175.4797 | 176.1786 | 176.8775 | 177.4503 | 178.0232 | 178.5961 | 179.169 | 179.7418 | 0 | 0 | 0 | 0 | 0 | 0 | 0 | 0 | 0 | 0 | 0 | 0 | 0 | 0 | 0 | 0 | 0 | 0 | 0 | 0 | 0 | 0 | 0 | 0 | 0 | 0 | 0 | 0 | 0 | 0 | 0 | 0 | 0 | 0 | 0 | 0 | 0 | 0 | 0 | 0 | 0 | 0 | 0 | 0 | 0 | 0 | 0 | 0 | 0 | 0 | 0 | 0 | 0 | 0 | 0 | 0 | 0 | 0 | 0 | 0 | 0 | 0 | 0 | 0 | 0 | 0 | 0 | 0 | 0 | 0 | 0 | 0 | 0 | 0 | 0
111 | 99 | 111,99 | 99712 | Fairbanks | Y | 757 | 291 | 270 | 21 | 0 | 264 | 264 | 0 | 0 | 0 | 264 | 0 | 2424.9508 | 2424.9508 | 0 | 0 | 0 | 2424.9508 | 640187 | 0 | 0 | 291 | 0 | 0 | 0 | 291 | 0 | 270 | 270 | 0 | 0 | 264.5522 | 264.5522 | 0 | 0 | 246.3626 | 246.3626 | 0 | 0 | 0 | 240.5082 | 252.2439 | 264.5522 | 277.4612 | 291 | 224.7946 | 235.3316 | 246.3626 | 257.9107 | 270 | 0 | 0 | 0 | 0 | 0 | 294.9774 | 299.0093 | 303.0962 | 301.1034 | 299.1238 | 298.1686 | 297.2165 | 296.2674 | 295.3213 | 294.3782 | 296.5557 | 298.7494 | 300.9592 | 303.1854 | 305.428 | 306.6592 | 307.8903 | 309.1214 | 310.3525 | 311.5837 | 312.5928 | 313.602 | 314.6111 | 315.6203 | 316.6294 | 273.6904 | 277.4313 | 281.2233 | 279.3743 | 277.5376 | 276.6513 | 275.7679 | 274.8872 | 274.0094 | 273.1344 | 275.1548 | 277.1901 | 279.2405 | 281.306 | 283.3868 | 284.5291 | 285.6714 | 286.8137 | 287.956 | 289.0982 | 290.0346 | 290.9709 | 291.9072 | 292.8436 | 293.7799 | 0 | 0 | 0 | 0 | 0 | 0 | 0 | 0 | 0 | 0 | 0 | 0 | 0 | 0 | 0 | 0 | 0 | 0 | 0 | 0 | 0 | 0 | 0 | 0 | 0 | 0 | 0 | 0 | 0 | 0 | 0 | 0 | 0 | 0 | 0 | 0 | 0 | 0 | 0 | 0 | 0 | 0 | 0 | 0 | 0 | 0 | 0 | 0 | 0 | 0 | 0 | 0 | 0 | 0 | 0 | 0 | 0 | 0 | 0 | 0 | 0 | 0 | 0 | 0 | 0 | 0 | 0 | 0 | 0 | 0 | 0 | 0 | 0 | 0 | 0
112 | 99 | 112,99 | 99712 | Fairbanks | Y | 265 | 97 | 91 | 6 | 0 | 69 | 69 | 1 | 0 | 0 | 70 | 0 | 2654.942 | 2654.942 | 3150 | 0 | 0 | 2662.0143 | 183191 | 3150 | 0 | 97 | 0 | 1 | 0 | 98 | 0 | 91 | 91 | 0 | 0 | 88.1841 | 88.1841 | 0 | 0 | 83.0333 | 83.0333 | 0 | 0.92984 | 0 | 80.1694 | 84.0813 | 88.1841 | 92.4871 | 97 | 75.7641 | 79.3155 | 83.0333 | 86.9254 | 91 | 0.8646 | 0.89663 | 0.92984 | 0.96428 | 1 | 98.9386 | 100.9159 | 102.9327 | 102.2559 | 101.5837 | 101.2593 | 100.9359 | 100.6136 | 100.2923 | 99.972 | 100.7115 | 101.4565 | 102.2069 | 102.963 | 103.7246 | 104.1427 | 104.5608 | 104.9789 | 105.397 | 105.8151 | 106.1578 | 106.5005 | 106.8432 | 107.1859 | 107.5286 | 92.8186 | 94.6736 | 96.5657 | 95.9308 | 95.3001 | 94.9958 | 94.6925 | 94.3901 | 94.0886 | 93.7882 | 94.4819 | 95.1808 | 95.8849 | 96.5941 | 97.3086 | 97.7009 | 98.0931 | 98.4853 | 98.8776 | 99.2698 | 99.5913 | 99.9128 | 100.2343 | 100.5559 | 100.8774 | 1.02 | 1.0404 | 1.0612 | 1.0542 | 1.0473 | 1.0439 | 1.0406 | 1.0373 | 1.0339 | 1.0306 | 1.0383 | 1.0459 | 1.0537 | 1.0615 | 1.0693 | 1.0736 | 1.0779 | 1.0823 | 1.0866 | 1.0909 | 1.0944 | 1.0979 | 1.1015 | 1.105 | 1.1085 | 0 | 0 | 0 | 0 | 0 | 0 | 0 | 0 | 0 | 0 | 0 | 0 | 0 | 0 | 0 | 0 | 0 | 0 | 0 | 0 | 0 | 0 | 0 | 0 | 0 | 0 | 0 | 0 | 0 | 0 | 0 | 0 | 0 | 0 | 0 | 0 | 0 | 0 | 0 | 0 | 0 | 0 | 0 | 0 | 0 | 0 | 0 | 0 | 0 | 0
113 | 99 | 113,99 | 99712 | Fairbanks | Y | 465 | 166 | 158 | 8 | 0 | 154 | 154 | 1 | 0 | 0 | 155 | 0 | 2728.1623 | 2728.1623 | 1416 | 0 | 0 | 2719.6968 | 420137 | 1416 | 0 | 166 | 0 | 1 | 0 | 167 | 0 | 158 | 158 | 0 | 0 | 150.913 | 150.913 | 0 | 0 | 144.1677 | 144.1677 | 0 | 0.92984 | 0 | 137.1971 | 143.8917 | 150.913 | 158.2768 | 166 | 131.5465 | 137.7126 | 144.1677 | 150.9255 | 158 | 0.8646 | 0.89663 | 0.92984 | 0.96428 | 1 | 169.3175 | 172.7014 | 176.1528 | 174.9947 | 173.8442 | 173.289 | 172.7357 | 172.1841 | 171.6342 | 171.0862 | 172.3517 | 173.6266 | 174.9109 | 176.2047 | 177.5081 | 178.2236 | 178.9391 | 179.6546 | 180.3701 | 181.0856 | 181.6721 | 182.2586 | 182.8451 | 183.4316 | 184.0181 | 161.1577 | 164.3784 | 167.6635 | 166.5612 | 165.4662 | 164.9378 | 164.4111 | 163.886 | 163.3627 | 162.841 | 164.0456 | 165.259 | 166.4814 | 167.7129 | 168.9534 | 169.6345 | 170.3155 | 170.9965 | 171.6775 | 172.3586 | 172.9168 | 173.475 | 174.0333 | 174.5915 | 175.1497 | 1.02 | 1.0404 | 1.0612 | 1.0542 | 1.0473 | 1.0439 | 1.0406 | 1.0373 | 1.0339 | 1.0306 | 1.0383 | 1.0459 | 1.0537 | 1.0615 | 1.0693 | 1.0736 | 1.0779 | 1.0823 | 1.0866 | 1.0909 | 1.0944 | 1.0979 | 1.1015 | 1.105 | 1.1085 | 0 | 0 | 0 | 0 | 0 | 0 | 0 | 0 | 0 | 0 | 0 | 0 | 0 | 0 | 0 | 0 | 0 | 0 | 0 | 0 | 0 | 0 | 0 | 0 | 0 | 0 | 0 | 0 | 0 | 0 | 0 | 0 | 0 | 0 | 0 | 0 | 0 | 0 | 0 | 0 | 0 | 0 | 0 | 0 | 0 | 0 | 0 | 0 | 0 | 0
114 | 99 | 114,99 | 99712 | Fairbanks | Y | 46 | 19 | 17 | 2 | 0 | 112 | 112 | 0 | 0 | 0 | 112 | 0 | 2620.9554 | 2620.9554 | 0 | 0 | 0 | 2620.9554 | 293547 | 0 | 0 | 19 | 0 | 0 | 0 | 19 | 0 | 17 | 17 | 0 | 0 | 17.2732 | 17.2732 | 0 | 0 | 15.5117 | 15.5117 | 0 | 0 | 0 | 15.7033 | 16.4695 | 17.2732 | 18.116 | 19 | 14.1537 | 14.8172 | 15.5117 | 16.2388 | 17 | 0 | 0 | 0 | 0 | 0 | 19.1799 | 19.3615 | 19.5449 | 19.4164 | 19.2887 | 19.2271 | 19.1657 | 19.1045 | 19.0435 | 18.9827 | 19.1231 | 19.2646 | 19.4071 | 19.5506 | 19.6952 | 19.7746 | 19.854 | 19.9334 | 20.0128 | 20.0922 | 20.1573 | 20.2223 | 20.2874 | 20.3525 | 20.4176 | 17.161 | 17.3235 | 17.4875 | 17.3725 | 17.2583 | 17.2032 | 17.1483 | 17.0935 | 17.0389 | 16.9845 | 17.1102 | 17.2367 | 17.3642 | 17.4927 | 17.6221 | 17.6931 | 17.7641 | 17.8352 | 17.9062 | 17.9772 | 18.0354 | 18.0937 | 18.1519 | 18.2101 | 18.2683 | 0 | 0 | 0 | 0 | 0 | 0 | 0 | 0 | 0 | 0 | 0 | 0 | 0 | 0 | 0 | 0 | 0 | 0 | 0 | 0 | 0 | 0 | 0 | 0 | 0 | 0 | 0 | 0 | 0 | 0 | 0 | 0 | 0 | 0 | 0 | 0 | 0 | 0 | 0 | 0 | 0 | 0 | 0 | 0 | 0 | 0 | 0 | 0 | 0 | 0 | 0 | 0 | 0 | 0 | 0 | 0 | 0 | 0 | 0 | 0 | 0 | 0 | 0 | 0 | 0 | 0 | 0 | 0 | 0 | 0 | 0 | 0 | 0 | 0 | 0
115 | 99 | 115,99 | 99712 | Fairbanks | Y | 246 | 91 | 86 | 5 | 0 | 62 | 62 | 0 | 0 | 0 | 62 | 0 | 2216.8226 | 2216.8226 | 0 | 0 | 0 | 2216.8226 | 137443 | 0 | 0 | 91 | 0 | 0 | 0 | 91 | 0 | 86 | 86 | 0 | 0 | 82.7294 | 82.7294 | 0 | 0 | 78.4711 | 78.4711 | 0 | 0 | 0 | 75.2105 | 78.8804 | 82.7294 | 86.7662 | 91 | 71.6012 | 74.9575 | 78.4711 | 82.1493 | 86 | 0 | 0 | 0 | 0 | 0 | 91.8617 | 92.7316 | 93.6097 | 92.9942 | 92.3828 | 92.0878 | 91.7938 | 91.5006 | 91.2084 | 90.9172 | 91.5897 | 92.2672 | 92.9497 | 93.6372 | 94.3299 | 94.7101 | 95.0903 | 95.4705 | 95.8508 | 96.231 | 96.5427 | 96.8543 | 97.166 | 97.4777 | 97.7894 | 86.8144 | 87.6364 | 88.4663 | 87.8847 | 87.3069 | 87.0281 | 86.7501 | 86.4731 | 86.197 | 85.9217 | 86.5573 | 87.1976 | 87.8426 | 88.4923 | 89.1469 | 89.5062 | 89.8656 | 90.2249 | 90.5842 | 90.9436 | 91.2381 | 91.5327 | 91.8272 | 92.1218 | 92.4163 | 0 | 0 | 0 | 0 | 0 | 0 | 0 | 0 | 0 | 0 | 0 | 0 | 0 | 0 | 0 | 0 | 0 | 0 | 0 | 0 | 0 | 0 | 0 | 0 | 0 | 0 | 0 | 0 | 0 | 0 | 0 | 0 | 0 | 0 | 0 | 0 | 0 | 0 | 0 | 0 | 0 | 0 | 0 | 0 | 0 | 0 | 0 | 0 | 0 | 0 | 0 | 0 | 0 | 0 | 0 | 0 | 0 | 0 | 0 | 0 | 0 | 0 | 0 | 0 | 0 | 0 | 0 | 0 | 0 | 0 | 0 | 0 | 0 | 0 | 0
116 | 99 | 116,99 | 99712 | Fairbanks | Y | 359 | 151 | 140 | 11 | 0 | 103 | 103 | 0 | 0 | 0 | 103 | 0 | 2502.2524 | 2502.2524 | 0 | 0 | 0 | 2502.2524 | 257732 | 0 | 0 | 151 | 0 | 0 | 0 | 151 | 0 | 140 | 140 | 0 | 0 | 137.2763 | 137.2763 | 0 | 0 | 127.7436 | 127.7436 | 0 | 0 | 0 | 124.7998 | 130.8894 | 137.2763 | 143.9747 | 151 | 116.5602 | 122.0238 | 127.7436 | 133.7314 | 140 | 0 | 0 | 0 | 0 | 0 | 152.4299 | 153.8733 | 155.3303 | 154.3091 | 153.2946 | 152.8051 | 152.3171 | 151.8307 | 151.3459 | 150.8626 | 151.9785 | 153.1027 | 154.2352 | 155.3761 | 156.5254 | 157.1563 | 157.7872 | 158.4181 | 159.0491 | 159.68 | 160.1972 | 160.7143 | 161.2315 | 161.7487 | 162.2659 | 141.3257 | 142.664 | 144.0149 | 143.068 | 142.1274 | 141.6736 | 141.2212 | 140.7702 | 140.3207 | 139.8726 | 140.9072 | 141.9495 | 142.9995 | 144.0573 | 145.1229 | 145.7078 | 146.2928 | 146.8777 | 147.4627 | 148.0477 | 148.5272 | 149.0067 | 149.4862 | 149.9657 | 150.4452 | 0 | 0 | 0 | 0 | 0 | 0 | 0 | 0 | 0 | 0 | 0 | 0 | 0 | 0 | 0 | 0 | 0 | 0 | 0 | 0 | 0 | 0 | 0 | 0 | 0 | 0 | 0 | 0 | 0 | 0 | 0 | 0 | 0 | 0 | 0 | 0 | 0 | 0 | 0 | 0 | 0 | 0 | 0 | 0 | 0 | 0 | 0 | 0 | 0 | 0 | 0 | 0 | 0 | 0 | 0 | 0 | 0 | 0 | 0 | 0 | 0 | 0 | 0 | 0 | 0 | 0 | 0 | 0 | 0 | 0 | 0 | 0 | 0 | 0 | 0
117 | 99 | 117,99 | 99712 | Fairbanks | Y | 125 | 51 | 48 | 3 | 0 | 42 | 42 | 0 | 0 | 0 | 42 | 0 | 2520.2381 | 2520.2381 | 0 | 0 | 0 | 2520.2381 | 105850 | 0 | 0 | 51 | 0 | 0 | 0 | 51 | 0 | 48 | 48 | 0 | 0 | 46.3648 | 46.3648 | 0 | 0 | 43.7978 | 43.7978 | 0 | 0 | 0 | 42.1509 | 44.2077 | 46.3648 | 48.6272 | 51 | 39.9635 | 41.8367 | 43.7978 | 45.8508 | 48 | 0 | 0 | 0 | 0 | 0 | 51.4722 | 51.9488 | 52.4298 | 52.0851 | 51.7426 | 51.5774 | 51.4127 | 51.2485 | 51.0849 | 50.9217 | 51.2984 | 51.6779 | 52.0601 | 52.4452 | 52.8331 | 53.0461 | 53.2591 | 53.472 | 53.685 | 53.8979 | 54.0725 | 54.2471 | 54.4216 | 54.5962 | 54.7708 | 48.4444 | 48.893 | 49.3457 | 49.0212 | 48.6989 | 48.5434 | 48.3884 | 48.2339 | 48.0799 | 47.9263 | 48.2808 | 48.638 | 48.9978 | 49.3602 | 49.7253 | 49.9257 | 50.1262 | 50.3266 | 50.527 | 50.7275 | 50.8918 | 51.0561 | 51.2204 | 51.3847 | 51.549 | 0 | 0 | 0 | 0 | 0 | 0 | 0 | 0 | 0 | 0 | 0 | 0 | 0 | 0 | 0 | 0 | 0 | 0 | 0 | 0 | 0 | 0 | 0 | 0 | 0 | 0 | 0 | 0 | 0 | 0 | 0 | 0 | 0 | 0 | 0 | 0 | 0 | 0 | 0 | 0 | 0 | 0 | 0 | 0 | 0 | 0 | 0 | 0 | 0 | 0 | 0 | 0 | 0 | 0 | 0 | 0 | 0 | 0 | 0 | 0 | 0 | 0 | 0 | 0 | 0 | 0 | 0 | 0 | 0 | 0 | 0 | 0 | 0 | 0 | 0
121 | 99 | 121,99 | 99712 | - | N | 74 | 34 | 28 | 6 | 0 | 35 | 35 | 0 | 0 | 0 | 35 | 0 | 2755.7143 | 2755.7143 | 0 | 0 | 0 | 2755.7143 | 96450 | 0 | 0 | 34 | 0 | 0 | 0 | 34 | 0 | 28 | 28 | 0 | 0 | 30.9099 | 30.9099 | 0 | 0 | 25.5487 | 25.5487 | 0 | 0 | 0 | 28.1006 | 29.4718 | 30.9099 | 32.4181 | 34 | 23.312 | 24.4048 | 25.5487 | 26.7463 | 28 | 0 | 0 | 0 | 0 | 0 | 34.3148 | 34.6325 | 34.9532 | 34.7234 | 34.4951 | 34.3849 | 34.2751 | 34.1657 | 34.0566 | 33.9478 | 34.1989 | 34.4519 | 34.7067 | 34.9635 | 35.2221 | 35.3641 | 35.506 | 35.648 | 35.79 | 35.932 | 36.0483 | 36.1647 | 36.2811 | 36.3975 | 36.5138 | 28.2592 | 28.5209 | 28.785 | 28.5957 | 28.4077 | 28.317 | 28.2266 | 28.1364 | 28.0466 | 27.957 | 28.1638 | 28.3722 | 28.582 | 28.7934 | 29.0064 | 29.1233 | 29.2403 | 29.3572 | 29.4741 | 29.591 | 29.6869 | 29.7827 | 29.8785 | 29.9744 | 30.0702 | 0 | 0 | 0 | 0 | 0 | 0 | 0 | 0 | 0 | 0 | 0 | 0 | 0 | 0 | 0 | 0 | 0 | 0 | 0 | 0 | 0 | 0 | 0 | 0 | 0 | 0 | 0 | 0 | 0 | 0 | 0 | 0 | 0 | 0 | 0 | 0 | 0 | 0 | 0 | 0 | 0 | 0 | 0 | 0 | 0 | 0 | 0 | 0 | 0 | 0 | 0 | 0 | 0 | 0 | 0 | 0 | 0 | 0 | 0 | 0 | 0 | 0 | 0 | 0 | 0 | 0 | 0 | 0 | 0 | 0 | 0 | 0 | 0 | 0 | 0
134 | 99 | 134,99 | 99712 | - | N | 60 | 31 | 26 | 5 | 0 | 0 | 0 | 0 | 0 | 0 | 0 | 0 | 834.495 | 834.495 | 1408.3846 | 0 | 0 | 1365.174 | 0 | 0 | 0.71028 | 30.2494 | 0.040281 | 0 | 0 | 31 | 0.59572 | 25.3705 | 25.9662 | 0.033784 | 0.64573 | 27.5002 | 28.1459 | 0.03662 | 0.54357 | 23.1494 | 23.693 | 0.030826 | 0 | 0 | 25.5879 | 26.8364 | 28.1459 | 29.5193 | 30.9597 | 21.6188 | 22.6321 | 23.693 | 24.8036 | 25.9662 | 0 | 0 | 0 | 0 | 0 | 31.3516 | 31.7484 | 32.1503 | 31.9389 | 31.7289 | 31.6276 | 31.5266 | 31.426 | 31.3256 | 31.2256 | 31.4565 | 31.6892 | 31.9236 | 32.1598 | 32.3977 | 32.5282 | 32.6588 | 32.7894 | 32.92 | 33.0506 | 33.1576 | 33.2647 | 33.3717 | 33.4788 | 33.5858 | 26.2949 | 26.6277 | 26.9648 | 26.7875 | 26.6114 | 26.5264 | 26.4417 | 26.3573 | 26.2731 | 26.1892 | 26.3829 | 26.5781 | 26.7747 | 26.9727 | 27.1722 | 27.2818 | 27.3913 | 27.5008 | 27.6103 | 27.7199 | 27.8096 | 27.8994 | 27.9892 | 28.079 | 28.1688 | 0 | 0 | 0 | 0 | 0 | 0 | 0 | 0 | 0 | 0 | 0 | 0 | 0 | 0 | 0 | 0 | 0 | 0 | 0 | 0 | 0 | 0 | 0 | 0 | 0 | 0.040791 | 0.041307 | 0.04183 | 0.041555 | 0.041281 | 0.04115 | 0.041018 | 0.040887 | 0.040757 | 0.040627 | 0.040927 | 0.04123 | 0.041535 | 0.041842 | 0.042152 | 0.042321 | 0.042491 | 0.042661 | 0.042831 | 0.043001 | 0.04314 | 0.04328 | 0.043419 | 0.043558 | 0.043697 | 0 | 0 | 0 | 0 | 0 | 0 | 0 | 0 | 0 | 0 | 0 | 0 | 0 | 0 | 0 | 0 | 0 | 0 | 0 | 0 | 0 | 0 | 0 | 0 | 0
138 | 99 | 138,99 | 99712 | - | N | 115 | 58 | 52 | 6 | 0 | 0 | 0 | 0 | 0 | 0 | 0 | 0 | 834.495 | 834.495 | 1408.3846 | 0 | 0 | 1365.174 | 0 | 0 | 1.3289 | 56.5957 | 0.075364 | 0 | 0 | 58 | 1.1914 | 50.741 | 51.9324 | 0.067568 | 1.2081 | 51.452 | 52.6601 | 0.068514 | 1.0871 | 46.2988 | 47.386 | 0.061652 | 0 | 0 | 47.8741 | 50.2101 | 52.6601 | 55.2297 | 57.9246 | 43.2375 | 45.2642 | 47.386 | 49.6071 | 51.9324 | 0 | 0 | 0 | 0 | 0 | 58.6578 | 59.4003 | 60.1522 | 59.7567 | 59.3638 | 59.1743 | 58.9853 | 58.7969 | 58.6092 | 58.422 | 58.8542 | 59.2895 | 59.7281 | 60.1699 | 60.615 | 60.8593 | 61.1036 | 61.3479 | 61.5923 | 61.8366 | 62.0369 | 62.2372 | 62.4374 | 62.6377 | 62.838 | 52.5898 | 53.2555 | 53.9295 | 53.575 | 53.2228 | 53.0528 | 52.8834 | 52.7145 | 52.5462 | 52.3784 | 52.7658 | 53.1561 | 53.5493 | 53.9454 | 54.3445 | 54.5635 | 54.7826 | 55.0016 | 55.2207 | 55.4397 | 55.6193 | 55.7988 | 55.9784 | 56.1579 | 56.3375 | 0 | 0 | 0 | 0 | 0 | 0 | 0 | 0 | 0 | 0 | 0 | 0 | 0 | 0 | 0 | 0 | 0 | 0 | 0 | 0 | 0 | 0 | 0 | 0 | 0 | 0.076318 | 0.077284 | 0.078262 | 0.077747 | 0.077236 | 0.07699 | 0.076744 | 0.076499 | 0.076254 | 0.076011 | 0.076573 | 0.07714 | 0.07771 | 0.078285 | 0.078864 | 0.079182 | 0.0795 | 0.079818 | 0.080136 | 0.080454 | 0.080714 | 0.080975 | 0.081235 | 0.081496 | 0.081756 | 0 | 0 | 0 | 0 | 0 | 0 | 0 | 0 | 0 | 0 | 0 | 0 | 0 | 0 | 0 | 0 | 0 | 0 | 0 | 0 | 0 | 0 | 0 | 0 | 0
194 | 99 | 194,99 | 99712 | - | N | 19 | 30 | 9 | 21 | 0 | 0 | 0 | 0 | 0 | 0 | 0 | 0 | 834.495 | 834.495 | 1408.3846 | 0 | 0 | 1365.174 | 0 | 0 | 0.68737 | 29.2736 | 0.038981 | 0 | 0 | 30 | 0.20621 | 8.7821 | 8.9883 | 0.011694 | 0.6249 | 26.6131 | 27.238 | 0.035438 | 0.18816 | 8.0133 | 8.2014 | 0.010671 | 0 | 0 | 24.7624 | 25.9707 | 27.238 | 28.5671 | 29.961 | 7.4834 | 7.8342 | 8.2014 | 8.5859 | 8.9883 | 0 | 0 | 0 | 0 | 0 | 30.3403 | 30.7243 | 31.1132 | 30.9086 | 30.7054 | 30.6074 | 30.5096 | 30.4122 | 30.3151 | 30.2183 | 30.4418 | 30.667 | 30.8938 | 31.1224 | 31.3526 | 31.4789 | 31.6053 | 31.7317 | 31.8581 | 31.9845 | 32.088 | 32.1916 | 32.2952 | 32.3988 | 32.5024 | 9.1021 | 9.2173 | 9.334 | 9.2726 | 9.2116 | 9.1822 | 9.1529 | 9.1237 | 9.0945 | 9.0655 | 9.1325 | 9.2001 | 9.2682 | 9.3367 | 9.4058 | 9.4437 | 9.4816 | 9.5195 | 9.5574 | 9.5953 | 9.6264 | 9.6575 | 9.6886 | 9.7196 | 9.7507 | 0 | 0 | 0 | 0 | 0 | 0 | 0 | 0 | 0 | 0 | 0 | 0 | 0 | 0 | 0 | 0 | 0 | 0 | 0 | 0 | 0 | 0 | 0 | 0 | 0 | 0.039475 | 0.039974 | 0.04048 | 0.040214 | 0.03995 | 0.039822 | 0.039695 | 0.039568 | 0.039442 | 0.039316 | 0.039607 | 0.0399 | 0.040195 | 0.040492 | 0.040792 | 0.040956 | 0.041121 | 0.041285 | 0.041449 | 0.041614 | 0.041749 | 0.041883 | 0.042018 | 0.042153 | 0.042288 | 0 | 0 | 0 | 0 | 0 | 0 | 0 | 0 | 0 | 0 | 0 | 0 | 0 | 0 | 0 | 0 | 0 | 0 | 0 | 0 | 0 | 0 | 0 | 0 | 0
90 | 100 | 90,100 | 99709 | - | N | 2 | 1 | 1 | 0 | 0 | 18 | 18 | 0 | 0 | 0 | 18 | 0 | 1213.7222 | 1213.7222 | 0 | 0 | 0 | 1213.7222 | 21847 | 0 | 0 | 1 | 0 | 0 | 0 | 1 | 0 | 1 | 1 | 0 | 0 | 0.95216 | 0.95216 | 0 | 0 | 0.95395 | 0.95395 | 0 | 0 | 0 | 0.90661 | 0.9291 | 0.95216 | 0.97579 | 1 | 0.91003 | 0.93173 | 0.95395 | 0.97671 | 1 | 0 | 0 | 0 | 0 | 0 | 1.0051 | 1.0103 | 1.0154 | 1.0088 | 1.0021 | 0.99894 | 0.99575 | 0.99257 | 0.9894 | 0.98624 | 0.99353 | 1.0009 | 1.0083 | 1.0157 | 1.0233 | 1.0274 | 1.0315 | 1.0356 | 1.0398 | 1.0439 | 1.0473 | 1.0506 | 1.054 | 1.0574 | 1.0608 | 1.0051 | 1.0103 | 1.0154 | 1.0088 | 1.0021 | 0.99894 | 0.99575 | 0.99257 | 0.9894 | 0.98624 | 0.99353 | 1.0009 | 1.0083 | 1.0157 | 1.0233 | 1.0274 | 1.0315 | 1.0356 | 1.0398 | 1.0439 | 1.0473 | 1.0506 | 1.054 | 1.0574 | 1.0608 | 0 | 0 | 0 | 0 | 0 | 0 | 0 | 0 | 0 | 0 | 0 | 0 | 0 | 0 | 0 | 0 | 0 | 0 | 0 | 0 | 0 | 0 | 0 | 0 | 0 | 0 | 0 | 0 | 0 | 0 | 0 | 0 | 0 | 0 | 0 | 0 | 0 | 0 | 0 | 0 | 0 | 0 | 0 | 0 | 0 | 0 | 0 | 0 | 0 | 0 | 0 | 0 | 0 | 0 | 0 | 0 | 0 | 0 | 0 | 0 | 0 | 0 | 0 | 0 | 0 | 0 | 0 | 0 | 0 | 0 | 0 | 0 | 0 | 0 | 0
91 | 100 | 91,100 | 99709 | - | N | 43 | 35 | 21 | 14 | 0 | 4 | 4 | 0 | 0 | 0 | 4 | 0 | 629.25 | 629.25 | 0 | 0 | 0 | 629.25 | 2517 | 0 | 0 | 35 | 0 | 0 | 0 | 35 | 0 | 21 | 21 | 0 | 0 | 33.3255 | 33.3255 | 0 | 0 | 20.033 | 20.033 | 0 | 0 | 0 | 31.7312 | 32.5186 | 33.3255 | 34.1525 | 35 | 19.1106 | 19.5664 | 20.033 | 20.5108 | 21 | 0 | 0 | 0 | 0 | 0 | 35.1793 | 35.3595 | 35.5406 | 35.307 | 35.0748 | 34.9628 | 34.8512 | 34.7399 | 34.629 | 34.5184 | 34.7737 | 35.0309 | 35.2901 | 35.5511 | 35.8141 | 35.9584 | 36.1028 | 36.2471 | 36.3915 | 36.5359 | 36.6542 | 36.7725 | 36.8909 | 37.0092 | 37.1275 | 21.1076 | 21.2157 | 21.3244 | 21.1842 | 21.0449 | 20.9777 | 20.9107 | 20.8439 | 20.7774 | 20.711 | 20.8642 | 21.0186 | 21.174 | 21.3307 | 21.4884 | 21.5751 | 21.6617 | 21.7483 | 21.8349 | 21.9215 | 21.9925 | 22.0635 | 22.1345 | 22.2055 | 22.2765 | 0 | 0 | 0 | 0 | 0 | 0 | 0 | 0 | 0 | 0 | 0 | 0 | 0 | 0 | 0 | 0 | 0 | 0 | 0 | 0 | 0 | 0 | 0 | 0 | 0 | 0 | 0 | 0 | 0 | 0 | 0 | 0 | 0 | 0 | 0 | 0 | 0 | 0 | 0 | 0 | 0 | 0 | 0 | 0 | 0 | 0 | 0 | 0 | 0 | 0 | 0 | 0 | 0 | 0 | 0 | 0 | 0 | 0 | 0 | 0 | 0 | 0 | 0 | 0 | 0 | 0 | 0 | 0 | 0 | 0 | 0 | 0 | 0 | 0 | 0
93 | 100 | 93,100 | 99709 | - | N | 5 | 7 | 4 | 3 | 0 | 11 | 11 | 0 | 0 | 0 | 11 | 0 | 2034.1818 | 2034.1818 | 0 | 0 | 0 | 2034.1818 | 22376 | 0 | 0 | 7 | 0 | 0 | 0 | 7 | 0 | 4 | 4 | 0 | 0 | 6.6651 | 6.6651 | 0 | 0 | 3.8158 | 3.8158 | 0 | 0 | 0 | 6.3462 | 6.5037 | 6.6651 | 6.8305 | 7 | 3.6401 | 3.7269 | 3.8158 | 3.9068 | 4 | 0 | 0 | 0 | 0 | 0 | 7.0359 | 7.0719 | 7.1081 | 7.0614 | 7.015 | 6.9926 | 6.9702 | 6.948 | 6.9258 | 6.9037 | 6.9547 | 7.0062 | 7.058 | 7.1102 | 7.1628 | 7.1917 | 7.2206 | 7.2494 | 7.2783 | 7.3072 | 7.3308 | 7.3545 | 7.3782 | 7.4018 | 7.4255 | 4.0205 | 4.0411 | 4.0618 | 4.0351 | 4.0086 | 3.9958 | 3.983 | 3.9703 | 3.9576 | 3.945 | 3.9741 | 4.0035 | 4.0331 | 4.063 | 4.093 | 4.1095 | 4.126 | 4.1425 | 4.159 | 4.1755 | 4.1891 | 4.2026 | 4.2161 | 4.2296 | 4.2431 | 0 | 0 | 0 | 0 | 0 | 0 | 0 | 0 | 0 | 0 | 0 | 0 | 0 | 0 | 0 | 0 | 0 | 0 | 0 | 0 | 0 | 0 | 0 | 0 | 0 | 0 | 0 | 0 | 0 | 0 | 0 | 0 | 0 | 0 | 0 | 0 | 0 | 0 | 0 | 0 | 0 | 0 | 0 | 0 | 0 | 0 | 0 | 0 | 0 | 0 | 0 | 0 | 0 | 0 | 0 | 0 | 0 | 0 | 0 | 0 | 0 | 0 | 0 | 0 | 0 | 0 | 0 | 0 | 0 | 0 | 0 | 0 | 0 | 0 | 0
94 | 100 | 94,100 | 99709 | - | N | 61 | 28 | 25 | 3 | 0 | 28 | 28 | 0 | 0 | 0 | 28 | 0 | 1820.8929 | 1820.8929 | 0 | 0 | 0 | 1820.8929 | 50985 | 0 | 0 | 28 | 0 | 0 | 0 | 28 | 0 | 25 | 25 | 0 | 0 | 26.6604 | 26.6604 | 0 | 0 | 23.8489 | 23.8489 | 0 | 0 | 0 | 25.385 | 26.0149 | 26.6604 | 27.322 | 28 | 22.7507 | 23.2933 | 23.8489 | 24.4177 | 25 | 0 | 0 | 0 | 0 | 0 | 28.1434 | 28.2876 | 28.4325 | 28.2456 | 28.0599 | 27.9703 | 27.881 | 27.7919 | 27.7032 | 27.6147 | 27.819 | 28.0247 | 28.232 | 28.4409 | 28.6513 | 28.7667 | 28.8822 | 28.9977 | 29.1132 | 29.2287 | 29.3234 | 29.418 | 29.5127 | 29.6074 | 29.702 | 25.1281 | 25.2568 | 25.3862 | 25.2193 | 25.0535 | 24.9735 | 24.8937 | 24.8142 | 24.735 | 24.656 | 24.8384 | 25.0221 | 25.2072 | 25.3936 | 25.5815 | 25.6846 | 25.7877 | 25.8908 | 25.9939 | 26.097 | 26.1816 | 26.2661 | 26.3506 | 26.4351 | 26.5197 | 0 | 0 | 0 | 0 | 0 | 0 | 0 | 0 | 0 | 0 | 0 | 0 | 0 | 0 | 0 | 0 | 0 | 0 | 0 | 0 | 0 | 0 | 0 | 0 | 0 | 0 | 0 | 0 | 0 | 0 | 0 | 0 | 0 | 0 | 0 | 0 | 0 | 0 | 0 | 0 | 0 | 0 | 0 | 0 | 0 | 0 | 0 | 0 | 0 | 0 | 0 | 0 | 0 | 0 | 0 | 0 | 0 | 0 | 0 | 0 | 0 | 0 | 0 | 0 | 0 | 0 | 0 | 0 | 0 | 0 | 0 | 0 | 0 | 0 | 0
101 | 100 | 101,100 | 99709 | Fairbanks | Y | 7 | 8 | 6 | 2 | 0 | 14 | 14 | 0 | 0 | 0 | 14 | 0 | 1230.2857 | 1230.2857 | 0 | 0 | 0 | 1230.2857 | 17224 | 0 | 0 | 8 | 0 | 0 | 0 | 8 | 0 | 6 | 6 | 0 | 0 | 7.6173 | 7.6173 | 0 | 0 | 5.7237 | 5.7237 | 0 | 0 | 0 | 7.2528 | 7.4328 | 7.6173 | 7.8063 | 8 | 5.4602 | 5.5904 | 5.7237 | 5.8602 | 6 | 0 | 0 | 0 | 0 | 0 | 8.041 | 8.0822 | 8.1236 | 8.0702 | 8.0171 | 7.9915 | 7.966 | 7.9405 | 7.9152 | 7.8899 | 7.9483 | 8.0071 | 8.0663 | 8.126 | 8.1861 | 8.2191 | 8.2521 | 8.2851 | 8.3181 | 8.3511 | 8.3781 | 8.4052 | 8.4322 | 8.4592 | 8.4863 | 6.0307 | 6.0616 | 6.0927 | 6.0526 | 6.0128 | 5.9936 | 5.9745 | 5.9554 | 5.9364 | 5.9174 | 5.9612 | 6.0053 | 6.0497 | 6.0945 | 6.1396 | 6.1643 | 6.189 | 6.2138 | 6.2385 | 6.2633 | 6.2836 | 6.3039 | 6.3241 | 6.3444 | 6.3647 | 0 | 0 | 0 | 0 | 0 | 0 | 0 | 0 | 0 | 0 | 0 | 0 | 0 | 0 | 0 | 0 | 0 | 0 | 0 | 0 | 0 | 0 | 0 | 0 | 0 | 0 | 0 | 0 | 0 | 0 | 0 | 0 | 0 | 0 | 0 | 0 | 0 | 0 | 0 | 0 | 0 | 0 | 0 | 0 | 0 | 0 | 0 | 0 | 0 | 0 | 0 | 0 | 0 | 0 | 0 | 0 | 0 | 0 | 0 | 0 | 0 | 0 | 0 | 0 | 0 | 0 | 0 | 0 | 0 | 0 | 0 | 0 | 0 | 0 | 0
102 | 100 | 102,100 | 99709 | Fairbanks | Y | 277 | 123 | 112 | 11 | 0 | 87 | 87 | 0 | 0 | 0 | 87 | 0 | 1911.6207 | 1911.6207 | 0 | 0 | 0 | 1911.6207 | 166311 | 0 | 0 | 123 | 0 | 0 | 0 | 123 | 0 | 112 | 112 | 0 | 0 | 117.1155 | 117.1155 | 0 | 0 | 106.8429 | 106.8429 | 0 | 0 | 0 | 111.5125 | 114.2797 | 117.1155 | 120.0217 | 123 | 101.9233 | 104.3541 | 106.8429 | 109.3911 | 112 | 0 | 0 | 0 | 0 | 0 | 123.6301 | 124.2634 | 124.8999 | 124.0788 | 123.263 | 122.8694 | 122.477 | 122.0859 | 121.6961 | 121.3075 | 122.2048 | 123.1087 | 124.0193 | 124.9367 | 125.8609 | 126.3682 | 126.8755 | 127.3828 | 127.8902 | 128.3975 | 128.8133 | 129.2292 | 129.645 | 130.0609 | 130.4767 | 112.5737 | 113.1504 | 113.73 | 112.9823 | 112.2395 | 111.8811 | 111.5238 | 111.1677 | 110.8127 | 110.4588 | 111.2759 | 112.099 | 112.9282 | 113.7635 | 114.605 | 115.067 | 115.5289 | 115.9909 | 116.4528 | 116.9148 | 117.2934 | 117.6721 | 118.0508 | 118.4294 | 118.8081 | 0 | 0 | 0 | 0 | 0 | 0 | 0 | 0 | 0 | 0 | 0 | 0 | 0 | 0 | 0 | 0 | 0 | 0 | 0 | 0 | 0 | 0 | 0 | 0 | 0 | 0 | 0 | 0 | 0 | 0 | 0 | 0 | 0 | 0 | 0 | 0 | 0 | 0 | 0 | 0 | 0 | 0 | 0 | 0 | 0 | 0 | 0 | 0 | 0 | 0 | 0 | 0 | 0 | 0 | 0 | 0 | 0 | 0 | 0 | 0 | 0 | 0 | 0 | 0 | 0 | 0 | 0 | 0 | 0 | 0 | 0 | 0 | 0 | 0 | 0
103 | 100 | 103,100 | 99709 | Fairbanks | Y | 64 | 53 | 40 | 13 | 1 | 45 | 46 | 4 | 0 | 0 | 50 | 6656 | 1555.2222 | 1666.1087 | 3280 | 0 | 0 | 1795.22 | 76641 | 13120 | 1.1522 | 51.8478 | 0 | 4 | 0 | 57 | 0.86957 | 39.1304 | 40 | 0 | 1.0971 | 49.3673 | 50.4644 | 0 | 0.82953 | 37.3287 | 38.1582 | 0 | 3.8387 | 0 | 48.0501 | 49.2425 | 50.4644 | 51.7167 | 53 | 36.4012 | 37.2693 | 38.1582 | 39.0682 | 40 | 3.6838 | 3.7605 | 3.8387 | 3.9185 | 4 | 53.2715 | 53.5444 | 53.8187 | 53.4648 | 53.1133 | 52.9437 | 52.7747 | 52.6061 | 52.4381 | 52.2707 | 52.6573 | 53.0468 | 53.4392 | 53.8345 | 54.2327 | 54.4513 | 54.6699 | 54.8885 | 55.1071 | 55.3257 | 55.5049 | 55.6841 | 55.8633 | 56.0425 | 56.2217 | 40.2049 | 40.4109 | 40.6179 | 40.3508 | 40.0855 | 39.9575 | 39.8299 | 39.7027 | 39.576 | 39.4496 | 39.7414 | 40.0354 | 40.3315 | 40.6298 | 40.9304 | 41.0953 | 41.2603 | 41.4253 | 41.5903 | 41.7553 | 41.8905 | 42.0258 | 42.161 | 42.2962 | 42.4315 | 4.0205 | 4.0411 | 4.0618 | 4.0351 | 4.0086 | 3.9958 | 3.983 | 3.9703 | 3.9576 | 3.945 | 3.9741 | 4.0035 | 4.0331 | 4.063 | 4.093 | 4.1095 | 4.126 | 4.1425 | 4.159 | 4.1755 | 4.1891 | 4.2026 | 4.2161 | 4.2296 | 4.2431 | 0 | 0 | 0 | 0 | 0 | 0 | 0 | 0 | 0 | 0 | 0 | 0 | 0 | 0 | 0 | 0 | 0 | 0 | 0 | 0 | 0 | 0 | 0 | 0 | 0 | 0 | 0 | 0 | 0 | 0 | 0 | 0 | 0 | 0 | 0 | 0 | 0 | 0 | 0 | 0 | 0 | 0 | 0 | 0 | 0 | 0 | 0 | 0 | 0 | 0
104 | 100 | 104,100 | 99709 | Fairbanks | Y | 171 | 105 | 90 | 15 | 0 | 115 | 115 | 0 | 0 | 0 | 115 | 0 | 1133.0261 | 1133.0261 | 0 | 0 | 0 | 1133.0261 | 130298 | 0 | 0 | 105 | 0 | 0 | 0 | 105 | 0 | 90 | 90 | 0 | 0 | 99.9766 | 99.9766 | 0 | 0 | 85.8559 | 85.8559 | 0 | 0 | 0 | 95.1936 | 97.5558 | 99.9766 | 102.4575 | 105 | 81.9026 | 83.856 | 85.8559 | 87.9035 | 90 | 0 | 0 | 0 | 0 | 0 | 105.5379 | 106.0785 | 106.6219 | 105.9209 | 105.2245 | 104.8885 | 104.5536 | 104.2197 | 103.8869 | 103.5551 | 104.3211 | 105.0928 | 105.8702 | 106.6533 | 107.4422 | 107.8753 | 108.3084 | 108.7414 | 109.1745 | 109.6076 | 109.9626 | 110.3176 | 110.6726 | 111.0276 | 111.3826 | 90.461 | 90.9244 | 91.3902 | 90.7894 | 90.1925 | 89.9044 | 89.6173 | 89.3312 | 89.0459 | 88.7616 | 89.4181 | 90.0795 | 90.7459 | 91.4171 | 92.0933 | 92.4645 | 92.8357 | 93.2069 | 93.5782 | 93.9494 | 94.2537 | 94.5579 | 94.8622 | 95.1665 | 95.4708 | 0 | 0 | 0 | 0 | 0 | 0 | 0 | 0 | 0 | 0 | 0 | 0 | 0 | 0 | 0 | 0 | 0 | 0 | 0 | 0 | 0 | 0 | 0 | 0 | 0 | 0 | 0 | 0 | 0 | 0 | 0 | 0 | 0 | 0 | 0 | 0 | 0 | 0 | 0 | 0 | 0 | 0 | 0 | 0 | 0 | 0 | 0 | 0 | 0 | 0 | 0 | 0 | 0 | 0 | 0 | 0 | 0 | 0 | 0 | 0 | 0 | 0 | 0 | 0 | 0 | 0 | 0 | 0 | 0 | 0 | 0 | 0 | 0 | 0 | 0
109 | 100 | 109,100 | 99712 | Fairbanks | Y | 38 | 14 | 14 | 0 | 0 | 74 | 74 | 0 | 0 | 0 | 74 | 0 | 3187.2703 | 3187.2703 | 0 | 0 | 0 | 3187.2703 | 235858 | 0 | 0 | 14 | 0 | 0 | 0 | 14 | 0 | 14 | 14 | 0 | 0 | 12.7276 | 12.7276 | 0 | 0 | 12.7744 | 12.7744 | 0 | 0 | 0 | 11.5708 | 12.1354 | 12.7276 | 13.3486 | 14 | 11.656 | 12.2024 | 12.7744 | 13.3731 | 14 | 0 | 0 | 0 | 0 | 0 | 14.3432 | 14.6949 | 15.0552 | 14.9562 | 14.8579 | 14.8104 | 14.7631 | 14.716 | 14.669 | 14.6222 | 14.7303 | 14.8393 | 14.949 | 15.0596 | 15.171 | 15.2322 | 15.2933 | 15.3545 | 15.4156 | 15.4768 | 15.5269 | 15.577 | 15.6272 | 15.6773 | 15.7274 | 14.3432 | 14.6949 | 15.0552 | 14.9562 | 14.8579 | 14.8104 | 14.7631 | 14.716 | 14.669 | 14.6222 | 14.7303 | 14.8393 | 14.949 | 15.0596 | 15.171 | 15.2322 | 15.2933 | 15.3545 | 15.4156 | 15.4768 | 15.5269 | 15.577 | 15.6272 | 15.6773 | 15.7274 | 0 | 0 | 0 | 0 | 0 | 0 | 0 | 0 | 0 | 0 | 0 | 0 | 0 | 0 | 0 | 0 | 0 | 0 | 0 | 0 | 0 | 0 | 0 | 0 | 0 | 0 | 0 | 0 | 0 | 0 | 0 | 0 | 0 | 0 | 0 | 0 | 0 | 0 | 0 | 0 | 0 | 0 | 0 | 0 | 0 | 0 | 0 | 0 | 0 | 0 | 0 | 0 | 0 | 0 | 0 | 0 | 0 | 0 | 0 | 0 | 0 | 0 | 0 | 0 | 0 | 0 | 0 | 0 | 0 | 0 | 0 | 0 | 0 | 0 | 0
110 | 100 | 110,100 | 99712 | Fairbanks | Y | 67 | 27 | 27 | 0 | 0 | 87 | 87 | 0 | 0 | 0 | 87 | 0 | 2990.6092 | 2990.6092 | 0 | 0 | 0 | 2990.6092 | 260183 | 0 | 0 | 27 | 0 | 0 | 0 | 27 | 0 | 27 | 27 | 0 | 0 | 24.5461 | 24.5461 | 0 | 0 | 24.6363 | 24.6363 | 0 | 0 | 0 | 22.3152 | 23.4041 | 24.5461 | 25.7438 | 27 | 22.4795 | 23.5332 | 24.6363 | 25.7911 | 27 | 0 | 0 | 0 | 0 | 0 | 27.662 | 28.3402 | 29.035 | 28.8441 | 28.6545 | 28.563 | 28.4718 | 28.3809 | 28.2902 | 28.1999 | 28.4085 | 28.6186 | 28.8303 | 29.0436 | 29.2584 | 29.3763 | 29.4943 | 29.6122 | 29.7301 | 29.8481 | 29.9447 | 30.0414 | 30.1381 | 30.2348 | 30.3314 | 27.662 | 28.3402 | 29.035 | 28.8441 | 28.6545 | 28.563 | 28.4718 | 28.3809 | 28.2902 | 28.1999 | 28.4085 | 28.6186 | 28.8303 | 29.0436 | 29.2584 | 29.3763 | 29.4943 | 29.6122 | 29.7301 | 29.8481 | 29.9447 | 30.0414 | 30.1381 | 30.2348 | 30.3314 | 0 | 0 | 0 | 0 | 0 | 0 | 0 | 0 | 0 | 0 | 0 | 0 | 0 | 0 | 0 | 0 | 0 | 0 | 0 | 0 | 0 | 0 | 0 | 0 | 0 | 0 | 0 | 0 | 0 | 0 | 0 | 0 | 0 | 0 | 0 | 0 | 0 | 0 | 0 | 0 | 0 | 0 | 0 | 0 | 0 | 0 | 0 | 0 | 0 | 0 | 0 | 0 | 0 | 0 | 0 | 0 | 0 | 0 | 0 | 0 | 0 | 0 | 0 | 0 | 0 | 0 | 0 | 0 | 0 | 0 | 0 | 0 | 0 | 0 | 0
111 | 100 | 111,100 | 99712 | Fairbanks | Y | 284 | 118 | 111 | 7 | 0 | 124 | 124 | 0 | 0 | 0 | 124 | 0 | 2465.7339 | 2465.7339 | 0 | 0 | 0 | 2465.7339 | 305751 | 0 | 0 | 118 | 0 | 0 | 0 | 118 | 0 | 111 | 111 | 0 | 0 | 107.2755 | 107.2755 | 0 | 0 | 101.2824 | 101.2824 | 0 | 0 | 0 | 97.5257 | 102.2845 | 107.2755 | 112.51 | 118 | 92.4155 | 96.7474 | 101.2824 | 106.0299 | 111 | 0 | 0 | 0 | 0 | 0 | 119.6128 | 121.2477 | 122.905 | 122.0969 | 121.2942 | 120.9069 | 120.5208 | 120.1359 | 119.7523 | 119.3699 | 120.2528 | 121.1423 | 122.0384 | 122.9411 | 123.8505 | 124.3498 | 124.849 | 125.3482 | 125.8474 | 126.3466 | 126.7558 | 127.1651 | 127.5743 | 127.9835 | 128.3927 | 112.5172 | 114.0551 | 115.614 | 114.8539 | 114.0988 | 113.7344 | 113.3712 | 113.0092 | 112.6483 | 112.2886 | 113.1192 | 113.9559 | 114.7989 | 115.648 | 116.5035 | 116.9731 | 117.4427 | 117.9123 | 118.3819 | 118.8515 | 119.2364 | 119.6214 | 120.0063 | 120.3912 | 120.7762 | 0 | 0 | 0 | 0 | 0 | 0 | 0 | 0 | 0 | 0 | 0 | 0 | 0 | 0 | 0 | 0 | 0 | 0 | 0 | 0 | 0 | 0 | 0 | 0 | 0 | 0 | 0 | 0 | 0 | 0 | 0 | 0 | 0 | 0 | 0 | 0 | 0 | 0 | 0 | 0 | 0 | 0 | 0 | 0 | 0 | 0 | 0 | 0 | 0 | 0 | 0 | 0 | 0 | 0 | 0 | 0 | 0 | 0 | 0 | 0 | 0 | 0 | 0 | 0 | 0 | 0 | 0 | 0 | 0 | 0 | 0 | 0 | 0 | 0 | 0
112 | 100 | 112,100 | 99712 | Fairbanks | Y | 550 | 224 | 206 | 18 | 0 | 133 | 133 | 1 | 0 | 0 | 134 | 0 | 2457.1729 | 2457.1729 | 1297 | 0 | 0 | 2448.5149 | 326804 | 1297 | 0 | 224 | 0 | 1 | 0 | 225 | 0 | 206 | 206 | 0 | 0 | 203.6416 | 203.6416 | 0 | 0 | 187.9655 | 187.9655 | 0 | 0.92984 | 0 | 185.1335 | 194.1671 | 203.6416 | 213.5784 | 224 | 171.5099 | 179.5493 | 187.9655 | 196.7763 | 206 | 0.8646 | 0.89663 | 0.92984 | 0.96428 | 1 | 227.0617 | 230.1652 | 233.3111 | 231.7772 | 230.2534 | 229.5181 | 228.7852 | 228.0546 | 227.3264 | 226.6004 | 228.2766 | 229.9651 | 231.6662 | 233.3798 | 235.1061 | 236.0538 | 237.0015 | 237.9491 | 238.8968 | 239.8445 | 240.6213 | 241.3981 | 242.1749 | 242.9517 | 243.7285 | 208.8156 | 211.6698 | 214.5629 | 213.1523 | 211.7509 | 211.0747 | 210.4007 | 209.7288 | 209.0591 | 208.3915 | 209.9329 | 211.4858 | 213.0501 | 214.6261 | 216.2137 | 217.0852 | 217.9567 | 218.8282 | 219.6997 | 220.5712 | 221.2856 | 222 | 222.7144 | 223.4288 | 224.1432 | 1.0137 | 1.0275 | 1.0416 | 1.0347 | 1.0279 | 1.0246 | 1.0214 | 1.0181 | 1.0148 | 1.0116 | 1.0191 | 1.0266 | 1.0342 | 1.0419 | 1.0496 | 1.0538 | 1.058 | 1.0623 | 1.0665 | 1.0707 | 1.0742 | 1.0777 | 1.0811 | 1.0846 | 1.0881 | 0 | 0 | 0 | 0 | 0 | 0 | 0 | 0 | 0 | 0 | 0 | 0 | 0 | 0 | 0 | 0 | 0 | 0 | 0 | 0 | 0 | 0 | 0 | 0 | 0 | 0 | 0 | 0 | 0 | 0 | 0 | 0 | 0 | 0 | 0 | 0 | 0 | 0 | 0 | 0 | 0 | 0 | 0 | 0 | 0 | 0 | 0 | 0 | 0 | 0
113 | 100 | 113,100 | 99712 | Fairbanks | Y | 168 | 76 | 70 | 6 | 0 | 81 | 81 | 0 | 0 | 0 | 81 | 0 | 1491.679 | 1491.679 | 0 | 0 | 0 | 1491.679 | 120826 | 0 | 0 | 76 | 0 | 0 | 0 | 76 | 0 | 70 | 70 | 0 | 0 | 69.0927 | 69.0927 | 0 | 0 | 63.8718 | 63.8718 | 0 | 0 | 0 | 62.8131 | 65.8781 | 69.0927 | 72.4641 | 76 | 58.2801 | 61.0119 | 63.8718 | 66.8657 | 70 | 0 | 0 | 0 | 0 | 0 | 76.7197 | 77.4461 | 78.1795 | 77.6655 | 77.1549 | 76.9085 | 76.6629 | 76.4181 | 76.1741 | 75.9308 | 76.4925 | 77.0583 | 77.6283 | 78.2025 | 78.781 | 79.0985 | 79.4161 | 79.7336 | 80.0512 | 80.3687 | 80.629 | 80.8893 | 81.1496 | 81.4099 | 81.6702 | 70.6629 | 71.332 | 72.0074 | 71.534 | 71.0637 | 70.8368 | 70.6106 | 70.3851 | 70.1603 | 69.9363 | 70.4536 | 70.9748 | 71.4998 | 72.0286 | 72.5614 | 72.8539 | 73.1464 | 73.4389 | 73.7314 | 74.0238 | 74.2636 | 74.5033 | 74.7431 | 74.9828 | 75.2226 | 0 | 0 | 0 | 0 | 0 | 0 | 0 | 0 | 0 | 0 | 0 | 0 | 0 | 0 | 0 | 0 | 0 | 0 | 0 | 0 | 0 | 0 | 0 | 0 | 0 | 0 | 0 | 0 | 0 | 0 | 0 | 0 | 0 | 0 | 0 | 0 | 0 | 0 | 0 | 0 | 0 | 0 | 0 | 0 | 0 | 0 | 0 | 0 | 0 | 0 | 0 | 0 | 0 | 0 | 0 | 0 | 0 | 0 | 0 | 0 | 0 | 0 | 0 | 0 | 0 | 0 | 0 | 0 | 0 | 0 | 0 | 0 | 0 | 0 | 0
114 | 100 | 114,100 | 99712 | Fairbanks | Y | 92 | 54 | 45 | 9 | 0 | 53 | 53 | 0 | 0 | 0 | 53 | 0 | 2582.5094 | 2582.5094 | 0 | 0 | 0 | 2582.5094 | 136873 | 0 | 0 | 54 | 0 | 0 | 0 | 54 | 0 | 45 | 45 | 0 | 0 | 49.0922 | 49.0922 | 0 | 0 | 41.0604 | 41.0604 | 0 | 0 | 0 | 44.6304 | 46.8081 | 49.0922 | 51.4876 | 54 | 37.4658 | 39.2219 | 41.0604 | 42.9851 | 45 | 0 | 0 | 0 | 0 | 0 | 54.5113 | 55.0275 | 55.5486 | 55.1834 | 54.8206 | 54.6455 | 54.471 | 54.2971 | 54.1237 | 53.9509 | 54.3499 | 54.752 | 55.157 | 55.5649 | 55.976 | 56.2016 | 56.4272 | 56.6528 | 56.8785 | 57.1041 | 57.2891 | 57.474 | 57.659 | 57.8439 | 58.0288 | 45.4261 | 45.8563 | 46.2905 | 45.9862 | 45.6838 | 45.5379 | 45.3925 | 45.2476 | 45.1031 | 44.959 | 45.2916 | 45.6266 | 45.9641 | 46.3041 | 46.6466 | 46.8347 | 47.0227 | 47.2107 | 47.3987 | 47.5868 | 47.7409 | 47.895 | 48.0491 | 48.2032 | 48.3574 | 0 | 0 | 0 | 0 | 0 | 0 | 0 | 0 | 0 | 0 | 0 | 0 | 0 | 0 | 0 | 0 | 0 | 0 | 0 | 0 | 0 | 0 | 0 | 0 | 0 | 0 | 0 | 0 | 0 | 0 | 0 | 0 | 0 | 0 | 0 | 0 | 0 | 0 | 0 | 0 | 0 | 0 | 0 | 0 | 0 | 0 | 0 | 0 | 0 | 0 | 0 | 0 | 0 | 0 | 0 | 0 | 0 | 0 | 0 | 0 | 0 | 0 | 0 | 0 | 0 | 0 | 0 | 0 | 0 | 0 | 0 | 0 | 0 | 0 | 0
115 | 100 | 115,100 | 99712 | Fairbanks | Y | 639 | 257 | 242 | 15 | 0 | 90 | 90 | 0 | 0 | 0 | 90 | 0 | 2400.2667 | 2400.2667 | 0 | 0 | 0 | 2400.2667 | 216024 | 0 | 0 | 257 | 0 | 0 | 0 | 257 | 0 | 242 | 242 | 0 | 0 | 233.6424 | 233.6424 | 0 | 0 | 220.8139 | 220.8139 | 0 | 0 | 0 | 212.4076 | 222.7721 | 233.6424 | 245.043 | 257 | 201.4825 | 210.9269 | 220.8139 | 231.1644 | 242 | 0 | 0 | 0 | 0 | 0 | 259.4336 | 261.8903 | 264.3702 | 262.6321 | 260.9054 | 260.0722 | 259.2417 | 258.4139 | 257.5887 | 256.7661 | 258.6654 | 260.5787 | 262.5062 | 264.448 | 266.4041 | 267.4779 | 268.5518 | 269.6256 | 270.6994 | 271.7732 | 272.6535 | 273.5337 | 274.4139 | 275.2941 | 276.1743 | 244.2916 | 246.6048 | 248.94 | 247.3033 | 245.6774 | 244.8929 | 244.1109 | 243.3314 | 242.5543 | 241.7798 | 243.5682 | 245.3699 | 247.1849 | 249.0133 | 250.8552 | 251.8664 | 252.8775 | 253.8887 | 254.8998 | 255.911 | 256.7398 | 257.5687 | 258.3975 | 259.2264 | 260.0552 | 0 | 0 | 0 | 0 | 0 | 0 | 0 | 0 | 0 | 0 | 0 | 0 | 0 | 0 | 0 | 0 | 0 | 0 | 0 | 0 | 0 | 0 | 0 | 0 | 0 | 0 | 0 | 0 | 0 | 0 | 0 | 0 | 0 | 0 | 0 | 0 | 0 | 0 | 0 | 0 | 0 | 0 | 0 | 0 | 0 | 0 | 0 | 0 | 0 | 0 | 0 | 0 | 0 | 0 | 0 | 0 | 0 | 0 | 0 | 0 | 0 | 0 | 0 | 0 | 0 | 0 | 0 | 0 | 0 | 0 | 0 | 0 | 0 | 0 | 0
116 | 100 | 116,100 | 99712 | Fairbanks | Y | 5 | 1 | 1 | 0 | 0 | 57 | 57 | 0 | 0 | 0 | 57 | 0 | 2782.9123 | 2782.9123 | 0 | 0 | 0 | 2782.9123 | 158626 | 0 | 0 | 1 | 0 | 0 | 0 | 1 | 0 | 1 | 1 | 0 | 0 | 0.90911 | 0.90911 | 0 | 0 | 0.91245 | 0.91245 | 0 | 0 | 0 | 0.82649 | 0.86682 | 0.90911 | 0.95347 | 1 | 0.83257 | 0.8716 | 0.91245 | 0.95522 | 1 | 0 | 0 | 0 | 0 | 0 | 1.0095 | 1.019 | 1.0287 | 1.0219 | 1.0152 | 1.012 | 1.0087 | 1.0055 | 1.0023 | 0.99909 | 1.0065 | 1.0139 | 1.0214 | 1.029 | 1.0366 | 1.0408 | 1.0449 | 1.0491 | 1.0533 | 1.0575 | 1.0609 | 1.0643 | 1.0678 | 1.0712 | 1.0746 | 1.0095 | 1.019 | 1.0287 | 1.0219 | 1.0152 | 1.012 | 1.0087 | 1.0055 | 1.0023 | 0.99909 | 1.0065 | 1.0139 | 1.0214 | 1.029 | 1.0366 | 1.0408 | 1.0449 | 1.0491 | 1.0533 | 1.0575 | 1.0609 | 1.0643 | 1.0678 | 1.0712 | 1.0746 | 0 | 0 | 0 | 0 | 0 | 0 | 0 | 0 | 0 | 0 | 0 | 0 | 0 | 0 | 0 | 0 | 0 | 0 | 0 | 0 | 0 | 0 | 0 | 0 | 0 | 0 | 0 | 0 | 0 | 0 | 0 | 0 | 0 | 0 | 0 | 0 | 0 | 0 | 0 | 0 | 0 | 0 | 0 | 0 | 0 | 0 | 0 | 0 | 0 | 0 | 0 | 0 | 0 | 0 | 0 | 0 | 0 | 0 | 0 | 0 | 0 | 0 | 0 | 0 | 0 | 0 | 0 | 0 | 0 | 0 | 0 | 0 | 0 | 0 | 0
122 | 100 | 122,100 | 99712 | - | N | 510 | 233 | 205 | 28 | 0 | 0 | 0 | 0 | 0 | 0 | 0 | 0 | 834.495 | 834.495 | 1408.3846 | 0 | 0 | 1365.174 | 0 | 0 | 5.3386 | 227.3587 | 0.30275 | 0 | 0 | 233 | 4.697 | 200.0366 | 204.7336 | 0.26637 | 4.8534 | 206.695 | 211.5484 | 0.27524 | 4.2858 | 182.5242 | 186.81 | 0.24305 | 0 | 0 | 192.3216 | 201.7061 | 211.5484 | 221.871 | 232.6972 | 170.4556 | 178.4456 | 186.81 | 195.5666 | 204.7336 | 0 | 0 | 0 | 0 | 0 | 234.8518 | 237.0262 | 239.2208 | 237.6481 | 236.0856 | 235.3317 | 234.5802 | 233.8312 | 233.0845 | 232.3401 | 234.0588 | 235.7901 | 237.5342 | 239.2912 | 241.0613 | 242.0329 | 243.0046 | 243.9763 | 244.948 | 245.9196 | 246.7161 | 247.5126 | 248.3091 | 249.1056 | 249.9021 | 206.6292 | 208.5424 | 210.4733 | 209.0895 | 207.7148 | 207.0515 | 206.3903 | 205.7313 | 205.0743 | 204.4194 | 205.9315 | 207.4548 | 208.9893 | 210.5352 | 212.0925 | 212.9474 | 213.8023 | 214.6573 | 215.5122 | 216.3671 | 217.0678 | 217.7686 | 218.4694 | 219.1701 | 219.8709 | 0 | 0 | 0 | 0 | 0 | 0 | 0 | 0 | 0 | 0 | 0 | 0 | 0 | 0 | 0 | 0 | 0 | 0 | 0 | 0 | 0 | 0 | 0 | 0 | 0 | 0.30556 | 0.30839 | 0.31124 | 0.3092 | 0.30716 | 0.30618 | 0.3052 | 0.30423 | 0.30326 | 0.30229 | 0.30453 | 0.30678 | 0.30905 | 0.31133 | 0.31364 | 0.3149 | 0.31617 | 0.31743 | 0.31869 | 0.31996 | 0.32099 | 0.32203 | 0.32307 | 0.3241 | 0.32514 | 0 | 0 | 0 | 0 | 0 | 0 | 0 | 0 | 0 | 0 | 0 | 0 | 0 | 0 | 0 | 0 | 0 | 0 | 0 | 0 | 0 | 0 | 0 | 0 | 0
153 | 100 | 153,100 | 99712 | - | N | 0 | 1 | 0 | 1 | 0 | 0 | 0 | 0 | 0 | 0 | 0 | 0 | 834.495 | 834.495 | 1408.3846 | 0 | 0 | 1365.174 | 0 | 0 | 0.022912 | 0.97579 | 0.0012994 | 0 | 0 | 1 | 0 | 0 | 0 | 0 | 0.02083 | 0.8871 | 0.90793 | 0.0011813 | 0 | 0 | 0 | 0 | 0 | 0 | 0.82541 | 0.86569 | 0.90793 | 0.95224 | 0.9987 | 0 | 0 | 0 | 0 | 0 | 0 | 0 | 0 | 0 | 0 | 1.0113 | 1.0241 | 1.0371 | 1.0303 | 1.0235 | 1.0202 | 1.017 | 1.0137 | 1.0105 | 1.0073 | 1.0147 | 1.0222 | 1.0298 | 1.0374 | 1.0451 | 1.0493 | 1.0535 | 1.0577 | 1.0619 | 1.0661 | 1.0696 | 1.0731 | 1.0765 | 1.08 | 1.0834 | 0 | 0 | 0 | 0 | 0 | 0 | 0 | 0 | 0 | 0 | 0 | 0 | 0 | 0 | 0 | 0 | 0 | 0 | 0 | 0 | 0 | 0 | 0 | 0 | 0 | 0 | 0 | 0 | 0 | 0 | 0 | 0 | 0 | 0 | 0 | 0 | 0 | 0 | 0 | 0 | 0 | 0 | 0 | 0 | 0 | 0 | 0 | 0 | 0 | 0 | 0.0013158 | 0.0013325 | 0.0013493 | 0.0013405 | 0.0013317 | 0.0013274 | 0.0013232 | 0.0013189 | 0.0013147 | 0.0013105 | 0.0013202 | 0.00133 | 0.0013398 | 0.0013497 | 0.0013597 | 0.0013652 | 0.0013707 | 0.0013762 | 0.0013816 | 0.0013871 | 0.0013916 | 0.0013961 | 0.0014006 | 0.0014051 | 0.0014096 | 0 | 0 | 0 | 0 | 0 | 0 | 0 | 0 | 0 | 0 | 0 | 0 | 0 | 0 | 0 | 0 | 0 | 0 | 0 | 0 | 0 | 0 | 0 | 0 | 0
98 | 101 | 98,101 | 99709 | - | N | 45 | 17 | 16 | 1 | 0 | 36 | 36 | 0 | 0 | 0 | 36 | 0 | 2361.4167 | 2361.4167 | 0 | 0 | 0 | 2361.4167 | 85011 | 0 | 0 | 17 | 0 | 0 | 0 | 17 | 0 | 16 | 16 | 0 | 0 | 16.1867 | 16.1867 | 0 | 0 | 15.2633 | 15.2633 | 0 | 0 | 0 | 15.4123 | 15.7947 | 16.1867 | 16.5884 | 17 | 14.5605 | 14.9077 | 15.2633 | 15.6273 | 16 | 0 | 0 | 0 | 0 | 0 | 17.0871 | 17.1746 | 17.2626 | 17.1491 | 17.0364 | 16.982 | 16.9277 | 16.8737 | 16.8198 | 16.7661 | 16.8901 | 17.015 | 17.1409 | 17.2677 | 17.3954 | 17.4655 | 17.5356 | 17.6058 | 17.6759 | 17.746 | 17.8035 | 17.8609 | 17.9184 | 17.9759 | 18.0334 | 16.082 | 16.1643 | 16.2471 | 16.1403 | 16.0342 | 15.983 | 15.932 | 15.8811 | 15.8304 | 15.7798 | 15.8966 | 16.0141 | 16.1326 | 16.2519 | 16.3721 | 16.4381 | 16.5041 | 16.5701 | 16.6361 | 16.7021 | 16.7562 | 16.8103 | 16.8644 | 16.9185 | 16.9726 | 0 | 0 | 0 | 0 | 0 | 0 | 0 | 0 | 0 | 0 | 0 | 0 | 0 | 0 | 0 | 0 | 0 | 0 | 0 | 0 | 0 | 0 | 0 | 0 | 0 | 0 | 0 | 0 | 0 | 0 | 0 | 0 | 0 | 0 | 0 | 0 | 0 | 0 | 0 | 0 | 0 | 0 | 0 | 0 | 0 | 0 | 0 | 0 | 0 | 0 | 0 | 0 | 0 | 0 | 0 | 0 | 0 | 0 | 0 | 0 | 0 | 0 | 0 | 0 | 0 | 0 | 0 | 0 | 0 | 0 | 0 | 0 | 0 | 0 | 0
100 | 101 | 100,101 | 99709 | Fairbanks | Y | 4 | 1 | 1 | 0 | 0 | 37 | 37 | 0 | 0 | 0 | 37 | 0 | 2028 | 2028 | 0 | 0 | 0 | 2028 | 75036 | 0 | 0 | 1 | 0 | 0 | 0 | 1 | 0 | 1 | 1 | 0 | 0 | 0.95216 | 0.95216 | 0 | 0 | 0.95395 | 0.95395 | 0 | 0 | 0 | 0.90661 | 0.9291 | 0.95216 | 0.97579 | 1 | 0.91003 | 0.93173 | 0.95395 | 0.97671 | 1 | 0 | 0 | 0 | 0 | 0 | 1.0051 | 1.0103 | 1.0154 | 1.0088 | 1.0021 | 0.99894 | 0.99575 | 0.99257 | 0.9894 | 0.98624 | 0.99353 | 1.0009 | 1.0083 | 1.0157 | 1.0233 | 1.0274 | 1.0315 | 1.0356 | 1.0398 | 1.0439 | 1.0473 | 1.0506 | 1.054 | 1.0574 | 1.0608 | 1.0051 | 1.0103 | 1.0154 | 1.0088 | 1.0021 | 0.99894 | 0.99575 | 0.99257 | 0.9894 | 0.98624 | 0.99353 | 1.0009 | 1.0083 | 1.0157 | 1.0233 | 1.0274 | 1.0315 | 1.0356 | 1.0398 | 1.0439 | 1.0473 | 1.0506 | 1.054 | 1.0574 | 1.0608 | 0 | 0 | 0 | 0 | 0 | 0 | 0 | 0 | 0 | 0 | 0 | 0 | 0 | 0 | 0 | 0 | 0 | 0 | 0 | 0 | 0 | 0 | 0 | 0 | 0 | 0 | 0 | 0 | 0 | 0 | 0 | 0 | 0 | 0 | 0 | 0 | 0 | 0 | 0 | 0 | 0 | 0 | 0 | 0 | 0 | 0 | 0 | 0 | 0 | 0 | 0 | 0 | 0 | 0 | 0 | 0 | 0 | 0 | 0 | 0 | 0 | 0 | 0 | 0 | 0 | 0 | 0 | 0 | 0 | 0 | 0 | 0 | 0 | 0 | 0
101 | 101 | 101,101 | 99709 | Fairbanks | Y | 43 | 17 | 15 | 2 | 0 | 57 | 57 | 0 | 0 | 0 | 57 | 0 | 2176.7368 | 2176.7368 | 0 | 0 | 0 | 2176.7368 | 124074 | 0 | 0 | 17 | 0 | 0 | 0 | 17 | 0 | 15 | 15 | 0 | 0 | 16.1867 | 16.1867 | 0 | 0 | 14.3093 | 14.3093 | 0 | 0 | 0 | 15.4123 | 15.7947 | 16.1867 | 16.5884 | 17 | 13.6504 | 13.976 | 14.3093 | 14.6506 | 15 | 0 | 0 | 0 | 0 | 0 | 17.0871 | 17.1746 | 17.2626 | 17.1491 | 17.0364 | 16.982 | 16.9277 | 16.8737 | 16.8198 | 16.7661 | 16.8901 | 17.015 | 17.1409 | 17.2677 | 17.3954 | 17.4655 | 17.5356 | 17.6058 | 17.6759 | 17.746 | 17.8035 | 17.8609 | 17.9184 | 17.9759 | 18.0334 | 15.0768 | 15.1541 | 15.2317 | 15.1316 | 15.0321 | 14.9841 | 14.9362 | 14.8885 | 14.841 | 14.7936 | 14.903 | 15.0133 | 15.1243 | 15.2362 | 15.3489 | 15.4108 | 15.4726 | 15.5345 | 15.5964 | 15.6582 | 15.7089 | 15.7597 | 15.8104 | 15.8611 | 15.9118 | 0 | 0 | 0 | 0 | 0 | 0 | 0 | 0 | 0 | 0 | 0 | 0 | 0 | 0 | 0 | 0 | 0 | 0 | 0 | 0 | 0 | 0 | 0 | 0 | 0 | 0 | 0 | 0 | 0 | 0 | 0 | 0 | 0 | 0 | 0 | 0 | 0 | 0 | 0 | 0 | 0 | 0 | 0 | 0 | 0 | 0 | 0 | 0 | 0 | 0 | 0 | 0 | 0 | 0 | 0 | 0 | 0 | 0 | 0 | 0 | 0 | 0 | 0 | 0 | 0 | 0 | 0 | 0 | 0 | 0 | 0 | 0 | 0 | 0 | 0
104 | 101 | 104,101 | 99709 | Fairbanks | Y | 74 | 33 | 31 | 2 | 1 | 110 | 111 | 3 | 0 | 0 | 114 | 3452 | 2332.9091 | 2342.991 | 5083.3333 | 0 | 0 | 2415.1053 | 260072 | 15250 | 0.2973 | 32.7027 | 0 | 3 | 0 | 36 | 0.27928 | 30.7207 | 31 | 0 | 0.28307 | 31.1382 | 31.4212 | 0 | 0.26642 | 29.3062 | 29.5726 | 0 | 2.879 | 0 | 29.918 | 30.6604 | 31.4212 | 32.2009 | 33 | 28.2109 | 28.8837 | 29.5726 | 30.2779 | 31 | 2.7629 | 2.8203 | 2.879 | 2.9389 | 3 | 33.169 | 33.339 | 33.5097 | 33.2894 | 33.0706 | 32.965 | 32.8597 | 32.7548 | 32.6502 | 32.5459 | 32.7866 | 33.0292 | 33.2735 | 33.5196 | 33.7675 | 33.9037 | 34.0398 | 34.1759 | 34.312 | 34.4481 | 34.5597 | 34.6712 | 34.7828 | 34.8944 | 35.006 | 31.1588 | 31.3184 | 31.4788 | 31.2719 | 31.0663 | 30.9671 | 30.8682 | 30.7696 | 30.6714 | 30.5734 | 30.7996 | 31.0274 | 31.2569 | 31.4881 | 31.721 | 31.8489 | 31.9768 | 32.1046 | 32.2325 | 32.3603 | 32.4651 | 32.57 | 32.6748 | 32.7796 | 32.8844 | 3.0154 | 3.0308 | 3.0463 | 3.0263 | 3.0064 | 2.9968 | 2.9872 | 2.9777 | 2.9682 | 2.9587 | 2.9806 | 3.0027 | 3.0249 | 3.0472 | 3.0698 | 3.0822 | 3.0945 | 3.1069 | 3.1193 | 3.1316 | 3.1418 | 3.1519 | 3.1621 | 3.1722 | 3.1824 | 0 | 0 | 0 | 0 | 0 | 0 | 0 | 0 | 0 | 0 | 0 | 0 | 0 | 0 | 0 | 0 | 0 | 0 | 0 | 0 | 0 | 0 | 0 | 0 | 0 | 0 | 0 | 0 | 0 | 0 | 0 | 0 | 0 | 0 | 0 | 0 | 0 | 0 | 0 | 0 | 0 | 0 | 0 | 0 | 0 | 0 | 0 | 0 | 0 | 0
106 | 101 | 106,101 | 99709 | Fairbanks | Y | 274 | 157 | 134 | 23 | 0 | 1 | 1 | 0 | 0 | 0 | 1 | 0 | 3292 | 3292 | 0 | 0 | 0 | 3292 | 3292 | 0 | 0 | 157 | 0 | 0 | 0 | 157 | 0 | 134 | 134 | 0 | 0 | 149.4889 | 149.4889 | 0 | 0 | 127.8299 | 127.8299 | 0 | 0 | 0 | 142.3371 | 145.8692 | 149.4889 | 153.1984 | 157 | 121.9439 | 124.8523 | 127.8299 | 130.8786 | 134 | 0 | 0 | 0 | 0 | 0 | 157.8043 | 158.6126 | 159.4251 | 158.377 | 157.3357 | 156.8333 | 156.3325 | 155.8333 | 155.3356 | 154.8396 | 155.9849 | 157.1388 | 158.3011 | 159.4721 | 160.6517 | 161.2992 | 161.9468 | 162.5943 | 163.2419 | 163.8895 | 164.4203 | 164.9511 | 165.4819 | 166.0127 | 166.5435 | 134.6864 | 135.3764 | 136.0699 | 135.1753 | 134.2865 | 133.8577 | 133.4303 | 133.0042 | 132.5795 | 132.1561 | 133.1336 | 134.1184 | 135.1105 | 136.1099 | 137.1167 | 137.6694 | 138.2221 | 138.7748 | 139.3275 | 139.8802 | 140.3332 | 140.7863 | 141.2393 | 141.6924 | 142.1454 | 0 | 0 | 0 | 0 | 0 | 0 | 0 | 0 | 0 | 0 | 0 | 0 | 0 | 0 | 0 | 0 | 0 | 0 | 0 | 0 | 0 | 0 | 0 | 0 | 0 | 0 | 0 | 0 | 0 | 0 | 0 | 0 | 0 | 0 | 0 | 0 | 0 | 0 | 0 | 0 | 0 | 0 | 0 | 0 | 0 | 0 | 0 | 0 | 0 | 0 | 0 | 0 | 0 | 0 | 0 | 0 | 0 | 0 | 0 | 0 | 0 | 0 | 0 | 0 | 0 | 0 | 0 | 0 | 0 | 0 | 0 | 0 | 0 | 0 | 0
109 | 101 | 109,101 | 99712 | Fairbanks | Y | 430 | 186 | 173 | 13 | 0 | 30 | 30 | 2 | 0 | 0 | 32 | 0 | 1849.4 | 1849.4 | 424 | 0 | 0 | 1760.3125 | 55482 | 848 | 0 | 186 | 0 | 2 | 0 | 188 | 0 | 173 | 173 | 0 | 0 | 169.0952 | 169.0952 | 0 | 0 | 157.8546 | 157.8546 | 0 | 1.8597 | 0 | 153.7269 | 161.2281 | 169.0952 | 177.3463 | 186 | 144.035 | 150.7866 | 157.8546 | 165.2539 | 173 | 1.7292 | 1.7933 | 1.8597 | 1.9286 | 2 | 190.5603 | 195.2324 | 200.019 | 198.704 | 197.3976 | 196.7672 | 196.1389 | 195.5126 | 194.8882 | 194.2659 | 195.7029 | 197.1505 | 198.6088 | 200.0779 | 201.5579 | 202.3703 | 203.1827 | 203.9952 | 204.8076 | 205.6201 | 206.286 | 206.952 | 207.618 | 208.2839 | 208.9499 | 177.2416 | 181.5871 | 186.0392 | 184.8161 | 183.601 | 183.0147 | 182.4303 | 181.8477 | 181.267 | 180.6882 | 182.0247 | 183.3711 | 184.7275 | 186.0939 | 187.4705 | 188.2261 | 188.9818 | 189.7375 | 190.4931 | 191.2488 | 191.8682 | 192.4876 | 193.107 | 193.7264 | 194.3459 | 2.049 | 2.0993 | 2.1507 | 2.1366 | 2.1226 | 2.1158 | 2.109 | 2.1023 | 2.0956 | 2.0889 | 2.1043 | 2.1199 | 2.1356 | 2.1514 | 2.1673 | 2.176 | 2.1848 | 2.1935 | 2.2022 | 2.211 | 2.2181 | 2.2253 | 2.2325 | 2.2396 | 2.2468 | 0 | 0 | 0 | 0 | 0 | 0 | 0 | 0 | 0 | 0 | 0 | 0 | 0 | 0 | 0 | 0 | 0 | 0 | 0 | 0 | 0 | 0 | 0 | 0 | 0 | 0 | 0 | 0 | 0 | 0 | 0 | 0 | 0 | 0 | 0 | 0 | 0 | 0 | 0 | 0 | 0 | 0 | 0 | 0 | 0 | 0 | 0 | 0 | 0 | 0
112 | 101 | 112,101 | 99712 | Fairbanks | Y | 49 | 20 | 19 | 1 | 0 | 26 | 26 | 1 | 0 | 0 | 27 | 0 | 1878.5 | 1878.5 | 8170 | 0 | 0 | 2111.5185 | 48841 | 8170 | 0 | 20 | 0 | 1 | 0 | 21 | 0 | 19 | 19 | 0 | 0 | 18.1823 | 18.1823 | 0 | 0 | 17.3366 | 17.3366 | 0 | 0.92984 | 0 | 16.5298 | 17.3364 | 18.1823 | 19.0695 | 20 | 15.8189 | 16.5604 | 17.3366 | 18.1493 | 19 | 0.8646 | 0.89663 | 0.92984 | 0.96428 | 1 | 20.2734 | 20.5505 | 20.8314 | 20.6944 | 20.5583 | 20.4927 | 20.4272 | 20.362 | 20.297 | 20.2322 | 20.3818 | 20.5326 | 20.6845 | 20.8375 | 20.9916 | 21.0762 | 21.1608 | 21.2455 | 21.3301 | 21.4147 | 21.484 | 21.5534 | 21.6228 | 21.6921 | 21.7615 | 19.2597 | 19.5229 | 19.7898 | 19.6597 | 19.5304 | 19.4681 | 19.4059 | 19.3439 | 19.2821 | 19.2206 | 19.3627 | 19.506 | 19.6503 | 19.7956 | 19.942 | 20.0224 | 20.1028 | 20.1832 | 20.2636 | 20.3439 | 20.4098 | 20.4757 | 20.5416 | 20.6075 | 20.6734 | 1.0137 | 1.0275 | 1.0416 | 1.0347 | 1.0279 | 1.0246 | 1.0214 | 1.0181 | 1.0148 | 1.0116 | 1.0191 | 1.0266 | 1.0342 | 1.0419 | 1.0496 | 1.0538 | 1.058 | 1.0623 | 1.0665 | 1.0707 | 1.0742 | 1.0777 | 1.0811 | 1.0846 | 1.0881 | 0 | 0 | 0 | 0 | 0 | 0 | 0 | 0 | 0 | 0 | 0 | 0 | 0 | 0 | 0 | 0 | 0 | 0 | 0 | 0 | 0 | 0 | 0 | 0 | 0 | 0 | 0 | 0 | 0 | 0 | 0 | 0 | 0 | 0 | 0 | 0 | 0 | 0 | 0 | 0 | 0 | 0 | 0 | 0 | 0 | 0 | 0 | 0 | 0 | 0
113 | 101 | 113,101 | 99712 | Fairbanks | Y | 161 | 65 | 60 | 5 | 0 | 43 | 43 | 0 | 0 | 0 | 43 | 0 | 2739.2791 | 2739.2791 | 0 | 0 | 0 | 2739.2791 | 117789 | 0 | 0 | 65 | 0 | 0 | 0 | 65 | 0 | 60 | 60 | 0 | 0 | 59.0924 | 59.0924 | 0 | 0 | 54.7472 | 54.7472 | 0 | 0 | 0 | 53.7218 | 56.3431 | 59.0924 | 61.9759 | 65 | 49.9544 | 52.2959 | 54.7472 | 57.3135 | 60 | 0 | 0 | 0 | 0 | 0 | 65.6018 | 66.2092 | 66.8223 | 66.3829 | 65.9465 | 65.7359 | 65.526 | 65.3167 | 65.1082 | 64.9002 | 65.3803 | 65.8639 | 66.3511 | 66.8419 | 67.3363 | 67.6078 | 67.8792 | 68.1506 | 68.422 | 68.6935 | 68.9159 | 69.1384 | 69.3609 | 69.5834 | 69.8059 | 60.5555 | 61.1162 | 61.6821 | 61.2765 | 60.8737 | 60.6793 | 60.4855 | 60.2924 | 60.0998 | 59.9079 | 60.3511 | 60.7975 | 61.2472 | 61.7002 | 62.1566 | 62.4072 | 62.6577 | 62.9083 | 63.1588 | 63.4093 | 63.6147 | 63.8201 | 64.0255 | 64.2308 | 64.4362 | 0 | 0 | 0 | 0 | 0 | 0 | 0 | 0 | 0 | 0 | 0 | 0 | 0 | 0 | 0 | 0 | 0 | 0 | 0 | 0 | 0 | 0 | 0 | 0 | 0 | 0 | 0 | 0 | 0 | 0 | 0 | 0 | 0 | 0 | 0 | 0 | 0 | 0 | 0 | 0 | 0 | 0 | 0 | 0 | 0 | 0 | 0 | 0 | 0 | 0 | 0 | 0 | 0 | 0 | 0 | 0 | 0 | 0 | 0 | 0 | 0 | 0 | 0 | 0 | 0 | 0 | 0 | 0 | 0 | 0 | 0 | 0 | 0 | 0 | 0
114 | 101 | 114,101 | 99712 | Fairbanks | Y | 97 | 47 | 39 | 8 | 0 | 62 | 62 | 0 | 0 | 0 | 62 | 0 | 1942.9516 | 1942.9516 | 0 | 0 | 0 | 1942.9516 | 120463 | 0 | 0 | 47 | 0 | 0 | 0 | 47 | 0 | 39 | 39 | 0 | 0 | 42.7284 | 42.7284 | 0 | 0 | 35.5857 | 35.5857 | 0 | 0 | 0 | 38.845 | 40.7404 | 42.7284 | 44.8133 | 47 | 32.4703 | 33.9923 | 35.5857 | 37.2538 | 39 | 0 | 0 | 0 | 0 | 0 | 47.4352 | 47.8744 | 48.3176 | 48 | 47.6844 | 47.5321 | 47.3803 | 47.229 | 47.0782 | 46.9279 | 47.275 | 47.6247 | 47.977 | 48.3319 | 48.6894 | 48.8856 | 49.0819 | 49.2781 | 49.4744 | 49.6706 | 49.8315 | 49.9924 | 50.1533 | 50.3141 | 50.475 | 39.3611 | 39.7255 | 40.0934 | 39.8298 | 39.5679 | 39.4415 | 39.3156 | 39.19 | 39.0649 | 38.9401 | 39.2282 | 39.5184 | 39.8107 | 40.1052 | 40.4018 | 40.5647 | 40.7275 | 40.8904 | 41.0532 | 41.2161 | 41.3496 | 41.4831 | 41.6165 | 41.75 | 41.8835 | 0 | 0 | 0 | 0 | 0 | 0 | 0 | 0 | 0 | 0 | 0 | 0 | 0 | 0 | 0 | 0 | 0 | 0 | 0 | 0 | 0 | 0 | 0 | 0 | 0 | 0 | 0 | 0 | 0 | 0 | 0 | 0 | 0 | 0 | 0 | 0 | 0 | 0 | 0 | 0 | 0 | 0 | 0 | 0 | 0 | 0 | 0 | 0 | 0 | 0 | 0 | 0 | 0 | 0 | 0 | 0 | 0 | 0 | 0 | 0 | 0 | 0 | 0 | 0 | 0 | 0 | 0 | 0 | 0 | 0 | 0 | 0 | 0 | 0 | 0
115 | 101 | 115,101 | 99712 | Fairbanks | Y | 242 | 110 | 97 | 13 | 0 | 66 | 66 | 0 | 0 | 0 | 66 | 0 | 1918.5909 | 1918.5909 | 0 | 0 | 0 | 1918.5909 | 126627 | 0 | 0 | 110 | 0 | 0 | 0 | 110 | 0 | 97 | 97 | 0 | 0 | 100.0026 | 100.0026 | 0 | 0 | 88.508 | 88.508 | 0 | 0 | 0 | 90.9138 | 95.3499 | 100.0026 | 104.8822 | 110 | 80.7595 | 84.5451 | 88.508 | 92.6568 | 97 | 0 | 0 | 0 | 0 | 0 | 111.0185 | 112.0464 | 113.0838 | 112.3403 | 111.6017 | 111.2454 | 110.8901 | 110.536 | 110.183 | 109.8312 | 110.6436 | 111.462 | 112.2865 | 113.1171 | 113.9538 | 114.4131 | 114.8725 | 115.3318 | 115.7911 | 116.2505 | 116.627 | 117.0035 | 117.38 | 117.7565 | 118.133 | 97.8981 | 98.8045 | 99.7194 | 99.0638 | 98.4125 | 98.0982 | 97.7849 | 97.4727 | 97.1614 | 96.8511 | 97.5675 | 98.2892 | 99.0163 | 99.7487 | 100.4866 | 100.8916 | 101.2966 | 101.7017 | 102.1067 | 102.5118 | 102.8438 | 103.1758 | 103.5078 | 103.8398 | 104.1718 | 0 | 0 | 0 | 0 | 0 | 0 | 0 | 0 | 0 | 0 | 0 | 0 | 0 | 0 | 0 | 0 | 0 | 0 | 0 | 0 | 0 | 0 | 0 | 0 | 0 | 0 | 0 | 0 | 0 | 0 | 0 | 0 | 0 | 0 | 0 | 0 | 0 | 0 | 0 | 0 | 0 | 0 | 0 | 0 | 0 | 0 | 0 | 0 | 0 | 0 | 0 | 0 | 0 | 0 | 0 | 0 | 0 | 0 | 0 | 0 | 0 | 0 | 0 | 0 | 0 | 0 | 0 | 0 | 0 | 0 | 0 | 0 | 0 | 0 | 0
117 | 101 | 117,101 | 99712 | Fairbanks | Y | 75 | 26 | 26 | 0 | 0 | 14 | 14 | 1 | 0 | 0 | 15 | 0 | 2256.2143 | 2256.2143 | 1104 | 0 | 0 | 2179.4 | 31587 | 1104 | 0 | 26 | 0 | 1 | 0 | 27 | 0 | 26 | 26 | 0 | 0 | 23.637 | 23.637 | 0 | 0 | 23.7238 | 23.7238 | 0 | 0.92984 | 0 | 21.4887 | 22.5373 | 23.637 | 24.7903 | 26 | 21.6469 | 22.6616 | 23.7238 | 24.8358 | 26 | 0.8646 | 0.89663 | 0.92984 | 0.96428 | 1 | 26.2407 | 26.4837 | 26.7289 | 26.5532 | 26.3786 | 26.2944 | 26.2104 | 26.1267 | 26.0433 | 25.9601 | 26.1521 | 26.3456 | 26.5404 | 26.7368 | 26.9345 | 27.0431 | 27.1517 | 27.2602 | 27.3688 | 27.4774 | 27.5664 | 27.6554 | 27.7444 | 27.8334 | 27.9223 | 26.2407 | 26.4837 | 26.7289 | 26.5532 | 26.3786 | 26.2944 | 26.2104 | 26.1267 | 26.0433 | 25.9601 | 26.1521 | 26.3456 | 26.5404 | 26.7368 | 26.9345 | 27.0431 | 27.1517 | 27.2602 | 27.3688 | 27.4774 | 27.5664 | 27.6554 | 27.7444 | 27.8334 | 27.9223 | 1.0093 | 1.0186 | 1.028 | 1.0213 | 1.0146 | 1.0113 | 1.0081 | 1.0049 | 1.0017 | 0.99847 | 1.0059 | 1.0133 | 1.0208 | 1.0283 | 1.0359 | 1.0401 | 1.0443 | 1.0485 | 1.0526 | 1.0568 | 1.0602 | 1.0637 | 1.0671 | 1.0705 | 1.0739 | 0 | 0 | 0 | 0 | 0 | 0 | 0 | 0 | 0 | 0 | 0 | 0 | 0 | 0 | 0 | 0 | 0 | 0 | 0 | 0 | 0 | 0 | 0 | 0 | 0 | 0 | 0 | 0 | 0 | 0 | 0 | 0 | 0 | 0 | 0 | 0 | 0 | 0 | 0 | 0 | 0 | 0 | 0 | 0 | 0 | 0 | 0 | 0 | 0 | 0
119 | 101 | 119,101 | 99712 | - | N | 352 | 157 | 139 | 18 | 0 | 0 | 0 | 0 | 0 | 0 | 0 | 0 | 834.495 | 834.495 | 1408.3846 | 0 | 0 | 1365.174 | 0 | 0 | 3.5972 | 153.1988 | 0.204 | 0 | 0 | 157 | 3.1848 | 135.6346 | 138.8194 | 0.18061 | 3.2703 | 139.2752 | 142.5455 | 0.18546 | 2.906 | 123.7603 | 126.6663 | 0.1648 | 0 | 0 | 129.5901 | 135.9135 | 142.5455 | 149.501 | 156.796 | 115.5772 | 120.9948 | 126.6663 | 132.6037 | 138.8194 | 0 | 0 | 0 | 0 | 0 | 158.2478 | 159.713 | 161.1917 | 160.132 | 159.0792 | 158.5712 | 158.0648 | 157.56 | 157.0569 | 156.5554 | 157.7134 | 158.88 | 160.0552 | 161.2392 | 162.4318 | 163.0866 | 163.7413 | 164.396 | 165.0508 | 165.7055 | 166.2422 | 166.7789 | 167.3156 | 167.8523 | 168.3889 | 140.1047 | 141.4019 | 142.7111 | 141.7729 | 140.8408 | 140.391 | 139.9427 | 139.4958 | 139.0504 | 138.6064 | 139.6316 | 140.6645 | 141.705 | 142.7531 | 143.8091 | 144.3888 | 144.9684 | 145.5481 | 146.1278 | 146.7074 | 147.1826 | 147.6577 | 148.1329 | 148.6081 | 149.0832 | 0 | 0 | 0 | 0 | 0 | 0 | 0 | 0 | 0 | 0 | 0 | 0 | 0 | 0 | 0 | 0 | 0 | 0 | 0 | 0 | 0 | 0 | 0 | 0 | 0 | 0.20589 | 0.2078 | 0.20972 | 0.20834 | 0.20697 | 0.20631 | 0.20565 | 0.205 | 0.20434 | 0.20369 | 0.2052 | 0.20671 | 0.20824 | 0.20978 | 0.21133 | 0.21219 | 0.21304 | 0.21389 | 0.21474 | 0.21559 | 0.21629 | 0.21699 | 0.21769 | 0.21839 | 0.21909 | 0 | 0 | 0 | 0 | 0 | 0 | 0 | 0 | 0 | 0 | 0 | 0 | 0 | 0 | 0 | 0 | 0 | 0 | 0 | 0 | 0 | 0 | 0 | 0 | 0
135 | 101 | 135,101 | 99712 | - | N | 27 | 10 | 9 | 1 | 0 | 0 | 0 | 0 | 0 | 0 | 0 | 0 | 834.495 | 834.495 | 1408.3846 | 0 | 0 | 1365.174 | 0 | 0 | 0.22912 | 9.7579 | 0.012994 | 0 | 0 | 10 | 0.20621 | 8.7821 | 8.9883 | 0.011694 | 0.2083 | 8.871 | 9.0793 | 0.011813 | 0.18816 | 8.0133 | 8.2014 | 0.010671 | 0 | 0 | 8.2541 | 8.6569 | 9.0793 | 9.5224 | 9.987 | 7.4834 | 7.8342 | 8.2014 | 8.5859 | 8.9883 | 0 | 0 | 0 | 0 | 0 | 10.1134 | 10.2414 | 10.3711 | 10.3029 | 10.2351 | 10.2025 | 10.1699 | 10.1374 | 10.105 | 10.0728 | 10.1473 | 10.2223 | 10.2979 | 10.3741 | 10.4509 | 10.493 | 10.5351 | 10.5772 | 10.6194 | 10.6615 | 10.696 | 10.7305 | 10.7651 | 10.7996 | 10.8341 | 9.1021 | 9.2173 | 9.334 | 9.2726 | 9.2116 | 9.1822 | 9.1529 | 9.1237 | 9.0945 | 9.0655 | 9.1325 | 9.2001 | 9.2682 | 9.3367 | 9.4058 | 9.4437 | 9.4816 | 9.5195 | 9.5574 | 9.5953 | 9.6264 | 9.6575 | 9.6886 | 9.7196 | 9.7507 | 0 | 0 | 0 | 0 | 0 | 0 | 0 | 0 | 0 | 0 | 0 | 0 | 0 | 0 | 0 | 0 | 0 | 0 | 0 | 0 | 0 | 0 | 0 | 0 | 0 | 0.013158 | 0.013325 | 0.013493 | 0.013405 | 0.013317 | 0.013274 | 0.013232 | 0.013189 | 0.013147 | 0.013105 | 0.013202 | 0.0133 | 0.013398 | 0.013497 | 0.013597 | 0.013652 | 0.013707 | 0.013762 | 0.013816 | 0.013871 | 0.013916 | 0.013961 | 0.014006 | 0.014051 | 0.014096 | 0 | 0 | 0 | 0 | 0 | 0 | 0 | 0 | 0 | 0 | 0 | 0 | 0 | 0 | 0 | 0 | 0 | 0 | 0 | 0 | 0 | 0 | 0 | 0 | 0
136 | 101 | 136,101 | 99712 | - | N | 4 | 2 | 2 | 0 | 0 | 0 | 0 | 0 | 0 | 0 | 0 | 0 | 834.495 | 834.495 | 1408.3846 | 0 | 0 | 1365.174 | 0 | 0 | 0.045825 | 1.9516 | 0.0025988 | 0 | 0 | 2 | 0.045825 | 1.9516 | 1.9974 | 0.0025988 | 0.04166 | 1.7742 | 1.8159 | 0.0023626 | 0.041813 | 1.7807 | 1.8225 | 0.0023712 | 0 | 0 | 1.6508 | 1.7314 | 1.8159 | 1.9045 | 1.9974 | 1.663 | 1.7409 | 1.8225 | 1.908 | 1.9974 | 0 | 0 | 0 | 0 | 0 | 2.0227 | 2.0483 | 2.0742 | 2.0606 | 2.047 | 2.0405 | 2.034 | 2.0275 | 2.021 | 2.0146 | 2.0295 | 2.0445 | 2.0596 | 2.0748 | 2.0902 | 2.0986 | 2.107 | 2.1154 | 2.1239 | 2.1323 | 2.1392 | 2.1461 | 2.153 | 2.1599 | 2.1668 | 2.0227 | 2.0483 | 2.0742 | 2.0606 | 2.047 | 2.0405 | 2.034 | 2.0275 | 2.021 | 2.0146 | 2.0295 | 2.0445 | 2.0596 | 2.0748 | 2.0902 | 2.0986 | 2.107 | 2.1154 | 2.1239 | 2.1323 | 2.1392 | 2.1461 | 2.153 | 2.1599 | 2.1668 | 0 | 0 | 0 | 0 | 0 | 0 | 0 | 0 | 0 | 0 | 0 | 0 | 0 | 0 | 0 | 0 | 0 | 0 | 0 | 0 | 0 | 0 | 0 | 0 | 0 | 0.0026316 | 0.002665 | 0.0026987 | 0.0026809 | 0.0026633 | 0.0026548 | 0.0026463 | 0.0026379 | 0.0026295 | 0.0026211 | 0.0026405 | 0.00266 | 0.0026797 | 0.0026995 | 0.0027195 | 0.0027304 | 0.0027414 | 0.0027523 | 0.0027633 | 0.0027743 | 0.0027832 | 0.0027922 | 0.0028012 | 0.0028102 | 0.0028192 | 0 | 0 | 0 | 0 | 0 | 0 | 0 | 0 | 0 | 0 | 0 | 0 | 0 | 0 | 0 | 0 | 0 | 0 | 0 | 0 | 0 | 0 | 0 | 0 | 0
92 | 102 | 92,102 | 99709 | - | N | 14 | 13 | 6 | 7 | 0 | 0 | 0 | 0 | 0 | 0 | 0 | 0 | 834.495 | 834.495 | 1408.3846 | 0 | 0 | 1365.174 | 0 | 0 | 0.29786 | 12.6852 | 0.016892 | 0 | 0 | 13 | 0.13747 | 5.8547 | 5.9922 | 0.0077963 | 0.28361 | 12.0784 | 12.362 | 0.016084 | 0.13114 | 5.5851 | 5.7163 | 0.0074373 | 0 | 0 | 11.7706 | 12.0626 | 12.362 | 12.6687 | 12.9831 | 5.4531 | 5.5831 | 5.7163 | 5.8526 | 5.9922 | 0 | 0 | 0 | 0 | 0 | 13.0496 | 13.1165 | 13.1837 | 13.097 | 13.0109 | 12.9693 | 12.9279 | 12.8866 | 12.8455 | 12.8045 | 12.8992 | 12.9946 | 13.0907 | 13.1875 | 13.2851 | 13.3386 | 13.3922 | 13.4457 | 13.4993 | 13.5528 | 13.5967 | 13.6406 | 13.6845 | 13.7284 | 13.7723 | 6.0229 | 6.0538 | 6.0848 | 6.0448 | 6.005 | 5.9858 | 5.9667 | 5.9477 | 5.9287 | 5.9097 | 5.9535 | 5.9975 | 6.0419 | 6.0866 | 6.1316 | 6.1563 | 6.181 | 6.2057 | 6.2304 | 6.2552 | 6.2754 | 6.2957 | 6.3159 | 6.3362 | 6.3564 | 0 | 0 | 0 | 0 | 0 | 0 | 0 | 0 | 0 | 0 | 0 | 0 | 0 | 0 | 0 | 0 | 0 | 0 | 0 | 0 | 0 | 0 | 0 | 0 | 0 | 0.016978 | 0.017065 | 0.017153 | 0.01704 | 0.016928 | 0.016874 | 0.01682 | 0.016766 | 0.016713 | 0.016659 | 0.016783 | 0.016907 | 0.017032 | 0.017158 | 0.017285 | 0.017354 | 0.017424 | 0.017494 | 0.017563 | 0.017633 | 0.01769 | 0.017747 | 0.017804 | 0.017862 | 0.017919 | 0 | 0 | 0 | 0 | 0 | 0 | 0 | 0 | 0 | 0 | 0 | 0 | 0 | 0 | 0 | 0 | 0 | 0 | 0 | 0 | 0 | 0 | 0 | 0 | 0
95 | 102 | 95,102 | 99709 | - | N | 295 | 124 | 117 | 7 | 0 | 0 | 0 | 0 | 0 | 0 | 0 | 0 | 834.495 | 834.495 | 1408.3846 | 0 | 0 | 1365.174 | 0 | 0 | 2.8411 | 120.9977 | 0.16112 | 0 | 0 | 124 | 2.6807 | 114.1672 | 116.848 | 0.15203 | 2.7052 | 115.209 | 117.9142 | 0.15341 | 2.5573 | 108.9104 | 111.4677 | 0.14503 | 0 | 0 | 112.273 | 115.0591 | 117.9142 | 120.8402 | 123.8389 | 106.3351 | 108.8711 | 111.4677 | 114.1261 | 116.848 | 0 | 0 | 0 | 0 | 0 | 124.4733 | 125.1109 | 125.7518 | 124.925 | 124.1037 | 123.7074 | 123.3124 | 122.9186 | 122.5261 | 122.1348 | 123.0382 | 123.9483 | 124.8652 | 125.7888 | 126.7193 | 127.23 | 127.7408 | 128.2516 | 128.7624 | 129.2732 | 129.6919 | 130.1105 | 130.5292 | 130.9479 | 131.3666 | 117.4465 | 118.0482 | 118.6529 | 117.8728 | 117.0978 | 116.7239 | 116.3512 | 115.9796 | 115.6093 | 115.2401 | 116.0925 | 116.9512 | 117.8163 | 118.6878 | 119.5657 | 120.0477 | 120.5296 | 121.0116 | 121.4935 | 121.9755 | 122.3705 | 122.7656 | 123.1606 | 123.5557 | 123.9508 | 0 | 0 | 0 | 0 | 0 | 0 | 0 | 0 | 0 | 0 | 0 | 0 | 0 | 0 | 0 | 0 | 0 | 0 | 0 | 0 | 0 | 0 | 0 | 0 | 0 | 0.16195 | 0.16278 | 0.16361 | 0.16254 | 0.16147 | 0.16095 | 0.16044 | 0.15993 | 0.15941 | 0.15891 | 0.16008 | 0.16127 | 0.16246 | 0.16366 | 0.16487 | 0.16553 | 0.1662 | 0.16686 | 0.16753 | 0.16819 | 0.16874 | 0.16928 | 0.16983 | 0.17037 | 0.17092 | 0 | 0 | 0 | 0 | 0 | 0 | 0 | 0 | 0 | 0 | 0 | 0 | 0 | 0 | 0 | 0 | 0 | 0 | 0 | 0 | 0 | 0 | 0 | 0 | 0
103 | 102 | 103,102 | 99709 | Fairbanks | Y | 4 | 1 | 1 | 0 | 0 | 12 | 12 | 0 | 0 | 0 | 12 | 0 | 1443.5833 | 1443.5833 | 0 | 0 | 0 | 1443.5833 | 17323 | 0 | 0 | 1 | 0 | 0 | 0 | 1 | 0 | 1 | 1 | 0 | 0 | 0.95216 | 0.95216 | 0 | 0 | 0.95395 | 0.95395 | 0 | 0 | 0 | 0.90661 | 0.9291 | 0.95216 | 0.97579 | 1 | 0.91003 | 0.93173 | 0.95395 | 0.97671 | 1 | 0 | 0 | 0 | 0 | 0 | 1.0051 | 1.0103 | 1.0154 | 1.0088 | 1.0021 | 0.99894 | 0.99575 | 0.99257 | 0.9894 | 0.98624 | 0.99353 | 1.0009 | 1.0083 | 1.0157 | 1.0233 | 1.0274 | 1.0315 | 1.0356 | 1.0398 | 1.0439 | 1.0473 | 1.0506 | 1.054 | 1.0574 | 1.0608 | 1.0051 | 1.0103 | 1.0154 | 1.0088 | 1.0021 | 0.99894 | 0.99575 | 0.99257 | 0.9894 | 0.98624 | 0.99353 | 1.0009 | 1.0083 | 1.0157 | 1.0233 | 1.0274 | 1.0315 | 1.0356 | 1.0398 | 1.0439 | 1.0473 | 1.0506 | 1.054 | 1.0574 | 1.0608 | 0 | 0 | 0 | 0 | 0 | 0 | 0 | 0 | 0 | 0 | 0 | 0 | 0 | 0 | 0 | 0 | 0 | 0 | 0 | 0 | 0 | 0 | 0 | 0 | 0 | 0 | 0 | 0 | 0 | 0 | 0 | 0 | 0 | 0 | 0 | 0 | 0 | 0 | 0 | 0 | 0 | 0 | 0 | 0 | 0 | 0 | 0 | 0 | 0 | 0 | 0 | 0 | 0 | 0 | 0 | 0 | 0 | 0 | 0 | 0 | 0 | 0 | 0 | 0 | 0 | 0 | 0 | 0 | 0 | 0 | 0 | 0 | 0 | 0 | 0
107 | 102 | 107,102 | 99709 | Fairbanks | Y | 14 | 10 | 8 | 2 | 0 | 14 | 14 | 0 | 0 | 0 | 14 | 0 | 1347.9286 | 1347.9286 | 0 | 0 | 0 | 1347.9286 | 18871 | 0 | 0 | 10 | 0 | 0 | 0 | 10 | 0 | 8 | 8 | 0 | 0 | 9.5216 | 9.5216 | 0 | 0 | 7.6316 | 7.6316 | 0 | 0 | 0 | 9.0661 | 9.291 | 9.5216 | 9.7579 | 10 | 7.2802 | 7.4539 | 7.6316 | 7.8136 | 8 | 0 | 0 | 0 | 0 | 0 | 10.0512 | 10.1027 | 10.1545 | 10.0877 | 10.0214 | 9.9894 | 9.9575 | 9.9257 | 9.894 | 9.8624 | 9.9353 | 10.0088 | 10.0829 | 10.1575 | 10.2326 | 10.2738 | 10.3151 | 10.3563 | 10.3976 | 10.4388 | 10.4726 | 10.5064 | 10.5402 | 10.5741 | 10.6079 | 8.041 | 8.0822 | 8.1236 | 8.0702 | 8.0171 | 7.9915 | 7.966 | 7.9405 | 7.9152 | 7.8899 | 7.9483 | 8.0071 | 8.0663 | 8.126 | 8.1861 | 8.2191 | 8.2521 | 8.2851 | 8.3181 | 8.3511 | 8.3781 | 8.4052 | 8.4322 | 8.4592 | 8.4863 | 0 | 0 | 0 | 0 | 0 | 0 | 0 | 0 | 0 | 0 | 0 | 0 | 0 | 0 | 0 | 0 | 0 | 0 | 0 | 0 | 0 | 0 | 0 | 0 | 0 | 0 | 0 | 0 | 0 | 0 | 0 | 0 | 0 | 0 | 0 | 0 | 0 | 0 | 0 | 0 | 0 | 0 | 0 | 0 | 0 | 0 | 0 | 0 | 0 | 0 | 0 | 0 | 0 | 0 | 0 | 0 | 0 | 0 | 0 | 0 | 0 | 0 | 0 | 0 | 0 | 0 | 0 | 0 | 0 | 0 | 0 | 0 | 0 | 0 | 0
111 | 102 | 111,102 | 99712 | Fairbanks | Y | 4 | 2 | 2 | 0 | 0 | 2 | 2 | 3 | 0 | 0 | 5 | 0 | 3041 | 3041 | 3634.3333 | 0 | 0 | 3397 | 6082 | 10903 | 0 | 2 | 0 | 3 | 0 | 5 | 0 | 2 | 2 | 0 | 0 | 1.8182 | 1.8182 | 0 | 0 | 1.8249 | 1.8249 | 0 | 2.7895 | 0 | 1.653 | 1.7336 | 1.8182 | 1.9069 | 2 | 1.6651 | 1.7432 | 1.8249 | 1.9104 | 2 | 2.5938 | 2.6899 | 2.7895 | 2.8928 | 3 | 2.049 | 2.0993 | 2.1507 | 2.1366 | 2.1226 | 2.1158 | 2.109 | 2.1023 | 2.0956 | 2.0889 | 2.1043 | 2.1199 | 2.1356 | 2.1514 | 2.1673 | 2.176 | 2.1848 | 2.1935 | 2.2022 | 2.211 | 2.2181 | 2.2253 | 2.2325 | 2.2396 | 2.2468 | 2.049 | 2.0993 | 2.1507 | 2.1366 | 2.1226 | 2.1158 | 2.109 | 2.1023 | 2.0956 | 2.0889 | 2.1043 | 2.1199 | 2.1356 | 2.1514 | 2.1673 | 2.176 | 2.1848 | 2.1935 | 2.2022 | 2.211 | 2.2181 | 2.2253 | 2.2325 | 2.2396 | 2.2468 | 3.0736 | 3.1489 | 3.2261 | 3.2049 | 3.1838 | 3.1737 | 3.1635 | 3.1534 | 3.1434 | 3.1333 | 3.1565 | 3.1798 | 3.2034 | 3.2271 | 3.2509 | 3.264 | 3.2771 | 3.2902 | 3.3033 | 3.3165 | 3.3272 | 3.3379 | 3.3487 | 3.3594 | 3.3702 | 0 | 0 | 0 | 0 | 0 | 0 | 0 | 0 | 0 | 0 | 0 | 0 | 0 | 0 | 0 | 0 | 0 | 0 | 0 | 0 | 0 | 0 | 0 | 0 | 0 | 0 | 0 | 0 | 0 | 0 | 0 | 0 | 0 | 0 | 0 | 0 | 0 | 0 | 0 | 0 | 0 | 0 | 0 | 0 | 0 | 0 | 0 | 0 | 0 | 0
112 | 102 | 112,102 | 99712 | Fairbanks | Y | 34 | 15 | 15 | 0 | 0 | 7 | 7 | 7 | 0 | 0 | 14 | 0 | 1661.7143 | 1661.7143 | 5746.1429 | 0 | 0 | 3703.9286 | 11632 | 40223 | 0 | 15 | 0 | 7 | 0 | 22 | 0 | 15 | 15 | 0 | 0 | 13.6367 | 13.6367 | 0 | 0 | 13.6868 | 13.6868 | 0 | 6.5089 | 0 | 12.3973 | 13.0023 | 13.6367 | 14.3021 | 15 | 12.4886 | 13.074 | 13.6868 | 14.3284 | 15 | 6.0522 | 6.2764 | 6.5089 | 6.75 | 7 | 15.1389 | 15.2791 | 15.4205 | 15.3191 | 15.2184 | 15.1698 | 15.1214 | 15.0731 | 15.025 | 14.977 | 15.0878 | 15.1994 | 15.3118 | 15.4251 | 15.5392 | 15.6018 | 15.6644 | 15.7271 | 15.7897 | 15.8523 | 15.9037 | 15.955 | 16.0064 | 16.0577 | 16.109 | 15.1389 | 15.2791 | 15.4205 | 15.3191 | 15.2184 | 15.1698 | 15.1214 | 15.0731 | 15.025 | 14.977 | 15.0878 | 15.1994 | 15.3118 | 15.4251 | 15.5392 | 15.6018 | 15.6644 | 15.7271 | 15.7897 | 15.8523 | 15.9037 | 15.955 | 16.0064 | 16.0577 | 16.109 | 7.0648 | 7.1302 | 7.1962 | 7.1489 | 7.1019 | 7.0793 | 7.0566 | 7.0341 | 7.0116 | 6.9893 | 7.041 | 7.093 | 7.1455 | 7.1984 | 7.2516 | 7.2808 | 7.3101 | 7.3393 | 7.3685 | 7.3978 | 7.4217 | 7.4457 | 7.4696 | 7.4936 | 7.5176 | 0 | 0 | 0 | 0 | 0 | 0 | 0 | 0 | 0 | 0 | 0 | 0 | 0 | 0 | 0 | 0 | 0 | 0 | 0 | 0 | 0 | 0 | 0 | 0 | 0 | 0 | 0 | 0 | 0 | 0 | 0 | 0 | 0 | 0 | 0 | 0 | 0 | 0 | 0 | 0 | 0 | 0 | 0 | 0 | 0 | 0 | 0 | 0 | 0 | 0
114 | 102 | 114,102 | 99712 | Fairbanks | Y | 142 | 51 | 51 | 0 | 0 | 76 | 76 | 0 | 0 | 0 | 76 | 0 | 2394.6974 | 2394.6974 | 0 | 0 | 0 | 2394.6974 | 181997 | 0 | 0 | 51 | 0 | 0 | 0 | 51 | 0 | 51 | 51 | 0 | 0 | 46.3648 | 46.3648 | 0 | 0 | 46.5352 | 46.5352 | 0 | 0 | 0 | 42.1509 | 44.2077 | 46.3648 | 48.6272 | 51 | 42.4612 | 44.4515 | 46.5352 | 48.7165 | 51 | 0 | 0 | 0 | 0 | 0 | 51.4722 | 51.9488 | 52.4298 | 52.0851 | 51.7426 | 51.5774 | 51.4127 | 51.2485 | 51.0849 | 50.9217 | 51.2984 | 51.6779 | 52.0601 | 52.4452 | 52.8331 | 53.0461 | 53.2591 | 53.472 | 53.685 | 53.8979 | 54.0725 | 54.2471 | 54.4216 | 54.5962 | 54.7708 | 51.4722 | 51.9488 | 52.4298 | 52.0851 | 51.7426 | 51.5774 | 51.4127 | 51.2485 | 51.0849 | 50.9217 | 51.2984 | 51.6779 | 52.0601 | 52.4452 | 52.8331 | 53.0461 | 53.2591 | 53.472 | 53.685 | 53.8979 | 54.0725 | 54.2471 | 54.4216 | 54.5962 | 54.7708 | 0 | 0 | 0 | 0 | 0 | 0 | 0 | 0 | 0 | 0 | 0 | 0 | 0 | 0 | 0 | 0 | 0 | 0 | 0 | 0 | 0 | 0 | 0 | 0 | 0 | 0 | 0 | 0 | 0 | 0 | 0 | 0 | 0 | 0 | 0 | 0 | 0 | 0 | 0 | 0 | 0 | 0 | 0 | 0 | 0 | 0 | 0 | 0 | 0 | 0 | 0 | 0 | 0 | 0 | 0 | 0 | 0 | 0 | 0 | 0 | 0 | 0 | 0 | 0 | 0 | 0 | 0 | 0 | 0 | 0 | 0 | 0 | 0 | 0 | 0
115 | 102 | 115,102 | 99712 | Fairbanks | Y | 120 | 54 | 49 | 5 | 0 | 72 | 72 | 0 | 0 | 0 | 72 | 0 | 1859.8889 | 1859.8889 | 0 | 0 | 0 | 1859.8889 | 133912 | 0 | 0 | 54 | 0 | 0 | 0 | 54 | 0 | 49 | 49 | 0 | 0 | 49.0922 | 49.0922 | 0 | 0 | 44.7103 | 44.7103 | 0 | 0 | 0 | 44.6304 | 46.8081 | 49.0922 | 51.4876 | 54 | 40.7961 | 42.7083 | 44.7103 | 46.806 | 49 | 0 | 0 | 0 | 0 | 0 | 54.5 | 55.0046 | 55.5139 | 55.1489 | 54.7863 | 54.6114 | 54.437 | 54.2631 | 54.0899 | 53.9171 | 54.316 | 54.7177 | 55.1225 | 55.5302 | 55.941 | 56.1665 | 56.3919 | 56.6174 | 56.8429 | 57.0684 | 57.2532 | 57.4381 | 57.6229 | 57.8077 | 57.9926 | 49.4537 | 49.9116 | 50.3737 | 50.0425 | 49.7135 | 49.5548 | 49.3965 | 49.2388 | 49.0815 | 48.9248 | 49.2867 | 49.6513 | 50.0185 | 50.3885 | 50.7612 | 50.9659 | 51.1705 | 51.3751 | 51.5797 | 51.7843 | 51.952 | 52.1197 | 52.2875 | 52.4552 | 52.6229 | 0 | 0 | 0 | 0 | 0 | 0 | 0 | 0 | 0 | 0 | 0 | 0 | 0 | 0 | 0 | 0 | 0 | 0 | 0 | 0 | 0 | 0 | 0 | 0 | 0 | 0 | 0 | 0 | 0 | 0 | 0 | 0 | 0 | 0 | 0 | 0 | 0 | 0 | 0 | 0 | 0 | 0 | 0 | 0 | 0 | 0 | 0 | 0 | 0 | 0 | 0 | 0 | 0 | 0 | 0 | 0 | 0 | 0 | 0 | 0 | 0 | 0 | 0 | 0 | 0 | 0 | 0 | 0 | 0 | 0 | 0 | 0 | 0 | 0 | 0
116 | 102 | 116,102 | 99712 | Fairbanks | Y | 257 | 116 | 100 | 16 | 0 | 34 | 34 | 0 | 0 | 0 | 34 | 0 | 2770.1176 | 2770.1176 | 0 | 0 | 0 | 2770.1176 | 94184 | 0 | 0 | 116 | 0 | 0 | 0 | 116 | 0 | 100 | 100 | 0 | 0 | 105.4573 | 105.4573 | 0 | 0 | 91.2454 | 91.2454 | 0 | 0 | 0 | 95.8727 | 100.5508 | 105.4573 | 110.6031 | 116 | 83.2573 | 87.1599 | 91.2454 | 95.5225 | 100 | 0 | 0 | 0 | 0 | 0 | 117.074 | 118.158 | 119.252 | 118.468 | 117.6891 | 117.3133 | 116.9387 | 116.5653 | 116.193 | 115.822 | 116.6787 | 117.5418 | 118.4112 | 119.2871 | 120.1695 | 120.6539 | 121.1382 | 121.6226 | 122.107 | 122.5914 | 122.9884 | 123.3855 | 123.7825 | 124.1796 | 124.5766 | 100.9259 | 101.8604 | 102.8035 | 102.1276 | 101.4561 | 101.1322 | 100.8092 | 100.4873 | 100.1664 | 99.8465 | 100.5851 | 101.3291 | 102.0787 | 102.8337 | 103.5944 | 104.012 | 104.4295 | 104.8471 | 105.2647 | 105.6822 | 106.0245 | 106.3668 | 106.7091 | 107.0514 | 107.3937 | 0 | 0 | 0 | 0 | 0 | 0 | 0 | 0 | 0 | 0 | 0 | 0 | 0 | 0 | 0 | 0 | 0 | 0 | 0 | 0 | 0 | 0 | 0 | 0 | 0 | 0 | 0 | 0 | 0 | 0 | 0 | 0 | 0 | 0 | 0 | 0 | 0 | 0 | 0 | 0 | 0 | 0 | 0 | 0 | 0 | 0 | 0 | 0 | 0 | 0 | 0 | 0 | 0 | 0 | 0 | 0 | 0 | 0 | 0 | 0 | 0 | 0 | 0 | 0 | 0 | 0 | 0 | 0 | 0 | 0 | 0 | 0 | 0 | 0 | 0
91 | 103 | 91,103 | 99709 | - | N | 14 | 9 | 7 | 2 | 0 | 11 | 11 | 0 | 0 | 0 | 11 | 0 | 1114.3636 | 1114.3636 | 0 | 0 | 0 | 1114.3636 | 12258 | 0 | 0 | 9 | 0 | 0 | 0 | 9 | 0 | 7 | 7 | 0 | 0 | 8.5694 | 8.5694 | 0 | 0 | 6.6777 | 6.6777 | 0 | 0 | 0 | 8.1595 | 8.3619 | 8.5694 | 8.7821 | 9 | 6.3702 | 6.5221 | 6.6777 | 6.8369 | 7 | 0 | 0 | 0 | 0 | 0 | 9.0461 | 9.0924 | 9.139 | 9.0789 | 9.0192 | 8.9904 | 8.9617 | 8.9331 | 8.9046 | 8.8762 | 8.9418 | 9.008 | 9.0746 | 9.1417 | 9.2093 | 9.2465 | 9.2836 | 9.3207 | 9.3578 | 9.3949 | 9.4254 | 9.4558 | 9.4862 | 9.5167 | 9.5471 | 7.0359 | 7.0719 | 7.1081 | 7.0614 | 7.015 | 6.9926 | 6.9702 | 6.948 | 6.9258 | 6.9037 | 6.9547 | 7.0062 | 7.058 | 7.1102 | 7.1628 | 7.1917 | 7.2206 | 7.2494 | 7.2783 | 7.3072 | 7.3308 | 7.3545 | 7.3782 | 7.4018 | 7.4255 | 0 | 0 | 0 | 0 | 0 | 0 | 0 | 0 | 0 | 0 | 0 | 0 | 0 | 0 | 0 | 0 | 0 | 0 | 0 | 0 | 0 | 0 | 0 | 0 | 0 | 0 | 0 | 0 | 0 | 0 | 0 | 0 | 0 | 0 | 0 | 0 | 0 | 0 | 0 | 0 | 0 | 0 | 0 | 0 | 0 | 0 | 0 | 0 | 0 | 0 | 0 | 0 | 0 | 0 | 0 | 0 | 0 | 0 | 0 | 0 | 0 | 0 | 0 | 0 | 0 | 0 | 0 | 0 | 0 | 0 | 0 | 0 | 0 | 0 | 0
92 | 103 | 92,103 | 99709 | - | N | 34 | 16 | 13 | 3 | 0 | 15 | 15 | 0 | 0 | 0 | 15 | 0 | 1211 | 1211 | 0 | 0 | 0 | 1211 | 18165 | 0 | 0 | 16 | 0 | 0 | 0 | 16 | 0 | 13 | 13 | 0 | 0 | 15.2345 | 15.2345 | 0 | 0 | 12.4014 | 12.4014 | 0 | 0 | 0 | 14.5057 | 14.8656 | 15.2345 | 15.6126 | 16 | 11.8304 | 12.1125 | 12.4014 | 12.6972 | 13 | 0 | 0 | 0 | 0 | 0 | 16.082 | 16.1643 | 16.2471 | 16.1403 | 16.0342 | 15.983 | 15.932 | 15.8811 | 15.8304 | 15.7798 | 15.8966 | 16.0141 | 16.1326 | 16.2519 | 16.3721 | 16.4381 | 16.5041 | 16.5701 | 16.6361 | 16.7021 | 16.7562 | 16.8103 | 16.8644 | 16.9185 | 16.9726 | 13.0666 | 13.1335 | 13.2008 | 13.114 | 13.0278 | 12.9862 | 12.9447 | 12.9034 | 12.8622 | 12.8211 | 12.916 | 13.0115 | 13.1077 | 13.2047 | 13.3024 | 13.356 | 13.4096 | 13.4632 | 13.5168 | 13.5705 | 13.6144 | 13.6584 | 13.7023 | 13.7463 | 13.7902 | 0 | 0 | 0 | 0 | 0 | 0 | 0 | 0 | 0 | 0 | 0 | 0 | 0 | 0 | 0 | 0 | 0 | 0 | 0 | 0 | 0 | 0 | 0 | 0 | 0 | 0 | 0 | 0 | 0 | 0 | 0 | 0 | 0 | 0 | 0 | 0 | 0 | 0 | 0 | 0 | 0 | 0 | 0 | 0 | 0 | 0 | 0 | 0 | 0 | 0 | 0 | 0 | 0 | 0 | 0 | 0 | 0 | 0 | 0 | 0 | 0 | 0 | 0 | 0 | 0 | 0 | 0 | 0 | 0 | 0 | 0 | 0 | 0 | 0 | 0
101 | 103 | 101,103 | 99709 | Fairbanks | Y | 632 | 325 | 271 | 54 | 0 | 0 | 0 | 0 | 0 | 0 | 0 | 0 | 834.495 | 834.495 | 1408.3846 | 0 | 0 | 1365.174 | 0 | 0 | 7.4465 | 317.1312 | 0.4223 | 0 | 0 | 325 | 6.2092 | 264.4386 | 270.6479 | 0.35213 | 7.0903 | 301.9591 | 309.0494 | 0.40209 | 5.9233 | 252.2625 | 258.1858 | 0.33592 | 0 | 0 | 294.264 | 301.5661 | 309.0494 | 316.7184 | 324.5777 | 246.2975 | 252.1716 | 258.1858 | 264.3434 | 270.6479 | 0 | 0 | 0 | 0 | 0 | 326.2404 | 327.9116 | 329.5914 | 327.4245 | 325.2718 | 324.2331 | 323.1977 | 322.1656 | 321.1368 | 320.1114 | 322.4792 | 324.8646 | 327.2676 | 329.6884 | 332.1271 | 333.4658 | 334.8046 | 336.1433 | 337.482 | 338.8208 | 339.9182 | 341.0155 | 342.1129 | 343.2103 | 344.3077 | 272.0343 | 273.4278 | 274.8285 | 273.0216 | 271.2266 | 270.3605 | 269.4972 | 268.6366 | 267.7787 | 266.9236 | 268.898 | 270.8871 | 272.8908 | 274.9094 | 276.9429 | 278.0592 | 279.1755 | 280.2918 | 281.4081 | 282.5244 | 283.4395 | 284.3545 | 285.2695 | 286.1846 | 287.0996 | 0 | 0 | 0 | 0 | 0 | 0 | 0 | 0 | 0 | 0 | 0 | 0 | 0 | 0 | 0 | 0 | 0 | 0 | 0 | 0 | 0 | 0 | 0 | 0 | 0 | 0.42446 | 0.42663 | 0.42882 | 0.426 | 0.4232 | 0.42185 | 0.4205 | 0.41916 | 0.41782 | 0.41649 | 0.41957 | 0.42267 | 0.4258 | 0.42895 | 0.43212 | 0.43386 | 0.4356 | 0.43734 | 0.43909 | 0.44083 | 0.44226 | 0.44368 | 0.44511 | 0.44654 | 0.44797 | 0 | 0 | 0 | 0 | 0 | 0 | 0 | 0 | 0 | 0 | 0 | 0 | 0 | 0 | 0 | 0 | 0 | 0 | 0 | 0 | 0 | 0 | 0 | 0 | 0
108 | 103 | 108,103 | 99709 | Fairbanks | Y | 137 | 61 | 51 | 10 | 0 | 23 | 23 | 0 | 0 | 0 | 23 | 0 | 1345.6957 | 1345.6957 | 0 | 0 | 0 | 1345.6957 | 30951 | 0 | 0 | 61 | 0 | 0 | 0 | 61 | 0 | 51 | 51 | 0 | 0 | 58.0817 | 58.0817 | 0 | 0 | 48.6517 | 48.6517 | 0 | 0 | 0 | 55.3029 | 56.6753 | 58.0817 | 59.5229 | 61 | 46.4115 | 47.5184 | 48.6517 | 49.812 | 51 | 0 | 0 | 0 | 0 | 0 | 61.3125 | 61.6266 | 61.9423 | 61.535 | 61.1304 | 60.9352 | 60.7406 | 60.5467 | 60.3533 | 60.1606 | 60.6056 | 61.0539 | 61.5055 | 61.9605 | 62.4188 | 62.6704 | 62.922 | 63.1736 | 63.4252 | 63.6768 | 63.883 | 64.0893 | 64.2955 | 64.5017 | 64.708 | 51.2613 | 51.5238 | 51.7878 | 51.4473 | 51.1091 | 50.9459 | 50.7832 | 50.621 | 50.4593 | 50.2982 | 50.6703 | 51.0451 | 51.4227 | 51.803 | 52.1862 | 52.3966 | 52.6069 | 52.8173 | 53.0276 | 53.238 | 53.4104 | 53.5828 | 53.7553 | 53.9277 | 54.1001 | 0 | 0 | 0 | 0 | 0 | 0 | 0 | 0 | 0 | 0 | 0 | 0 | 0 | 0 | 0 | 0 | 0 | 0 | 0 | 0 | 0 | 0 | 0 | 0 | 0 | 0 | 0 | 0 | 0 | 0 | 0 | 0 | 0 | 0 | 0 | 0 | 0 | 0 | 0 | 0 | 0 | 0 | 0 | 0 | 0 | 0 | 0 | 0 | 0 | 0 | 0 | 0 | 0 | 0 | 0 | 0 | 0 | 0 | 0 | 0 | 0 | 0 | 0 | 0 | 0 | 0 | 0 | 0 | 0 | 0 | 0 | 0 | 0 | 0 | 0
111 | 103 | 111,103 | 99709 | Fairbanks | Y | 4 | 4 | 4 | 0 | 0 | 3 | 3 | 3 | 0 | 0 | 6 | 0 | 1512 | 1512 | 3873.3333 | 0 | 0 | 2692.6667 | 4536 | 11620 | 0 | 4 | 0 | 3 | 0 | 7 | 0 | 4 | 4 | 0 | 0 | 3.8086 | 3.8086 | 0 | 0 | 3.8158 | 3.8158 | 0 | 2.879 | 0 | 3.6264 | 3.7164 | 3.8086 | 3.9031 | 4 | 3.6401 | 3.7269 | 3.8158 | 3.9068 | 4 | 2.7629 | 2.8203 | 2.879 | 2.9389 | 3 | 4.0205 | 4.0411 | 4.0618 | 4.0351 | 4.0086 | 3.9958 | 3.983 | 3.9703 | 3.9576 | 3.945 | 3.9741 | 4.0035 | 4.0331 | 4.063 | 4.093 | 4.1095 | 4.126 | 4.1425 | 4.159 | 4.1755 | 4.1891 | 4.2026 | 4.2161 | 4.2296 | 4.2431 | 4.0205 | 4.0411 | 4.0618 | 4.0351 | 4.0086 | 3.9958 | 3.983 | 3.9703 | 3.9576 | 3.945 | 3.9741 | 4.0035 | 4.0331 | 4.063 | 4.093 | 4.1095 | 4.126 | 4.1425 | 4.159 | 4.1755 | 4.1891 | 4.2026 | 4.2161 | 4.2296 | 4.2431 | 3.0154 | 3.0308 | 3.0463 | 3.0263 | 3.0064 | 2.9968 | 2.9872 | 2.9777 | 2.9682 | 2.9587 | 2.9806 | 3.0027 | 3.0249 | 3.0472 | 3.0698 | 3.0822 | 3.0945 | 3.1069 | 3.1193 | 3.1316 | 3.1418 | 3.1519 | 3.1621 | 3.1722 | 3.1824 | 0 | 0 | 0 | 0 | 0 | 0 | 0 | 0 | 0 | 0 | 0 | 0 | 0 | 0 | 0 | 0 | 0 | 0 | 0 | 0 | 0 | 0 | 0 | 0 | 0 | 0 | 0 | 0 | 0 | 0 | 0 | 0 | 0 | 0 | 0 | 0 | 0 | 0 | 0 | 0 | 0 | 0 | 0 | 0 | 0 | 0 | 0 | 0 | 0 | 0
112 | 103 | 112,103 | 99712 | Fairbanks | Y | 75 | 34 | 33 | 1 | 0 | 20 | 20 | 7 | 0 | 0 | 27 | 0 | 1558.5 | 1558.5 | 3936.2857 | 0 | 0 | 2174.963 | 31170 | 27554 | 0 | 34 | 0 | 7 | 0 | 41 | 0 | 33 | 33 | 0 | 0 | 30.9099 | 30.9099 | 0 | 0 | 30.111 | 30.111 | 0 | 6.5089 | 0 | 28.1006 | 29.4718 | 30.9099 | 32.4181 | 34 | 27.4749 | 28.7628 | 30.111 | 31.5224 | 33 | 6.0522 | 6.2764 | 6.5089 | 6.75 | 7 | 34.4558 | 34.9178 | 35.3859 | 35.1532 | 34.9221 | 34.8106 | 34.6994 | 34.5886 | 34.4782 | 34.3681 | 34.6223 | 34.8784 | 35.1364 | 35.3963 | 35.6581 | 35.8019 | 35.9456 | 36.0893 | 36.2331 | 36.3768 | 36.4946 | 36.6124 | 36.7302 | 36.8481 | 36.9659 | 33.4424 | 33.8908 | 34.3451 | 34.1193 | 33.895 | 33.7868 | 33.6789 | 33.5713 | 33.4641 | 33.3573 | 33.604 | 33.8526 | 34.103 | 34.3552 | 34.6094 | 34.7489 | 34.8884 | 35.0279 | 35.1674 | 35.3069 | 35.4212 | 35.5356 | 35.6499 | 35.7643 | 35.8786 | 7.0938 | 7.189 | 7.2853 | 7.2374 | 7.1898 | 7.1669 | 7.144 | 7.1212 | 7.0985 | 7.0758 | 7.1281 | 7.1808 | 7.234 | 7.2875 | 7.3414 | 7.371 | 7.4006 | 7.4302 | 7.4597 | 7.4893 | 7.5136 | 7.5379 | 7.5621 | 7.5864 | 7.6106 | 0 | 0 | 0 | 0 | 0 | 0 | 0 | 0 | 0 | 0 | 0 | 0 | 0 | 0 | 0 | 0 | 0 | 0 | 0 | 0 | 0 | 0 | 0 | 0 | 0 | 0 | 0 | 0 | 0 | 0 | 0 | 0 | 0 | 0 | 0 | 0 | 0 | 0 | 0 | 0 | 0 | 0 | 0 | 0 | 0 | 0 | 0 | 0 | 0 | 0
113 | 103 | 113,103 | 99712 | Fairbanks | Y | 33 | 21 | 15 | 6 | 0 | 12 | 12 | 4 | 0 | 0 | 16 | 0 | 2071.0833 | 2071.0833 | 4285.75 | 0 | 0 | 2624.75 | 24853 | 17143 | 0 | 21 | 0 | 4 | 0 | 25 | 0 | 15 | 15 | 0 | 0 | 19.0914 | 19.0914 | 0 | 0 | 13.6868 | 13.6868 | 0 | 3.7194 | 0 | 17.3563 | 18.2032 | 19.0914 | 20.023 | 21 | 12.4886 | 13.074 | 13.6868 | 14.3284 | 15 | 3.4584 | 3.5865 | 3.7194 | 3.8571 | 4 | 21.1944 | 21.3907 | 21.5887 | 21.4468 | 21.3058 | 21.2378 | 21.1699 | 21.1023 | 21.0349 | 20.9678 | 21.1229 | 21.2791 | 21.4365 | 21.5951 | 21.7548 | 21.8425 | 21.9302 | 22.0179 | 22.1056 | 22.1933 | 22.2651 | 22.337 | 22.4089 | 22.4808 | 22.5527 | 15.1389 | 15.2791 | 15.4205 | 15.3191 | 15.2184 | 15.1698 | 15.1214 | 15.0731 | 15.025 | 14.977 | 15.0878 | 15.1994 | 15.3118 | 15.4251 | 15.5392 | 15.6018 | 15.6644 | 15.7271 | 15.7897 | 15.8523 | 15.9037 | 15.955 | 16.0064 | 16.0577 | 16.109 | 4.037 | 4.0744 | 4.1121 | 4.0851 | 4.0582 | 4.0453 | 4.0324 | 4.0195 | 4.0067 | 3.9939 | 4.0234 | 4.0532 | 4.0831 | 4.1133 | 4.1438 | 4.1605 | 4.1772 | 4.1939 | 4.2106 | 4.2273 | 4.241 | 4.2547 | 4.2684 | 4.2821 | 4.2957 | 0 | 0 | 0 | 0 | 0 | 0 | 0 | 0 | 0 | 0 | 0 | 0 | 0 | 0 | 0 | 0 | 0 | 0 | 0 | 0 | 0 | 0 | 0 | 0 | 0 | 0 | 0 | 0 | 0 | 0 | 0 | 0 | 0 | 0 | 0 | 0 | 0 | 0 | 0 | 0 | 0 | 0 | 0 | 0 | 0 | 0 | 0 | 0 | 0 | 0
114 | 103 | 114,103 | 99712 | Fairbanks | Y | 415 | 177 | 164 | 13 | 0 | 0 | 0 | 0 | 0 | 0 | 0 | 0 | 834.495 | 834.495 | 1408.3846 | 0 | 0 | 1365.174 | 0 | 0 | 4.0555 | 172.7145 | 0.22999 | 0 | 0 | 177 | 3.7576 | 160.0293 | 163.7869 | 0.2131 | 3.6869 | 157.0172 | 160.7041 | 0.20909 | 3.4287 | 146.0194 | 149.448 | 0.19444 | 0 | 0 | 146.0984 | 153.2273 | 160.7041 | 168.5458 | 176.77 | 136.3645 | 142.7564 | 149.448 | 156.4533 | 163.7869 | 0 | 0 | 0 | 0 | 0 | 178.4067 | 180.0586 | 181.7257 | 180.5309 | 179.344 | 178.7713 | 178.2004 | 177.6314 | 177.0642 | 176.4987 | 177.8043 | 179.1195 | 180.4444 | 181.7792 | 183.1238 | 183.8619 | 184.6001 | 185.3382 | 186.0764 | 186.8145 | 187.4195 | 188.0246 | 188.6297 | 189.2347 | 189.8398 | 165.3034 | 166.8339 | 168.3786 | 167.2716 | 166.1719 | 165.6412 | 165.1123 | 164.585 | 164.0594 | 163.5355 | 164.7452 | 165.9638 | 167.1915 | 168.4282 | 169.674 | 170.358 | 171.0419 | 171.7258 | 172.4097 | 173.0937 | 173.6543 | 174.2149 | 174.7755 | 175.3361 | 175.8967 | 0 | 0 | 0 | 0 | 0 | 0 | 0 | 0 | 0 | 0 | 0 | 0 | 0 | 0 | 0 | 0 | 0 | 0 | 0 | 0 | 0 | 0 | 0 | 0 | 0 | 0.23212 | 0.23427 | 0.23644 | 0.23488 | 0.23334 | 0.23259 | 0.23185 | 0.23111 | 0.23037 | 0.22964 | 0.23134 | 0.23305 | 0.23477 | 0.23651 | 0.23826 | 0.23922 | 0.24018 | 0.24114 | 0.2421 | 0.24306 | 0.24385 | 0.24463 | 0.24542 | 0.24621 | 0.24699 | 0 | 0 | 0 | 0 | 0 | 0 | 0 | 0 | 0 | 0 | 0 | 0 | 0 | 0 | 0 | 0 | 0 | 0 | 0 | 0 | 0 | 0 | 0 | 0 | 0
107 | 104 | 107,104 | 99709 | Fairbanks | Y | 638 | 289 | 262 | 27 | 0 | 2 | 2 | 0 | 0 | 0 | 2 | 0 | 1724.5 | 1724.5 | 0 | 0 | 0 | 1724.5 | 3449 | 0 | 0 | 289 | 0 | 0 | 0 | 289 | 0 | 262 | 262 | 0 | 0 | 275.1738 | 275.1738 | 0 | 0 | 249.9361 | 249.9361 | 0 | 0 | 0 | 262.009 | 268.5107 | 275.1738 | 282.0022 | 289 | 238.4277 | 244.1141 | 249.9361 | 255.897 | 262 | 0 | 0 | 0 | 0 | 0 | 290.4804 | 291.9685 | 293.4641 | 291.5347 | 289.618 | 288.6932 | 287.7713 | 286.8523 | 285.9363 | 285.0232 | 287.1315 | 289.2554 | 291.395 | 293.5505 | 295.7219 | 296.9139 | 298.1059 | 299.2979 | 300.4899 | 301.6819 | 302.659 | 303.636 | 304.6131 | 305.5902 | 306.5673 | 263.3421 | 264.6911 | 266.047 | 264.2979 | 262.5603 | 261.7218 | 260.8861 | 260.053 | 259.2225 | 258.3948 | 260.3061 | 262.2316 | 264.1713 | 266.1253 | 268.0939 | 269.1745 | 270.2551 | 271.3358 | 272.4164 | 273.4971 | 274.3829 | 275.2687 | 276.1545 | 277.0403 | 277.9261 | 0 | 0 | 0 | 0 | 0 | 0 | 0 | 0 | 0 | 0 | 0 | 0 | 0 | 0 | 0 | 0 | 0 | 0 | 0 | 0 | 0 | 0 | 0 | 0 | 0 | 0 | 0 | 0 | 0 | 0 | 0 | 0 | 0 | 0 | 0 | 0 | 0 | 0 | 0 | 0 | 0 | 0 | 0 | 0 | 0 | 0 | 0 | 0 | 0 | 0 | 0 | 0 | 0 | 0 | 0 | 0 | 0 | 0 | 0 | 0 | 0 | 0 | 0 | 0 | 0 | 0 | 0 | 0 | 0 | 0 | 0 | 0 | 0 | 0 | 0
108 | 104 | 108,104 | 99709 | Fairbanks | Y | 45 | 21 | 20 | 1 | 0 | 36 | 36 | 0 | 0 | 0 | 36 | 0 | 1871.0278 | 1871.0278 | 0 | 0 | 0 | 1871.0278 | 67357 | 0 | 0 | 21 | 0 | 0 | 0 | 21 | 0 | 20 | 20 | 0 | 0 | 19.9953 | 19.9953 | 0 | 0 | 19.0791 | 19.0791 | 0 | 0 | 0 | 19.0387 | 19.5112 | 19.9953 | 20.4915 | 21 | 18.2006 | 18.6347 | 19.0791 | 19.5341 | 20 | 0 | 0 | 0 | 0 | 0 | 21.1076 | 21.2157 | 21.3244 | 21.1842 | 21.0449 | 20.9777 | 20.9107 | 20.8439 | 20.7774 | 20.711 | 20.8642 | 21.0186 | 21.174 | 21.3307 | 21.4884 | 21.5751 | 21.6617 | 21.7483 | 21.8349 | 21.9215 | 21.9925 | 22.0635 | 22.1345 | 22.2055 | 22.2765 | 20.1025 | 20.2054 | 20.3089 | 20.1754 | 20.0428 | 19.9788 | 19.915 | 19.8514 | 19.788 | 19.7248 | 19.8707 | 20.0177 | 20.1657 | 20.3149 | 20.4652 | 20.5477 | 20.6302 | 20.7127 | 20.7951 | 20.8776 | 20.9453 | 21.0129 | 21.0805 | 21.1481 | 21.2157 | 0 | 0 | 0 | 0 | 0 | 0 | 0 | 0 | 0 | 0 | 0 | 0 | 0 | 0 | 0 | 0 | 0 | 0 | 0 | 0 | 0 | 0 | 0 | 0 | 0 | 0 | 0 | 0 | 0 | 0 | 0 | 0 | 0 | 0 | 0 | 0 | 0 | 0 | 0 | 0 | 0 | 0 | 0 | 0 | 0 | 0 | 0 | 0 | 0 | 0 | 0 | 0 | 0 | 0 | 0 | 0 | 0 | 0 | 0 | 0 | 0 | 0 | 0 | 0 | 0 | 0 | 0 | 0 | 0 | 0 | 0 | 0 | 0 | 0 | 0
112 | 104 | 112,104 | 99712 | Fairbanks | Y | 1 | 1 | 1 | 0 | 0 | 1 | 1 | 0 | 0 | 0 | 1 | 0 | 6285 | 6285 | 0 | 0 | 0 | 6285 | 6285 | 0 | 0 | 1 | 0 | 0 | 0 | 1 | 0 | 1 | 1 | 0 | 0 | 0.90911 | 0.90911 | 0 | 0 | 0.91245 | 0.91245 | 0 | 0 | 0 | 0.82649 | 0.86682 | 0.90911 | 0.95347 | 1 | 0.83257 | 0.8716 | 0.91245 | 0.95522 | 1 | 0 | 0 | 0 | 0 | 0 | 1.0134 | 1.027 | 1.0408 | 1.0339 | 1.0271 | 1.0238 | 1.0206 | 1.0173 | 1.0141 | 1.0108 | 1.0183 | 1.0258 | 1.0334 | 1.0411 | 1.0488 | 1.053 | 1.0572 | 1.0615 | 1.0657 | 1.0699 | 1.0734 | 1.0768 | 1.0803 | 1.0838 | 1.0872 | 1.0134 | 1.027 | 1.0408 | 1.0339 | 1.0271 | 1.0238 | 1.0206 | 1.0173 | 1.0141 | 1.0108 | 1.0183 | 1.0258 | 1.0334 | 1.0411 | 1.0488 | 1.053 | 1.0572 | 1.0615 | 1.0657 | 1.0699 | 1.0734 | 1.0768 | 1.0803 | 1.0838 | 1.0872 | 0 | 0 | 0 | 0 | 0 | 0 | 0 | 0 | 0 | 0 | 0 | 0 | 0 | 0 | 0 | 0 | 0 | 0 | 0 | 0 | 0 | 0 | 0 | 0 | 0 | 0 | 0 | 0 | 0 | 0 | 0 | 0 | 0 | 0 | 0 | 0 | 0 | 0 | 0 | 0 | 0 | 0 | 0 | 0 | 0 | 0 | 0 | 0 | 0 | 0 | 0 | 0 | 0 | 0 | 0 | 0 | 0 | 0 | 0 | 0 | 0 | 0 | 0 | 0 | 0 | 0 | 0 | 0 | 0 | 0 | 0 | 0 | 0 | 0 | 0
113 | 104 | 113,104 | 99712 | Fairbanks | Y | 66 | 52 | 37 | 15 | 3 | 41 | 44 | 9 | 0 | 0 | 53 | 2249 | 1688.122 | 1726.3636 | 7577.8889 | 0 | 0 | 2720.0189 | 75960 | 68201 | 3.5455 | 48.4545 | 0 | 9 | 0 | 61 | 2.5227 | 34.4773 | 37 | 0 | 3.2232 | 44.0507 | 47.2739 | 0 | 2.3019 | 31.4589 | 33.7608 | 0 | 8.3686 | 0 | 42.9774 | 45.0745 | 47.2739 | 49.5807 | 52 | 30.8052 | 32.2491 | 33.7608 | 35.3433 | 37 | 7.7814 | 8.0697 | 8.3686 | 8.6785 | 9 | 52.6971 | 53.4036 | 54.1196 | 53.7638 | 53.4103 | 53.2398 | 53.0697 | 52.9003 | 52.7313 | 52.563 | 52.9518 | 53.3434 | 53.738 | 54.1355 | 54.536 | 54.7558 | 54.9756 | 55.1954 | 55.4153 | 55.6351 | 55.8153 | 55.9955 | 56.1757 | 56.3558 | 56.536 | 37.496 | 37.9987 | 38.5082 | 38.255 | 38.0035 | 37.8821 | 37.7612 | 37.6406 | 37.5204 | 37.4006 | 37.6772 | 37.9559 | 38.2367 | 38.5195 | 38.8044 | 38.9608 | 39.1173 | 39.2737 | 39.4301 | 39.5865 | 39.7147 | 39.8429 | 39.9711 | 40.0994 | 40.2276 | 9.1207 | 9.2429 | 9.3669 | 9.3053 | 9.2441 | 9.2146 | 9.1851 | 9.1558 | 9.1266 | 9.0974 | 9.1647 | 9.2325 | 9.3008 | 9.3696 | 9.4389 | 9.477 | 9.515 | 9.5531 | 9.5911 | 9.6291 | 9.6603 | 9.6915 | 9.7227 | 9.7539 | 9.7851 | 0 | 0 | 0 | 0 | 0 | 0 | 0 | 0 | 0 | 0 | 0 | 0 | 0 | 0 | 0 | 0 | 0 | 0 | 0 | 0 | 0 | 0 | 0 | 0 | 0 | 0 | 0 | 0 | 0 | 0 | 0 | 0 | 0 | 0 | 0 | 0 | 0 | 0 | 0 | 0 | 0 | 0 | 0 | 0 | 0 | 0 | 0 | 0 | 0 | 0
114 | 104 | 114,104 | 99712 | Fairbanks | Y | 33 | 21 | 19 | 2 | 0 | 8 | 8 | 5 | 0 | 0 | 13 | 0 | 2291.25 | 2291.25 | 6010.6 | 0 | 0 | 3721.7692 | 18330 | 30053 | 0 | 21 | 0 | 5 | 0 | 26 | 0 | 19 | 19 | 0 | 0 | 19.0914 | 19.0914 | 0 | 0 | 17.3366 | 17.3366 | 0 | 4.6492 | 0 | 17.3563 | 18.2032 | 19.0914 | 20.023 | 21 | 15.8189 | 16.5604 | 17.3366 | 18.1493 | 19 | 4.323 | 4.4832 | 4.6492 | 4.8214 | 5 | 21.1944 | 21.3907 | 21.5887 | 21.4468 | 21.3058 | 21.2378 | 21.1699 | 21.1023 | 21.0349 | 20.9678 | 21.1229 | 21.2791 | 21.4365 | 21.5951 | 21.7548 | 21.8425 | 21.9302 | 22.0179 | 22.1056 | 22.1933 | 22.2651 | 22.337 | 22.4089 | 22.4808 | 22.5527 | 19.1759 | 19.3535 | 19.5327 | 19.4042 | 19.2767 | 19.2151 | 19.1537 | 19.0926 | 19.0316 | 18.9708 | 19.1112 | 19.2525 | 19.3949 | 19.5384 | 19.6829 | 19.7623 | 19.8416 | 19.9209 | 20.0003 | 20.0796 | 20.1447 | 20.2097 | 20.2747 | 20.3398 | 20.4048 | 5.0463 | 5.093 | 5.1402 | 5.1064 | 5.0728 | 5.0566 | 5.0405 | 5.0244 | 5.0083 | 4.9923 | 5.0293 | 5.0665 | 5.1039 | 5.1417 | 5.1797 | 5.2006 | 5.2215 | 5.2424 | 5.2632 | 5.2841 | 5.3012 | 5.3183 | 5.3355 | 5.3526 | 5.3697 | 0 | 0 | 0 | 0 | 0 | 0 | 0 | 0 | 0 | 0 | 0 | 0 | 0 | 0 | 0 | 0 | 0 | 0 | 0 | 0 | 0 | 0 | 0 | 0 | 0 | 0 | 0 | 0 | 0 | 0 | 0 | 0 | 0 | 0 | 0 | 0 | 0 | 0 | 0 | 0 | 0 | 0 | 0 | 0 | 0 | 0 | 0 | 0 | 0 | 0
115 | 104 | 115,104 | 99712 | Fairbanks | Y | 70 | 43 | 33 | 10 | 0 | 1 | 1 | 0 | 0 | 0 | 1 | 0 | 960 | 960 | 0 | 0 | 0 | 960 | 960 | 0 | 0 | 43 | 0 | 0 | 0 | 43 | 0 | 33 | 33 | 0 | 0 | 39.0919 | 39.0919 | 0 | 0 | 30.111 | 30.111 | 0 | 0 | 0 | 35.539 | 37.2732 | 39.0919 | 40.9994 | 43 | 27.4749 | 28.7628 | 30.111 | 31.5224 | 33 | 0 | 0 | 0 | 0 | 0 | 43.3981 | 43.8 | 44.2055 | 43.9149 | 43.6261 | 43.4868 | 43.348 | 43.2095 | 43.0716 | 42.934 | 43.2516 | 43.5715 | 43.8938 | 44.2185 | 44.5456 | 44.7251 | 44.9047 | 45.0842 | 45.2638 | 45.4434 | 45.5905 | 45.7377 | 45.8849 | 46.0321 | 46.1793 | 33.3055 | 33.6139 | 33.9251 | 33.7021 | 33.4805 | 33.3736 | 33.267 | 33.1608 | 33.0549 | 32.9494 | 33.1931 | 33.4386 | 33.686 | 33.9351 | 34.1861 | 34.3239 | 34.4617 | 34.5995 | 34.7373 | 34.8751 | 34.9881 | 35.101 | 35.214 | 35.327 | 35.4399 | 0 | 0 | 0 | 0 | 0 | 0 | 0 | 0 | 0 | 0 | 0 | 0 | 0 | 0 | 0 | 0 | 0 | 0 | 0 | 0 | 0 | 0 | 0 | 0 | 0 | 0 | 0 | 0 | 0 | 0 | 0 | 0 | 0 | 0 | 0 | 0 | 0 | 0 | 0 | 0 | 0 | 0 | 0 | 0 | 0 | 0 | 0 | 0 | 0 | 0 | 0 | 0 | 0 | 0 | 0 | 0 | 0 | 0 | 0 | 0 | 0 | 0 | 0 | 0 | 0 | 0 | 0 | 0 | 0 | 0 | 0 | 0 | 0 | 0 | 0
104 | 105 | 104,105 | 99709 | - | N | 34 | 16 | 14 | 2 | 0 | 10 | 10 | 0 | 0 | 0 | 10 | 0 | 1125.7 | 1125.7 | 0 | 0 | 0 | 1125.7 | 11257 | 0 | 0 | 16 | 0 | 0 | 0 | 16 | 0 | 14 | 14 | 0 | 0 | 15.2345 | 15.2345 | 0 | 0 | 13.3554 | 13.3554 | 0 | 0 | 0 | 14.5057 | 14.8656 | 15.2345 | 15.6126 | 16 | 12.7404 | 13.0443 | 13.3554 | 13.6739 | 14 | 0 | 0 | 0 | 0 | 0 | 16.082 | 16.1643 | 16.2471 | 16.1403 | 16.0342 | 15.983 | 15.932 | 15.8811 | 15.8304 | 15.7798 | 15.8966 | 16.0141 | 16.1326 | 16.2519 | 16.3721 | 16.4381 | 16.5041 | 16.5701 | 16.6361 | 16.7021 | 16.7562 | 16.8103 | 16.8644 | 16.9185 | 16.9726 | 14.0717 | 14.1438 | 14.2163 | 14.1228 | 14.0299 | 13.9851 | 13.9405 | 13.896 | 13.8516 | 13.8074 | 13.9095 | 14.0124 | 14.116 | 14.2204 | 14.3256 | 14.3834 | 14.4411 | 14.4989 | 14.5566 | 14.6143 | 14.6617 | 14.709 | 14.7563 | 14.8037 | 14.851 | 0 | 0 | 0 | 0 | 0 | 0 | 0 | 0 | 0 | 0 | 0 | 0 | 0 | 0 | 0 | 0 | 0 | 0 | 0 | 0 | 0 | 0 | 0 | 0 | 0 | 0 | 0 | 0 | 0 | 0 | 0 | 0 | 0 | 0 | 0 | 0 | 0 | 0 | 0 | 0 | 0 | 0 | 0 | 0 | 0 | 0 | 0 | 0 | 0 | 0 | 0 | 0 | 0 | 0 | 0 | 0 | 0 | 0 | 0 | 0 | 0 | 0 | 0 | 0 | 0 | 0 | 0 | 0 | 0 | 0 | 0 | 0 | 0 | 0 | 0
112 | 105 | 112,105 | 99712 | - | N | 16 | 10 | 9 | 1 | 0 | 1 | 1 | 1 | 0 | 0 | 2 | 0 | 4354 | 4354 | 8310 | 0 | 0 | 6332 | 4354 | 8310 | 0 | 10 | 0 | 1 | 0 | 11 | 0 | 9 | 9 | 0 | 0 | 9.0911 | 9.0911 | 0 | 0 | 8.2121 | 8.2121 | 0 | 0.92984 | 0 | 8.2649 | 8.6682 | 9.0911 | 9.5347 | 10 | 7.4932 | 7.8444 | 8.2121 | 8.597 | 9 | 0.8646 | 0.89663 | 0.92984 | 0.96428 | 1 | 10.1341 | 10.2699 | 10.4076 | 10.3392 | 10.2712 | 10.2384 | 10.2057 | 10.1731 | 10.1406 | 10.1083 | 10.183 | 10.2584 | 10.3342 | 10.4107 | 10.4877 | 10.53 | 10.5722 | 10.6145 | 10.6568 | 10.6991 | 10.7337 | 10.7684 | 10.803 | 10.8377 | 10.8723 | 9.1207 | 9.2429 | 9.3669 | 9.3053 | 9.2441 | 9.2146 | 9.1851 | 9.1558 | 9.1266 | 9.0974 | 9.1647 | 9.2325 | 9.3008 | 9.3696 | 9.4389 | 9.477 | 9.515 | 9.5531 | 9.5911 | 9.6291 | 9.6603 | 9.6915 | 9.7227 | 9.7539 | 9.7851 | 1.0134 | 1.027 | 1.0408 | 1.0339 | 1.0271 | 1.0238 | 1.0206 | 1.0173 | 1.0141 | 1.0108 | 1.0183 | 1.0258 | 1.0334 | 1.0411 | 1.0488 | 1.053 | 1.0572 | 1.0615 | 1.0657 | 1.0699 | 1.0734 | 1.0768 | 1.0803 | 1.0838 | 1.0872 | 0 | 0 | 0 | 0 | 0 | 0 | 0 | 0 | 0 | 0 | 0 | 0 | 0 | 0 | 0 | 0 | 0 | 0 | 0 | 0 | 0 | 0 | 0 | 0 | 0 | 0 | 0 | 0 | 0 | 0 | 0 | 0 | 0 | 0 | 0 | 0 | 0 | 0 | 0 | 0 | 0 | 0 | 0 | 0 | 0 | 0 | 0 | 0 | 0 | 0
114 | 105 | 114,105 | 99712 | - | N | 27 | 10 | 9 | 1 | 0 | 1 | 1 | 0 | 0 | 0 | 1 | 0 | 4117 | 4117 | 0 | 0 | 0 | 4117 | 4117 | 0 | 0 | 10 | 0 | 0 | 0 | 10 | 0 | 9 | 9 | 0 | 0 | 9.0911 | 9.0911 | 0 | 0 | 8.2121 | 8.2121 | 0 | 0 | 0 | 8.2649 | 8.6682 | 9.0911 | 9.5347 | 10 | 7.4932 | 7.8444 | 8.2121 | 8.597 | 9 | 0 | 0 | 0 | 0 | 0 | 10.1341 | 10.2699 | 10.4076 | 10.3392 | 10.2712 | 10.2384 | 10.2057 | 10.1731 | 10.1406 | 10.1083 | 10.183 | 10.2584 | 10.3342 | 10.4107 | 10.4877 | 10.53 | 10.5722 | 10.6145 | 10.6568 | 10.6991 | 10.7337 | 10.7684 | 10.803 | 10.8377 | 10.8723 | 9.1207 | 9.2429 | 9.3669 | 9.3053 | 9.2441 | 9.2146 | 9.1851 | 9.1558 | 9.1266 | 9.0974 | 9.1647 | 9.2325 | 9.3008 | 9.3696 | 9.4389 | 9.477 | 9.515 | 9.5531 | 9.5911 | 9.6291 | 9.6603 | 9.6915 | 9.7227 | 9.7539 | 9.7851 | 0 | 0 | 0 | 0 | 0 | 0 | 0 | 0 | 0 | 0 | 0 | 0 | 0 | 0 | 0 | 0 | 0 | 0 | 0 | 0 | 0 | 0 | 0 | 0 | 0 | 0 | 0 | 0 | 0 | 0 | 0 | 0 | 0 | 0 | 0 | 0 | 0 | 0 | 0 | 0 | 0 | 0 | 0 | 0 | 0 | 0 | 0 | 0 | 0 | 0 | 0 | 0 | 0 | 0 | 0 | 0 | 0 | 0 | 0 | 0 | 0 | 0 | 0 | 0 | 0 | 0 | 0 | 0 | 0 | 0 | 0 | 0 | 0 | 0 | 0
115 | 105 | 115,105 | 99712 | - | N | 61 | 26 | 25 | 1 | 1 | 28 | 29 | 1 | 0 | 0 | 30 | 7920 | 1929.7143 | 2136.2759 | 5797 | 0 | 0 | 2258.3 | 61952 | 5797 | 0.89655 | 25.1034 | 0 | 1 | 0 | 27 | 0.86207 | 24.1379 | 25 | 0 | 0.81507 | 22.8219 | 23.637 | 0 | 0.7866 | 22.0248 | 22.8114 | 0 | 0.92984 | 0 | 21.4887 | 22.5373 | 23.637 | 24.7903 | 26 | 20.8143 | 21.79 | 22.8114 | 23.8806 | 25 | 0.8646 | 0.89663 | 0.92984 | 0.96428 | 1 | 26.3486 | 26.7018 | 27.0598 | 26.8819 | 26.7052 | 26.6199 | 26.5349 | 26.4501 | 26.3657 | 26.2815 | 26.4759 | 26.6717 | 26.869 | 27.0678 | 27.268 | 27.3779 | 27.4878 | 27.5977 | 27.7076 | 27.8175 | 27.9076 | 27.9977 | 28.0878 | 28.1779 | 28.268 | 25.3352 | 25.6748 | 26.019 | 25.848 | 25.678 | 25.596 | 25.5143 | 25.4328 | 25.3516 | 25.2707 | 25.4576 | 25.6459 | 25.8356 | 26.0267 | 26.2192 | 26.3249 | 26.4306 | 26.5363 | 26.642 | 26.7476 | 26.8343 | 26.9209 | 27.0075 | 27.0942 | 27.1808 | 1.0134 | 1.027 | 1.0408 | 1.0339 | 1.0271 | 1.0238 | 1.0206 | 1.0173 | 1.0141 | 1.0108 | 1.0183 | 1.0258 | 1.0334 | 1.0411 | 1.0488 | 1.053 | 1.0572 | 1.0615 | 1.0657 | 1.0699 | 1.0734 | 1.0768 | 1.0803 | 1.0838 | 1.0872 | 0 | 0 | 0 | 0 | 0 | 0 | 0 | 0 | 0 | 0 | 0 | 0 | 0 | 0 | 0 | 0 | 0 | 0 | 0 | 0 | 0 | 0 | 0 | 0 | 0 | 0 | 0 | 0 | 0 | 0 | 0 | 0 | 0 | 0 | 0 | 0 | 0 | 0 | 0 | 0 | 0 | 0 | 0 | 0 | 0 | 0 | 0 | 0 | 0 | 0
148 | 105 | 148,105 | 99712 | - | N | 0 | 2 | 0 | 2 | 0 | 0 | 0 | 0 | 0 | 0 | 0 | 0 | 834.495 | 834.495 | 1408.3846 | 0 | 0 | 1365.174 | 0 | 0 | 0.045825 | 1.9516 | 0.0025988 | 0 | 0 | 2 | 0 | 0 | 0 | 0 | 0.04166 | 1.7742 | 1.8159 | 0.0023626 | 0 | 0 | 0 | 0 | 0 | 0 | 1.6508 | 1.7314 | 1.8159 | 1.9045 | 1.9974 | 0 | 0 | 0 | 0 | 0 | 0 | 0 | 0 | 0 | 0 | 2.0227 | 2.0483 | 2.0742 | 2.0606 | 2.047 | 2.0405 | 2.034 | 2.0275 | 2.021 | 2.0146 | 2.0295 | 2.0445 | 2.0596 | 2.0748 | 2.0902 | 2.0986 | 2.107 | 2.1154 | 2.1239 | 2.1323 | 2.1392 | 2.1461 | 2.153 | 2.1599 | 2.1668 | 0 | 0 | 0 | 0 | 0 | 0 | 0 | 0 | 0 | 0 | 0 | 0 | 0 | 0 | 0 | 0 | 0 | 0 | 0 | 0 | 0 | 0 | 0 | 0 | 0 | 0 | 0 | 0 | 0 | 0 | 0 | 0 | 0 | 0 | 0 | 0 | 0 | 0 | 0 | 0 | 0 | 0 | 0 | 0 | 0 | 0 | 0 | 0 | 0 | 0 | 0.0026316 | 0.002665 | 0.0026987 | 0.0026809 | 0.0026633 | 0.0026548 | 0.0026463 | 0.0026379 | 0.0026295 | 0.0026211 | 0.0026405 | 0.00266 | 0.0026797 | 0.0026995 | 0.0027195 | 0.0027304 | 0.0027414 | 0.0027523 | 0.0027633 | 0.0027743 | 0.0027832 | 0.0027922 | 0.0028012 | 0.0028102 | 0.0028192 | 0 | 0 | 0 | 0 | 0 | 0 | 0 | 0 | 0 | 0 | 0 | 0 | 0 | 0 | 0 | 0 | 0 | 0 | 0 | 0 | 0 | 0 | 0 | 0 | 0
91 | 106 | 91,106 | 99709 | - | N | 41 | 60 | 23 | 37 | 0 | 0 | 0 | 0 | 0 | 0 | 0 | 0 | 834.495 | 834.495 | 1408.3846 | 0 | 0 | 1365.174 | 0 | 0 | 1.3747 | 58.5473 | 0.077963 | 0 | 0 | 60 | 0.52698 | 22.4431 | 22.9701 | 0.029886 | 1.309 | 55.7463 | 57.0553 | 0.074233 | 0.50272 | 21.4097 | 21.9124 | 0.02851 | 0 | 0 | 54.3257 | 55.6737 | 57.0553 | 58.4711 | 59.922 | 20.9035 | 21.402 | 21.9124 | 22.435 | 22.9701 | 0 | 0 | 0 | 0 | 0 | 60.229 | 60.5375 | 60.8476 | 60.4476 | 60.0502 | 59.8584 | 59.6673 | 59.4767 | 59.2868 | 59.0975 | 59.5346 | 59.975 | 60.4186 | 60.8655 | 61.3158 | 61.5629 | 61.8101 | 62.0572 | 62.3044 | 62.5515 | 62.7541 | 62.9567 | 63.1593 | 63.3619 | 63.5645 | 23.0878 | 23.2061 | 23.3249 | 23.1716 | 23.0192 | 22.9457 | 22.8725 | 22.7994 | 22.7266 | 22.654 | 22.8216 | 22.9904 | 23.1605 | 23.3318 | 23.5044 | 23.5991 | 23.6939 | 23.7886 | 23.8833 | 23.9781 | 24.0557 | 24.1334 | 24.2111 | 24.2887 | 24.3664 | 0 | 0 | 0 | 0 | 0 | 0 | 0 | 0 | 0 | 0 | 0 | 0 | 0 | 0 | 0 | 0 | 0 | 0 | 0 | 0 | 0 | 0 | 0 | 0 | 0 | 0.078362 | 0.078763 | 0.079167 | 0.078646 | 0.078129 | 0.07788 | 0.077631 | 0.077383 | 0.077136 | 0.07689 | 0.077459 | 0.078031 | 0.078609 | 0.07919 | 0.079776 | 0.080097 | 0.080419 | 0.080741 | 0.081062 | 0.081384 | 0.081647 | 0.081911 | 0.082174 | 0.082438 | 0.082702 | 0 | 0 | 0 | 0 | 0 | 0 | 0 | 0 | 0 | 0 | 0 | 0 | 0 | 0 | 0 | 0 | 0 | 0 | 0 | 0 | 0 | 0 | 0 | 0 | 0
114 | 106 | 114,106 | 99712 | - | N | 9 | 2 | 2 | 0 | 0 | 0 | 0 | 0 | 0 | 0 | 0 | 0 | 834.495 | 834.495 | 1408.3846 | 0 | 0 | 1365.174 | 0 | 0 | 0.045825 | 1.9516 | 0.0025988 | 0 | 0 | 2 | 0.045825 | 1.9516 | 1.9974 | 0.0025988 | 0.04166 | 1.7742 | 1.8159 | 0.0023626 | 0.041813 | 1.7807 | 1.8225 | 0.0023712 | 0 | 0 | 1.6508 | 1.7314 | 1.8159 | 1.9045 | 1.9974 | 1.663 | 1.7409 | 1.8225 | 1.908 | 1.9974 | 0 | 0 | 0 | 0 | 0 | 2.0242 | 2.0513 | 2.0788 | 2.0652 | 2.0516 | 2.045 | 2.0385 | 2.032 | 2.0255 | 2.019 | 2.034 | 2.049 | 2.0642 | 2.0794 | 2.0948 | 2.1033 | 2.1117 | 2.1201 | 2.1286 | 2.137 | 2.144 | 2.1509 | 2.1578 | 2.1647 | 2.1716 | 2.0242 | 2.0513 | 2.0788 | 2.0652 | 2.0516 | 2.045 | 2.0385 | 2.032 | 2.0255 | 2.019 | 2.034 | 2.049 | 2.0642 | 2.0794 | 2.0948 | 2.1033 | 2.1117 | 2.1201 | 2.1286 | 2.137 | 2.144 | 2.1509 | 2.1578 | 2.1647 | 2.1716 | 0 | 0 | 0 | 0 | 0 | 0 | 0 | 0 | 0 | 0 | 0 | 0 | 0 | 0 | 0 | 0 | 0 | 0 | 0 | 0 | 0 | 0 | 0 | 0 | 0 | 0.0026336 | 0.0026689 | 0.0027047 | 0.0026869 | 0.0026692 | 0.0026607 | 0.0026522 | 0.0026437 | 0.0026353 | 0.0026269 | 0.0026463 | 0.0026659 | 0.0026856 | 0.0027055 | 0.0027255 | 0.0027365 | 0.0027475 | 0.0027584 | 0.0027694 | 0.0027804 | 0.0027894 | 0.0027984 | 0.0028074 | 0.0028164 | 0.0028254 | 0 | 0 | 0 | 0 | 0 | 0 | 0 | 0 | 0 | 0 | 0 | 0 | 0 | 0 | 0 | 0 | 0 | 0 | 0 | 0 | 0 | 0 | 0 | 0 | 0
116 | 106 | 116,106 | 99712 | - | N | 33 | 13 | 12 | 1 | 0 | 4 | 4 | 0 | 0 | 0 | 4 | 0 | 2319.5 | 2319.5 | 0 | 0 | 0 | 2319.5 | 9278 | 0 | 0 | 13 | 0 | 0 | 0 | 13 | 0 | 12 | 12 | 0 | 0 | 11.8185 | 11.8185 | 0 | 0 | 10.9494 | 10.9494 | 0 | 0 | 0 | 10.7444 | 11.2686 | 11.8185 | 12.3952 | 13 | 9.9909 | 10.4592 | 10.9494 | 11.4627 | 12 | 0 | 0 | 0 | 0 | 0 | 13.1646 | 13.3312 | 13.4999 | 13.4112 | 13.323 | 13.2805 | 13.238 | 13.1958 | 13.1536 | 13.1116 | 13.2086 | 13.3063 | 13.4047 | 13.5039 | 13.6038 | 13.6586 | 13.7135 | 13.7683 | 13.8231 | 13.878 | 13.9229 | 13.9679 | 14.0128 | 14.0578 | 14.1027 | 12.1519 | 12.3057 | 12.4615 | 12.3795 | 12.2982 | 12.2589 | 12.2197 | 12.1807 | 12.1418 | 12.103 | 12.1926 | 12.2828 | 12.3736 | 12.4651 | 12.5573 | 12.608 | 12.6586 | 12.7092 | 12.7598 | 12.8104 | 12.8519 | 12.8934 | 12.9349 | 12.9764 | 13.0179 | 0 | 0 | 0 | 0 | 0 | 0 | 0 | 0 | 0 | 0 | 0 | 0 | 0 | 0 | 0 | 0 | 0 | 0 | 0 | 0 | 0 | 0 | 0 | 0 | 0 | 0 | 0 | 0 | 0 | 0 | 0 | 0 | 0 | 0 | 0 | 0 | 0 | 0 | 0 | 0 | 0 | 0 | 0 | 0 | 0 | 0 | 0 | 0 | 0 | 0 | 0 | 0 | 0 | 0 | 0 | 0 | 0 | 0 | 0 | 0 | 0 | 0 | 0 | 0 | 0 | 0 | 0 | 0 | 0 | 0 | 0 | 0 | 0 | 0 | 0
116 | 107 | 116,107 | 99712 | - | N | 7 | 5 | 5 | 0 | 0 | 1 | 1 | 0 | 0 | 0 | 1 | 0 | 1540 | 1540 | 0 | 0 | 0 | 1540 | 1540 | 0 | 0 | 5 | 0 | 0 | 0 | 5 | 0 | 5 | 5 | 0 | 0 | 4.5456 | 4.5456 | 0 | 0 | 4.5623 | 4.5623 | 0 | 0 | 0 | 4.1324 | 4.3341 | 4.5456 | 4.7674 | 5 | 4.1629 | 4.358 | 4.5623 | 4.7761 | 5 | 0 | 0 | 0 | 0 | 0 | 5.067 | 5.135 | 5.2038 | 5.1696 | 5.1356 | 5.1192 | 5.1029 | 5.0866 | 5.0703 | 5.0541 | 5.0915 | 5.1292 | 5.1671 | 5.2053 | 5.2438 | 5.265 | 5.2861 | 5.3073 | 5.3284 | 5.3495 | 5.3669 | 5.3842 | 5.4015 | 5.4188 | 5.4362 | 5.067 | 5.135 | 5.2038 | 5.1696 | 5.1356 | 5.1192 | 5.1029 | 5.0866 | 5.0703 | 5.0541 | 5.0915 | 5.1292 | 5.1671 | 5.2053 | 5.2438 | 5.265 | 5.2861 | 5.3073 | 5.3284 | 5.3495 | 5.3669 | 5.3842 | 5.4015 | 5.4188 | 5.4362 | 0 | 0 | 0 | 0 | 0 | 0 | 0 | 0 | 0 | 0 | 0 | 0 | 0 | 0 | 0 | 0 | 0 | 0 | 0 | 0 | 0 | 0 | 0 | 0 | 0 | 0 | 0 | 0 | 0 | 0 | 0 | 0 | 0 | 0 | 0 | 0 | 0 | 0 | 0 | 0 | 0 | 0 | 0 | 0 | 0 | 0 | 0 | 0 | 0 | 0 | 0 | 0 | 0 | 0 | 0 | 0 | 0 | 0 | 0 | 0 | 0 | 0 | 0 | 0 | 0 | 0 | 0 | 0 | 0 | 0 | 0 | 0 | 0 | 0 | 0
111 | 108 | 111,108 | 99712 | - | N | 7 | 9 | 4 | 5 | 0 | 0 | 0 | 0 | 0 | 0 | 0 | 0 | 834.495 | 834.495 | 1408.3846 | 0 | 0 | 1365.174 | 0 | 0 | 0.20621 | 8.7821 | 0.011694 | 0 | 0 | 9 | 0.091649 | 3.9032 | 3.9948 | 0.0051975 | 0.18747 | 7.9839 | 8.1714 | 0.010632 | 0.083626 | 3.5614 | 3.6451 | 0.0047425 | 0 | 0 | 7.4287 | 7.7912 | 8.1714 | 8.5701 | 8.9883 | 3.326 | 3.4819 | 3.6451 | 3.8159 | 3.9948 | 0 | 0 | 0 | 0 | 0 | 9.1088 | 9.2309 | 9.3547 | 9.2932 | 9.2321 | 9.2026 | 9.1732 | 9.1439 | 9.1147 | 9.0856 | 9.1528 | 9.2205 | 9.2887 | 9.3574 | 9.4267 | 9.4646 | 9.5026 | 9.5406 | 9.5786 | 9.6166 | 9.6478 | 9.6789 | 9.7101 | 9.7412 | 9.7724 | 4.0484 | 4.1026 | 4.1576 | 4.1303 | 4.1031 | 4.09 | 4.077 | 4.064 | 4.051 | 4.0381 | 4.0679 | 4.098 | 4.1283 | 4.1589 | 4.1896 | 4.2065 | 4.2234 | 4.2403 | 4.2572 | 4.2741 | 4.2879 | 4.3017 | 4.3156 | 4.3294 | 4.3433 | 0 | 0 | 0 | 0 | 0 | 0 | 0 | 0 | 0 | 0 | 0 | 0 | 0 | 0 | 0 | 0 | 0 | 0 | 0 | 0 | 0 | 0 | 0 | 0 | 0 | 0.011851 | 0.01201 | 0.012171 | 0.012091 | 0.012012 | 0.011973 | 0.011935 | 0.011897 | 0.011859 | 0.011821 | 0.011908 | 0.011997 | 0.012085 | 0.012175 | 0.012265 | 0.012314 | 0.012364 | 0.012413 | 0.012462 | 0.012512 | 0.012552 | 0.012593 | 0.012633 | 0.012674 | 0.012715 | 0 | 0 | 0 | 0 | 0 | 0 | 0 | 0 | 0 | 0 | 0 | 0 | 0 | 0 | 0 | 0 | 0 | 0 | 0 | 0 | 0 | 0 | 0 | 0 | 0
117 | 108 | 117,108 | 99712 | - | N | 18 | 8 | 6 | 2 | 0 | 6 | 6 | 0 | 0 | 0 | 6 | 0 | 1739.8333 | 1739.8333 | 0 | 0 | 0 | 1739.8333 | 10439 | 0 | 0 | 8 | 0 | 0 | 0 | 8 | 0 | 6 | 6 | 0 | 0 | 7.2729 | 7.2729 | 0 | 0 | 5.4747 | 5.4747 | 0 | 0 | 0 | 6.6119 | 6.9345 | 7.2729 | 7.6278 | 8 | 4.9954 | 5.2296 | 5.4747 | 5.7313 | 6 | 0 | 0 | 0 | 0 | 0 | 8.1073 | 8.2159 | 8.3261 | 8.2714 | 8.217 | 8.1907 | 8.1646 | 8.1385 | 8.1125 | 8.0866 | 8.1464 | 8.2067 | 8.2674 | 8.3285 | 8.3901 | 8.424 | 8.4578 | 8.4916 | 8.5254 | 8.5592 | 8.587 | 8.6147 | 8.6424 | 8.6701 | 8.6979 | 6.0804 | 6.162 | 6.2446 | 6.2035 | 6.1627 | 6.143 | 6.1234 | 6.1039 | 6.0844 | 6.065 | 6.1098 | 6.155 | 6.2005 | 6.2464 | 6.2926 | 6.318 | 6.3433 | 6.3687 | 6.3941 | 6.4194 | 6.4402 | 6.461 | 6.4818 | 6.5026 | 6.5234 | 0 | 0 | 0 | 0 | 0 | 0 | 0 | 0 | 0 | 0 | 0 | 0 | 0 | 0 | 0 | 0 | 0 | 0 | 0 | 0 | 0 | 0 | 0 | 0 | 0 | 0 | 0 | 0 | 0 | 0 | 0 | 0 | 0 | 0 | 0 | 0 | 0 | 0 | 0 | 0 | 0 | 0 | 0 | 0 | 0 | 0 | 0 | 0 | 0 | 0 | 0 | 0 | 0 | 0 | 0 | 0 | 0 | 0 | 0 | 0 | 0 | 0 | 0 | 0 | 0 | 0 | 0 | 0 | 0 | 0 | 0 | 0 | 0 | 0 | 0
118 | 108 | 118,108 | 99712 | - | N | 3 | 2 | 2 | 0 | 0 | 0 | 0 | 0 | 0 | 0 | 0 | 0 | 834.495 | 834.495 | 1408.3846 | 0 | 0 | 1365.174 | 0 | 0 | 0.045825 | 1.9516 | 0.0025988 | 0 | 0 | 2 | 0.045825 | 1.9516 | 1.9974 | 0.0025988 | 0.04166 | 1.7742 | 1.8159 | 0.0023626 | 0.041813 | 1.7807 | 1.8225 | 0.0023712 | 0 | 0 | 1.6508 | 1.7314 | 1.8159 | 1.9045 | 1.9974 | 1.663 | 1.7409 | 1.8225 | 1.908 | 1.9974 | 0 | 0 | 0 | 0 | 0 | 2.0227 | 2.0483 | 2.0742 | 2.0606 | 2.047 | 2.0405 | 2.034 | 2.0275 | 2.021 | 2.0146 | 2.0295 | 2.0445 | 2.0596 | 2.0748 | 2.0902 | 2.0986 | 2.107 | 2.1154 | 2.1239 | 2.1323 | 2.1392 | 2.1461 | 2.153 | 2.1599 | 2.1668 | 2.0227 | 2.0483 | 2.0742 | 2.0606 | 2.047 | 2.0405 | 2.034 | 2.0275 | 2.021 | 2.0146 | 2.0295 | 2.0445 | 2.0596 | 2.0748 | 2.0902 | 2.0986 | 2.107 | 2.1154 | 2.1239 | 2.1323 | 2.1392 | 2.1461 | 2.153 | 2.1599 | 2.1668 | 0 | 0 | 0 | 0 | 0 | 0 | 0 | 0 | 0 | 0 | 0 | 0 | 0 | 0 | 0 | 0 | 0 | 0 | 0 | 0 | 0 | 0 | 0 | 0 | 0 | 0.0026316 | 0.002665 | 0.0026987 | 0.0026809 | 0.0026633 | 0.0026548 | 0.0026463 | 0.0026379 | 0.0026295 | 0.0026211 | 0.0026405 | 0.00266 | 0.0026797 | 0.0026995 | 0.0027195 | 0.0027304 | 0.0027414 | 0.0027523 | 0.0027633 | 0.0027743 | 0.0027832 | 0.0027922 | 0.0028012 | 0.0028102 | 0.0028192 | 0 | 0 | 0 | 0 | 0 | 0 | 0 | 0 | 0 | 0 | 0 | 0 | 0 | 0 | 0 | 0 | 0 | 0 | 0 | 0 | 0 | 0 | 0 | 0 | 0
112 | 109 | 112,109 | 99712 | - | N | 6 | 4 | 3 | 1 | 0 | 2 | 2 | 2 | 0 | 0 | 4 | 0 | 2022 | 2022 | 2057.5 | 0 | 0 | 2039.75 | 4044 | 4115 | 0 | 4 | 0 | 2 | 0 | 6 | 0 | 3 | 3 | 0 | 0 | 3.6365 | 3.6365 | 0 | 0 | 2.7374 | 2.7374 | 0 | 1.8597 | 0 | 3.306 | 3.4673 | 3.6365 | 3.8139 | 4 | 2.4977 | 2.6148 | 2.7374 | 2.8657 | 3 | 1.7292 | 1.7933 | 1.8597 | 1.9286 | 2 | 4.0536 | 4.108 | 4.163 | 4.1357 | 4.1085 | 4.0954 | 4.0823 | 4.0693 | 4.0563 | 4.0433 | 4.0732 | 4.1033 | 4.1337 | 4.1643 | 4.1951 | 4.212 | 4.2289 | 4.2458 | 4.2627 | 4.2796 | 4.2935 | 4.3073 | 4.3212 | 4.3351 | 4.3489 | 3.0402 | 3.081 | 3.1223 | 3.1018 | 3.0814 | 3.0715 | 3.0617 | 3.0519 | 3.0422 | 3.0325 | 3.0549 | 3.0775 | 3.1003 | 3.1232 | 3.1463 | 3.159 | 3.1717 | 3.1844 | 3.197 | 3.2097 | 3.2201 | 3.2305 | 3.2409 | 3.2513 | 3.2617 | 2.0268 | 2.054 | 2.0815 | 2.0678 | 2.0542 | 2.0477 | 2.0411 | 2.0346 | 2.0281 | 2.0217 | 2.0366 | 2.0517 | 2.0668 | 2.0821 | 2.0975 | 2.106 | 2.1144 | 2.1229 | 2.1314 | 2.1398 | 2.1467 | 2.1537 | 2.1606 | 2.1675 | 2.1745 | 0 | 0 | 0 | 0 | 0 | 0 | 0 | 0 | 0 | 0 | 0 | 0 | 0 | 0 | 0 | 0 | 0 | 0 | 0 | 0 | 0 | 0 | 0 | 0 | 0 | 0 | 0 | 0 | 0 | 0 | 0 | 0 | 0 | 0 | 0 | 0 | 0 | 0 | 0 | 0 | 0 | 0 | 0 | 0 | 0 | 0 | 0 | 0 | 0 | 0
114 | 109 | 114,109 | 99712 | - | N | 2 | 1 | 1 | 0 | 0 | 0 | 0 | 0 | 0 | 0 | 0 | 0 | 834.495 | 834.495 | 1408.3846 | 0 | 0 | 1365.174 | 0 | 0 | 0.022912 | 0.97579 | 0.0012994 | 0 | 0 | 1 | 0.022912 | 0.97579 | 0.9987 | 0.0012994 | 0.02083 | 0.8871 | 0.90793 | 0.0011813 | 0.020906 | 0.89036 | 0.91127 | 0.0011856 | 0 | 0 | 0.82541 | 0.86569 | 0.90793 | 0.95224 | 0.9987 | 0.83149 | 0.87047 | 0.91127 | 0.95398 | 0.9987 | 0 | 0 | 0 | 0 | 0 | 1.0121 | 1.0257 | 1.0394 | 1.0326 | 1.0258 | 1.0225 | 1.0192 | 1.016 | 1.0127 | 1.0095 | 1.017 | 1.0245 | 1.0321 | 1.0397 | 1.0474 | 1.0516 | 1.0558 | 1.0601 | 1.0643 | 1.0685 | 1.072 | 1.0754 | 1.0789 | 1.0824 | 1.0858 | 1.0121 | 1.0257 | 1.0394 | 1.0326 | 1.0258 | 1.0225 | 1.0192 | 1.016 | 1.0127 | 1.0095 | 1.017 | 1.0245 | 1.0321 | 1.0397 | 1.0474 | 1.0516 | 1.0558 | 1.0601 | 1.0643 | 1.0685 | 1.072 | 1.0754 | 1.0789 | 1.0824 | 1.0858 | 0 | 0 | 0 | 0 | 0 | 0 | 0 | 0 | 0 | 0 | 0 | 0 | 0 | 0 | 0 | 0 | 0 | 0 | 0 | 0 | 0 | 0 | 0 | 0 | 0 | 0.0013168 | 0.0013345 | 0.0013523 | 0.0013434 | 0.0013346 | 0.0013304 | 0.0013261 | 0.0013219 | 0.0013177 | 0.0013134 | 0.0013232 | 0.0013329 | 0.0013428 | 0.0013527 | 0.0013627 | 0.0013682 | 0.0013737 | 0.0013792 | 0.0013847 | 0.0013902 | 0.0013947 | 0.0013992 | 0.0014037 | 0.0014082 | 0.0014127 | 0 | 0 | 0 | 0 | 0 | 0 | 0 | 0 | 0 | 0 | 0 | 0 | 0 | 0 | 0 | 0 | 0 | 0 | 0 | 0 | 0 | 0 | 0 | 0 | 0
118 | 109 | 118,109 | 99712 | - | N | 0 | 1 | 0 | 1 | 0 | 0 | 0 | 0 | 0 | 0 | 0 | 0 | 834.495 | 834.495 | 1408.3846 | 0 | 0 | 1365.174 | 0 | 0 | 0.022912 | 0.97579 | 0.0012994 | 0 | 0 | 1 | 0 | 0 | 0 | 0 | 0.02083 | 0.8871 | 0.90793 | 0.0011813 | 0 | 0 | 0 | 0 | 0 | 0 | 0.82541 | 0.86569 | 0.90793 | 0.95224 | 0.9987 | 0 | 0 | 0 | 0 | 0 | 0 | 0 | 0 | 0 | 0 | 1.0113 | 1.0241 | 1.0371 | 1.0303 | 1.0235 | 1.0202 | 1.017 | 1.0137 | 1.0105 | 1.0073 | 1.0147 | 1.0222 | 1.0298 | 1.0374 | 1.0451 | 1.0493 | 1.0535 | 1.0577 | 1.0619 | 1.0661 | 1.0696 | 1.0731 | 1.0765 | 1.08 | 1.0834 | 0 | 0 | 0 | 0 | 0 | 0 | 0 | 0 | 0 | 0 | 0 | 0 | 0 | 0 | 0 | 0 | 0 | 0 | 0 | 0 | 0 | 0 | 0 | 0 | 0 | 0 | 0 | 0 | 0 | 0 | 0 | 0 | 0 | 0 | 0 | 0 | 0 | 0 | 0 | 0 | 0 | 0 | 0 | 0 | 0 | 0 | 0 | 0 | 0 | 0 | 0.0013158 | 0.0013325 | 0.0013493 | 0.0013405 | 0.0013317 | 0.0013274 | 0.0013232 | 0.0013189 | 0.0013147 | 0.0013105 | 0.0013202 | 0.00133 | 0.0013398 | 0.0013497 | 0.0013597 | 0.0013652 | 0.0013707 | 0.0013762 | 0.0013816 | 0.0013871 | 0.0013916 | 0.0013961 | 0.0014006 | 0.0014051 | 0.0014096 | 0 | 0 | 0 | 0 | 0 | 0 | 0 | 0 | 0 | 0 | 0 | 0 | 0 | 0 | 0 | 0 | 0 | 0 | 0 | 0 | 0 | 0 | 0 | 0 | 0
118 | 110 | 118,110 | 99712 | - | N | 0 | 1 | 0 | 1 | 0 | 0 | 0 | 0 | 0 | 0 | 0 | 0 | 834.495 | 834.495 | 1408.3846 | 0 | 0 | 1365.174 | 0 | 0 | 0.022912 | 0.97579 | 0.0012994 | 0 | 0 | 1 | 0 | 0 | 0 | 0 | 0.02083 | 0.8871 | 0.90793 | 0.0011813 | 0 | 0 | 0 | 0 | 0 | 0 | 0.82541 | 0.86569 | 0.90793 | 0.95224 | 0.9987 | 0 | 0 | 0 | 0 | 0 | 0 | 0 | 0 | 0 | 0 | 1.0121 | 1.0257 | 1.0394 | 1.0326 | 1.0258 | 1.0225 | 1.0192 | 1.016 | 1.0127 | 1.0095 | 1.017 | 1.0245 | 1.0321 | 1.0397 | 1.0474 | 1.0516 | 1.0558 | 1.0601 | 1.0643 | 1.0685 | 1.072 | 1.0754 | 1.0789 | 1.0824 | 1.0858 | 0 | 0 | 0 | 0 | 0 | 0 | 0 | 0 | 0 | 0 | 0 | 0 | 0 | 0 | 0 | 0 | 0 | 0 | 0 | 0 | 0 | 0 | 0 | 0 | 0 | 0 | 0 | 0 | 0 | 0 | 0 | 0 | 0 | 0 | 0 | 0 | 0 | 0 | 0 | 0 | 0 | 0 | 0 | 0 | 0 | 0 | 0 | 0 | 0 | 0 | 0.0013168 | 0.0013345 | 0.0013523 | 0.0013434 | 0.0013346 | 0.0013304 | 0.0013261 | 0.0013219 | 0.0013177 | 0.0013134 | 0.0013232 | 0.0013329 | 0.0013428 | 0.0013527 | 0.0013627 | 0.0013682 | 0.0013737 | 0.0013792 | 0.0013847 | 0.0013902 | 0.0013947 | 0.0013992 | 0.0014037 | 0.0014082 | 0.0014127 | 0 | 0 | 0 | 0 | 0 | 0 | 0 | 0 | 0 | 0 | 0 | 0 | 0 | 0 | 0 | 0 | 0 | 0 | 0 | 0 | 0 | 0 | 0 | 0 | 0
142 | 110 | 142,110 | 99712 | - | N | 0 | 1 | 0 | 1 | 0 | 0 | 0 | 0 | 0 | 0 | 0 | 0 | 834.495 | 834.495 | 1408.3846 | 0 | 0 | 1365.174 | 0 | 0 | 0.022912 | 0.97579 | 0.0012994 | 0 | 0 | 1 | 0 | 0 | 0 | 0 | 0.02083 | 0.8871 | 0.90793 | 0.0011813 | 0 | 0 | 0 | 0 | 0 | 0 | 0.82541 | 0.86569 | 0.90793 | 0.95224 | 0.9987 | 0 | 0 | 0 | 0 | 0 | 0 | 0 | 0 | 0 | 0 | 1.0113 | 1.0241 | 1.0371 | 1.0303 | 1.0235 | 1.0202 | 1.017 | 1.0137 | 1.0105 | 1.0073 | 1.0147 | 1.0222 | 1.0298 | 1.0374 | 1.0451 | 1.0493 | 1.0535 | 1.0577 | 1.0619 | 1.0661 | 1.0696 | 1.0731 | 1.0765 | 1.08 | 1.0834 | 0 | 0 | 0 | 0 | 0 | 0 | 0 | 0 | 0 | 0 | 0 | 0 | 0 | 0 | 0 | 0 | 0 | 0 | 0 | 0 | 0 | 0 | 0 | 0 | 0 | 0 | 0 | 0 | 0 | 0 | 0 | 0 | 0 | 0 | 0 | 0 | 0 | 0 | 0 | 0 | 0 | 0 | 0 | 0 | 0 | 0 | 0 | 0 | 0 | 0 | 0.0013158 | 0.0013325 | 0.0013493 | 0.0013405 | 0.0013317 | 0.0013274 | 0.0013232 | 0.0013189 | 0.0013147 | 0.0013105 | 0.0013202 | 0.00133 | 0.0013398 | 0.0013497 | 0.0013597 | 0.0013652 | 0.0013707 | 0.0013762 | 0.0013816 | 0.0013871 | 0.0013916 | 0.0013961 | 0.0014006 | 0.0014051 | 0.0014096 | 0 | 0 | 0 | 0 | 0 | 0 | 0 | 0 | 0 | 0 | 0 | 0 | 0 | 0 | 0 | 0 | 0 | 0 | 0 | 0 | 0 | 0 | 0 | 0 | 0
161 | 110 | 161,110 | 99712 | - | N | 2 | 3 | 1 | 2 | 0 | 9 | 9 | 1 | 0 | 0 | 10 | 0 | 470 | 470 | 2881 | 0 | 0 | 711.1 | 4230 | 2881 | 0 | 3 | 0 | 1 | 0 | 4 | 0 | 1 | 1 | 0 | 0 | 2.7273 | 2.7273 | 0 | 0 | 0.91245 | 0.91245 | 0 | 0.92984 | 0 | 2.4795 | 2.6005 | 2.7273 | 2.8604 | 3 | 0.83257 | 0.8716 | 0.91245 | 0.95522 | 1 | 0.8646 | 0.89663 | 0.92984 | 0.96428 | 1 | 3.038 | 3.0764 | 3.1154 | 3.0949 | 3.0745 | 3.0647 | 3.0549 | 3.0452 | 3.0355 | 3.0258 | 3.0481 | 3.0707 | 3.0934 | 3.1163 | 3.1393 | 3.152 | 3.1646 | 3.1773 | 3.19 | 3.2026 | 3.213 | 3.2234 | 3.2337 | 3.2441 | 3.2545 | 1.0127 | 1.0255 | 1.0385 | 1.0316 | 1.0248 | 1.0216 | 1.0183 | 1.0151 | 1.0118 | 1.0086 | 1.016 | 1.0236 | 1.0311 | 1.0388 | 1.0464 | 1.0507 | 1.0549 | 1.0591 | 1.0633 | 1.0675 | 1.071 | 1.0745 | 1.0779 | 1.0814 | 1.0848 | 1.0127 | 1.0255 | 1.0385 | 1.0316 | 1.0248 | 1.0216 | 1.0183 | 1.0151 | 1.0118 | 1.0086 | 1.016 | 1.0236 | 1.0311 | 1.0388 | 1.0464 | 1.0507 | 1.0549 | 1.0591 | 1.0633 | 1.0675 | 1.071 | 1.0745 | 1.0779 | 1.0814 | 1.0848 | 0 | 0 | 0 | 0 | 0 | 0 | 0 | 0 | 0 | 0 | 0 | 0 | 0 | 0 | 0 | 0 | 0 | 0 | 0 | 0 | 0 | 0 | 0 | 0 | 0 | 0 | 0 | 0 | 0 | 0 | 0 | 0 | 0 | 0 | 0 | 0 | 0 | 0 | 0 | 0 | 0 | 0 | 0 | 0 | 0 | 0 | 0 | 0 | 0 | 0
111 | 111 | 111,111 | 99712 | - | N | 2 | 1 | 1 | 0 | 0 | 6 | 6 | 0 | 0 | 0 | 6 | 0 | 1628.6667 | 1628.6667 | 0 | 0 | 0 | 1628.6667 | 9772 | 0 | 0 | 1 | 0 | 0 | 0 | 1 | 0 | 1 | 1 | 0 | 0 | 0.90911 | 0.90911 | 0 | 0 | 0.91245 | 0.91245 | 0 | 0 | 0 | 0.82649 | 0.86682 | 0.90911 | 0.95347 | 1 | 0.83257 | 0.8716 | 0.91245 | 0.95522 | 1 | 0 | 0 | 0 | 0 | 0 | 1.0134 | 1.027 | 1.0408 | 1.0339 | 1.0271 | 1.0238 | 1.0206 | 1.0173 | 1.0141 | 1.0108 | 1.0183 | 1.0258 | 1.0334 | 1.0411 | 1.0488 | 1.053 | 1.0572 | 1.0615 | 1.0657 | 1.0699 | 1.0734 | 1.0768 | 1.0803 | 1.0838 | 1.0872 | 1.0134 | 1.027 | 1.0408 | 1.0339 | 1.0271 | 1.0238 | 1.0206 | 1.0173 | 1.0141 | 1.0108 | 1.0183 | 1.0258 | 1.0334 | 1.0411 | 1.0488 | 1.053 | 1.0572 | 1.0615 | 1.0657 | 1.0699 | 1.0734 | 1.0768 | 1.0803 | 1.0838 | 1.0872 | 0 | 0 | 0 | 0 | 0 | 0 | 0 | 0 | 0 | 0 | 0 | 0 | 0 | 0 | 0 | 0 | 0 | 0 | 0 | 0 | 0 | 0 | 0 | 0 | 0 | 0 | 0 | 0 | 0 | 0 | 0 | 0 | 0 | 0 | 0 | 0 | 0 | 0 | 0 | 0 | 0 | 0 | 0 | 0 | 0 | 0 | 0 | 0 | 0 | 0 | 0 | 0 | 0 | 0 | 0 | 0 | 0 | 0 | 0 | 0 | 0 | 0 | 0 | 0 | 0 | 0 | 0 | 0 | 0 | 0 | 0 | 0 | 0 | 0 | 0
112 | 111 | 112,111 | 99712 | - | N | 0 | 1 | 0 | 1 | 0 | 5 | 5 | 0 | 0 | 0 | 5 | 0 | 718.4 | 718.4 | 0 | 0 | 0 | 718.4 | 3592 | 0 | 0 | 1 | 0 | 0 | 0 | 1 | 0 | 0 | 0 | 0 | 0 | 0.90911 | 0.90911 | 0 | 0 | 0 | 0 | 0 | 0 | 0 | 0.82649 | 0.86682 | 0.90911 | 0.95347 | 1 | 0 | 0 | 0 | 0 | 0 | 0 | 0 | 0 | 0 | 0 | 1.0134 | 1.027 | 1.0408 | 1.0339 | 1.0271 | 1.0238 | 1.0206 | 1.0173 | 1.0141 | 1.0108 | 1.0183 | 1.0258 | 1.0334 | 1.0411 | 1.0488 | 1.053 | 1.0572 | 1.0615 | 1.0657 | 1.0699 | 1.0734 | 1.0768 | 1.0803 | 1.0838 | 1.0872 | 0 | 0 | 0 | 0 | 0 | 0 | 0 | 0 | 0 | 0 | 0 | 0 | 0 | 0 | 0 | 0 | 0 | 0 | 0 | 0 | 0 | 0 | 0 | 0 | 0 | 0 | 0 | 0 | 0 | 0 | 0 | 0 | 0 | 0 | 0 | 0 | 0 | 0 | 0 | 0 | 0 | 0 | 0 | 0 | 0 | 0 | 0 | 0 | 0 | 0 | 0 | 0 | 0 | 0 | 0 | 0 | 0 | 0 | 0 | 0 | 0 | 0 | 0 | 0 | 0 | 0 | 0 | 0 | 0 | 0 | 0 | 0 | 0 | 0 | 0 | 0 | 0 | 0 | 0 | 0 | 0 | 0 | 0 | 0 | 0 | 0 | 0 | 0 | 0 | 0 | 0 | 0 | 0 | 0 | 0 | 0 | 0 | 0 | 0 | 0
118 | 111 | 118,111 | 99712 | - | N | 21 | 23 | 13 | 10 | 0 | 3 | 3 | 0 | 0 | 0 | 3 | 0 | 633 | 633 | 0 | 0 | 0 | 633 | 1899 | 0 | 0 | 23 | 0 | 0 | 0 | 23 | 0 | 13 | 13 | 0 | 0 | 20.9096 | 20.9096 | 0 | 0 | 11.8619 | 11.8619 | 0 | 0 | 0 | 19.0092 | 19.9368 | 20.9096 | 21.9299 | 23 | 10.8234 | 11.3308 | 11.8619 | 12.4179 | 13 | 0 | 0 | 0 | 0 | 0 | 23.3084 | 23.6208 | 23.9375 | 23.7801 | 23.6238 | 23.5484 | 23.4732 | 23.3982 | 23.3235 | 23.249 | 23.421 | 23.5942 | 23.7687 | 23.9446 | 24.1217 | 24.2189 | 24.3161 | 24.4134 | 24.5106 | 24.6078 | 24.6875 | 24.7672 | 24.8469 | 24.9266 | 25.0063 | 13.1743 | 13.3509 | 13.5299 | 13.4409 | 13.3526 | 13.3099 | 13.2674 | 13.2251 | 13.1828 | 13.1407 | 13.2379 | 13.3359 | 13.4345 | 13.5339 | 13.634 | 13.6889 | 13.7439 | 13.7989 | 13.8538 | 13.9088 | 13.9538 | 13.9989 | 14.0439 | 14.089 | 14.134 | 0 | 0 | 0 | 0 | 0 | 0 | 0 | 0 | 0 | 0 | 0 | 0 | 0 | 0 | 0 | 0 | 0 | 0 | 0 | 0 | 0 | 0 | 0 | 0 | 0 | 0 | 0 | 0 | 0 | 0 | 0 | 0 | 0 | 0 | 0 | 0 | 0 | 0 | 0 | 0 | 0 | 0 | 0 | 0 | 0 | 0 | 0 | 0 | 0 | 0 | 0 | 0 | 0 | 0 | 0 | 0 | 0 | 0 | 0 | 0 | 0 | 0 | 0 | 0 | 0 | 0 | 0 | 0 | 0 | 0 | 0 | 0 | 0 | 0 | 0
119 | 111 | 119,111 | 99712 | - | N | 5 | 6 | 3 | 3 | 0 | 19 | 19 | 1 | 0 | 0 | 20 | 0 | 928.3684 | 928.3684 | 480 | 0 | 0 | 905.95 | 17639 | 480 | 0 | 6 | 0 | 1 | 0 | 7 | 0 | 3 | 3 | 0 | 0 | 5.4547 | 5.4547 | 0 | 0 | 2.7374 | 2.7374 | 0 | 0.92984 | 0 | 4.9589 | 5.2009 | 5.4547 | 5.7208 | 6 | 2.4977 | 2.6148 | 2.7374 | 2.8657 | 3 | 0.8646 | 0.89663 | 0.92984 | 0.96428 | 1 | 6.0804 | 6.162 | 6.2446 | 6.2035 | 6.1627 | 6.143 | 6.1234 | 6.1039 | 6.0844 | 6.065 | 6.1098 | 6.155 | 6.2005 | 6.2464 | 6.2926 | 6.318 | 6.3433 | 6.3687 | 6.3941 | 6.4194 | 6.4402 | 6.461 | 6.4818 | 6.5026 | 6.5234 | 3.0402 | 3.081 | 3.1223 | 3.1018 | 3.0814 | 3.0715 | 3.0617 | 3.0519 | 3.0422 | 3.0325 | 3.0549 | 3.0775 | 3.1003 | 3.1232 | 3.1463 | 3.159 | 3.1717 | 3.1844 | 3.197 | 3.2097 | 3.2201 | 3.2305 | 3.2409 | 3.2513 | 3.2617 | 1.0134 | 1.027 | 1.0408 | 1.0339 | 1.0271 | 1.0238 | 1.0206 | 1.0173 | 1.0141 | 1.0108 | 1.0183 | 1.0258 | 1.0334 | 1.0411 | 1.0488 | 1.053 | 1.0572 | 1.0615 | 1.0657 | 1.0699 | 1.0734 | 1.0768 | 1.0803 | 1.0838 | 1.0872 | 0 | 0 | 0 | 0 | 0 | 0 | 0 | 0 | 0 | 0 | 0 | 0 | 0 | 0 | 0 | 0 | 0 | 0 | 0 | 0 | 0 | 0 | 0 | 0 | 0 | 0 | 0 | 0 | 0 | 0 | 0 | 0 | 0 | 0 | 0 | 0 | 0 | 0 | 0 | 0 | 0 | 0 | 0 | 0 | 0 | 0 | 0 | 0 | 0 | 0
120 | 111 | 120,111 | 99712 | - | N | 3 | 3 | 2 | 1 | 0 | 10 | 10 | 2 | 0 | 0 | 12 | 0 | 2231.6 | 2231.6 | 6067 | 0 | 0 | 2870.8333 | 22316 | 12134 | 0 | 3 | 0 | 2 | 0 | 5 | 0 | 2 | 2 | 0 | 0 | 2.7273 | 2.7273 | 0 | 0 | 1.8249 | 1.8249 | 0 | 1.8597 | 0 | 2.4795 | 2.6005 | 2.7273 | 2.8604 | 3 | 1.6651 | 1.7432 | 1.8249 | 1.9104 | 2 | 1.7292 | 1.7933 | 1.8597 | 1.9286 | 2 | 3.0402 | 3.081 | 3.1223 | 3.1018 | 3.0814 | 3.0715 | 3.0617 | 3.0519 | 3.0422 | 3.0325 | 3.0549 | 3.0775 | 3.1003 | 3.1232 | 3.1463 | 3.159 | 3.1717 | 3.1844 | 3.197 | 3.2097 | 3.2201 | 3.2305 | 3.2409 | 3.2513 | 3.2617 | 2.0268 | 2.054 | 2.0815 | 2.0678 | 2.0542 | 2.0477 | 2.0411 | 2.0346 | 2.0281 | 2.0217 | 2.0366 | 2.0517 | 2.0668 | 2.0821 | 2.0975 | 2.106 | 2.1144 | 2.1229 | 2.1314 | 2.1398 | 2.1467 | 2.1537 | 2.1606 | 2.1675 | 2.1745 | 2.0268 | 2.054 | 2.0815 | 2.0678 | 2.0542 | 2.0477 | 2.0411 | 2.0346 | 2.0281 | 2.0217 | 2.0366 | 2.0517 | 2.0668 | 2.0821 | 2.0975 | 2.106 | 2.1144 | 2.1229 | 2.1314 | 2.1398 | 2.1467 | 2.1537 | 2.1606 | 2.1675 | 2.1745 | 0 | 0 | 0 | 0 | 0 | 0 | 0 | 0 | 0 | 0 | 0 | 0 | 0 | 0 | 0 | 0 | 0 | 0 | 0 | 0 | 0 | 0 | 0 | 0 | 0 | 0 | 0 | 0 | 0 | 0 | 0 | 0 | 0 | 0 | 0 | 0 | 0 | 0 | 0 | 0 | 0 | 0 | 0 | 0 | 0 | 0 | 0 | 0 | 0 | 0
89 | 112 | 89,112 | 99712 | - | N | 10 | 36 | 8 | 28 | 0 | 0 | 0 | 0 | 0 | 0 | 0 | 0 | 834.495 | 834.495 | 1408.3846 | 0 | 0 | 1365.174 | 0 | 0 | 0.82484 | 35.1284 | 0.046778 | 0 | 0 | 36 | 0.1833 | 7.8063 | 7.9896 | 0.010395 | 0.74988 | 31.9357 | 32.6856 | 0.042526 | 0.16725 | 7.1229 | 7.2901 | 0.009485 | 0 | 0 | 29.7149 | 31.1649 | 32.6856 | 34.2805 | 35.9532 | 6.6519 | 6.9637 | 7.2901 | 7.6319 | 7.9896 | 0 | 0 | 0 | 0 | 0 | 36.1374 | 36.3225 | 36.5086 | 36.2686 | 36.0301 | 35.915 | 35.8004 | 35.686 | 35.5721 | 35.4585 | 35.7208 | 35.985 | 36.2512 | 36.5193 | 36.7895 | 36.9378 | 37.086 | 37.2343 | 37.3826 | 37.5309 | 37.6525 | 37.774 | 37.8956 | 38.0171 | 38.1387 | 8.0305 | 8.0717 | 8.113 | 8.0597 | 8.0067 | 7.9811 | 7.9556 | 7.9302 | 7.9049 | 7.8797 | 7.9379 | 7.9967 | 8.0558 | 8.1154 | 8.1754 | 8.2084 | 8.2413 | 8.2743 | 8.3073 | 8.3402 | 8.3672 | 8.3942 | 8.4212 | 8.4483 | 8.4753 | 0 | 0 | 0 | 0 | 0 | 0 | 0 | 0 | 0 | 0 | 0 | 0 | 0 | 0 | 0 | 0 | 0 | 0 | 0 | 0 | 0 | 0 | 0 | 0 | 0 | 0.047017 | 0.047258 | 0.0475 | 0.047188 | 0.046878 | 0.046728 | 0.046579 | 0.04643 | 0.046282 | 0.046134 | 0.046475 | 0.046819 | 0.047165 | 0.047514 | 0.047866 | 0.048058 | 0.048251 | 0.048444 | 0.048637 | 0.04883 | 0.048988 | 0.049147 | 0.049305 | 0.049463 | 0.049621 | 0 | 0 | 0 | 0 | 0 | 0 | 0 | 0 | 0 | 0 | 0 | 0 | 0 | 0 | 0 | 0 | 0 | 0 | 0 | 0 | 0 | 0 | 0 | 0 | 0
110 | 112 | 110,112 | 99712 | - | N | 25 | 15 | 11 | 4 | 0 | 0 | 0 | 0 | 0 | 0 | 0 | 0 | 834.495 | 834.495 | 1408.3846 | 0 | 0 | 1365.174 | 0 | 0 | 0.34369 | 14.6368 | 0.019491 | 0 | 0 | 15 | 0.25204 | 10.7337 | 10.9857 | 0.014293 | 0.31245 | 13.3065 | 13.619 | 0.017719 | 0.22997 | 9.794 | 10.024 | 0.013042 | 0 | 0 | 12.3812 | 12.9854 | 13.619 | 14.2835 | 14.9805 | 9.1464 | 9.5751 | 10.024 | 10.4938 | 10.9857 | 0 | 0 | 0 | 0 | 0 | 15.1813 | 15.3849 | 15.5911 | 15.4886 | 15.3868 | 15.3377 | 15.2887 | 15.2399 | 15.1912 | 15.1427 | 15.2547 | 15.3675 | 15.4812 | 15.5957 | 15.7111 | 15.7744 | 15.8377 | 15.9011 | 15.9644 | 16.0277 | 16.0796 | 16.1316 | 16.1835 | 16.2354 | 16.2873 | 11.133 | 11.2822 | 11.4335 | 11.3583 | 11.2837 | 11.2476 | 11.2117 | 11.1759 | 11.1402 | 11.1046 | 11.1868 | 11.2695 | 11.3529 | 11.4369 | 11.5215 | 11.5679 | 11.6143 | 11.6608 | 11.7072 | 11.7537 | 11.7917 | 11.8298 | 11.8679 | 11.9059 | 11.944 | 0 | 0 | 0 | 0 | 0 | 0 | 0 | 0 | 0 | 0 | 0 | 0 | 0 | 0 | 0 | 0 | 0 | 0 | 0 | 0 | 0 | 0 | 0 | 0 | 0 | 0.019752 | 0.020017 | 0.020285 | 0.020152 | 0.020019 | 0.019955 | 0.019892 | 0.019828 | 0.019765 | 0.019702 | 0.019847 | 0.019994 | 0.020142 | 0.020291 | 0.020441 | 0.020524 | 0.020606 | 0.020688 | 0.020771 | 0.020853 | 0.020921 | 0.020988 | 0.021056 | 0.021123 | 0.021191 | 0 | 0 | 0 | 0 | 0 | 0 | 0 | 0 | 0 | 0 | 0 | 0 | 0 | 0 | 0 | 0 | 0 | 0 | 0 | 0 | 0 | 0 | 0 | 0 | 0
120 | 112 | 120,112 | 99712 | - | N | 9 | 7 | 5 | 2 | 0 | 0 | 0 | 2 | 0 | 0 | 2 | 0 | 0 | 0 | 3223 | 0 | 0 | 3223 | 0 | 6446 | 0.16039 | 6.8305 | 0.0090956 | 2 | 0 | 9 | 0.11456 | 4.8789 | 4.9935 | 0.0064969 | 0.14581 | 6.2097 | 6.3555 | 0.008269 | 0.10453 | 4.4518 | 4.5563 | 0.0059281 | 1.8597 | 0 | 5.7779 | 6.0598 | 6.3555 | 6.6657 | 6.9909 | 4.1575 | 4.3523 | 4.5563 | 4.7699 | 4.9935 | 1.7292 | 1.7933 | 1.8597 | 1.9286 | 2 | 7.0846 | 7.1796 | 7.2759 | 7.228 | 7.1805 | 7.1576 | 7.1347 | 7.1119 | 7.0892 | 7.0666 | 7.1189 | 7.1715 | 7.2246 | 7.278 | 7.3318 | 7.3614 | 7.3909 | 7.4205 | 7.4501 | 7.4796 | 7.5038 | 7.5281 | 7.5523 | 7.5765 | 7.6007 | 5.0604 | 5.1283 | 5.197 | 5.1629 | 5.1289 | 5.1126 | 5.0962 | 5.08 | 5.0637 | 5.0476 | 5.0849 | 5.1225 | 5.1604 | 5.1986 | 5.237 | 5.2581 | 5.2792 | 5.3004 | 5.3215 | 5.3426 | 5.3599 | 5.3772 | 5.3945 | 5.4118 | 5.4291 | 2.0268 | 2.054 | 2.0815 | 2.0678 | 2.0542 | 2.0477 | 2.0411 | 2.0346 | 2.0281 | 2.0217 | 2.0366 | 2.0517 | 2.0668 | 2.0821 | 2.0975 | 2.106 | 2.1144 | 2.1229 | 2.1314 | 2.1398 | 2.1467 | 2.1537 | 2.1606 | 2.1675 | 2.1745 | 0.0092176 | 0.0093412 | 0.0094664 | 0.0094041 | 0.0093423 | 0.0093125 | 0.0092827 | 0.0092531 | 0.0092236 | 0.0091941 | 0.0092621 | 0.0093306 | 0.0093996 | 0.0094692 | 0.0095392 | 0.0095777 | 0.0096161 | 0.0096546 | 0.009693 | 0.0097315 | 0.009763 | 0.0097945 | 0.009826 | 0.0098575 | 0.0098891 | 0 | 0 | 0 | 0 | 0 | 0 | 0 | 0 | 0 | 0 | 0 | 0 | 0 | 0 | 0 | 0 | 0 | 0 | 0 | 0 | 0 | 0 | 0 | 0 | 0
111 | 113 | 111,113 | 99712 | - | N | 3 | 1 | 1 | 0 | 0 | 10 | 10 | 0 | 0 | 0 | 10 | 0 | 544.6 | 544.6 | 0 | 0 | 0 | 544.6 | 5446 | 0 | 0 | 1 | 0 | 0 | 0 | 1 | 0 | 1 | 1 | 0 | 0 | 0.90911 | 0.90911 | 0 | 0 | 0.91245 | 0.91245 | 0 | 0 | 0 | 0.82649 | 0.86682 | 0.90911 | 0.95347 | 1 | 0.83257 | 0.8716 | 0.91245 | 0.95522 | 1 | 0 | 0 | 0 | 0 | 0 | 1.0134 | 1.027 | 1.0408 | 1.0339 | 1.0271 | 1.0238 | 1.0206 | 1.0173 | 1.0141 | 1.0108 | 1.0183 | 1.0258 | 1.0334 | 1.0411 | 1.0488 | 1.053 | 1.0572 | 1.0615 | 1.0657 | 1.0699 | 1.0734 | 1.0768 | 1.0803 | 1.0838 | 1.0872 | 1.0134 | 1.027 | 1.0408 | 1.0339 | 1.0271 | 1.0238 | 1.0206 | 1.0173 | 1.0141 | 1.0108 | 1.0183 | 1.0258 | 1.0334 | 1.0411 | 1.0488 | 1.053 | 1.0572 | 1.0615 | 1.0657 | 1.0699 | 1.0734 | 1.0768 | 1.0803 | 1.0838 | 1.0872 | 0 | 0 | 0 | 0 | 0 | 0 | 0 | 0 | 0 | 0 | 0 | 0 | 0 | 0 | 0 | 0 | 0 | 0 | 0 | 0 | 0 | 0 | 0 | 0 | 0 | 0 | 0 | 0 | 0 | 0 | 0 | 0 | 0 | 0 | 0 | 0 | 0 | 0 | 0 | 0 | 0 | 0 | 0 | 0 | 0 | 0 | 0 | 0 | 0 | 0 | 0 | 0 | 0 | 0 | 0 | 0 | 0 | 0 | 0 | 0 | 0 | 0 | 0 | 0 | 0 | 0 | 0 | 0 | 0 | 0 | 0 | 0 | 0 | 0 | 0
112 | 113 | 112,113 | 99712 | - | N | 34 | 34 | 20 | 14 | 0 | 7 | 7 | 0 | 0 | 0 | 7 | 0 | 617.1429 | 617.1429 | 0 | 0 | 0 | 617.1429 | 4320 | 0 | 0 | 34 | 0 | 0 | 0 | 34 | 0 | 20 | 20 | 0 | 0 | 30.9099 | 30.9099 | 0 | 0 | 18.2491 | 18.2491 | 0 | 0 | 0 | 28.1006 | 29.4718 | 30.9099 | 32.4181 | 34 | 16.6515 | 17.432 | 18.2491 | 19.1045 | 20 | 0 | 0 | 0 | 0 | 0 | 34.4558 | 34.9178 | 35.3859 | 35.1532 | 34.9221 | 34.8106 | 34.6994 | 34.5886 | 34.4782 | 34.3681 | 34.6223 | 34.8784 | 35.1364 | 35.3963 | 35.6581 | 35.8019 | 35.9456 | 36.0893 | 36.2331 | 36.3768 | 36.4946 | 36.6124 | 36.7302 | 36.8481 | 36.9659 | 20.2681 | 20.5399 | 20.8152 | 20.6784 | 20.5424 | 20.4768 | 20.4114 | 20.3463 | 20.2813 | 20.2165 | 20.3661 | 20.5167 | 20.6685 | 20.8214 | 20.9754 | 21.0599 | 21.1445 | 21.229 | 21.3136 | 21.3981 | 21.4674 | 21.5367 | 21.606 | 21.6753 | 21.7446 | 0 | 0 | 0 | 0 | 0 | 0 | 0 | 0 | 0 | 0 | 0 | 0 | 0 | 0 | 0 | 0 | 0 | 0 | 0 | 0 | 0 | 0 | 0 | 0 | 0 | 0 | 0 | 0 | 0 | 0 | 0 | 0 | 0 | 0 | 0 | 0 | 0 | 0 | 0 | 0 | 0 | 0 | 0 | 0 | 0 | 0 | 0 | 0 | 0 | 0 | 0 | 0 | 0 | 0 | 0 | 0 | 0 | 0 | 0 | 0 | 0 | 0 | 0 | 0 | 0 | 0 | 0 | 0 | 0 | 0 | 0 | 0 | 0 | 0 | 0
163 | 113 | 163,113 | 99712 | - | N | 0 | 2 | 0 | 2 | 0 | 13 | 13 | 0 | 0 | 0 | 13 | 0 | 511.2308 | 511.2308 | 0 | 0 | 0 | 511.2308 | 6646 | 0 | 0 | 2 | 0 | 0 | 0 | 2 | 0 | 0 | 0 | 0 | 0 | 1.8182 | 1.8182 | 0 | 0 | 0 | 0 | 0 | 0 | 0 | 1.653 | 1.7336 | 1.8182 | 1.9069 | 2 | 0 | 0 | 0 | 0 | 0 | 0 | 0 | 0 | 0 | 0 | 2.0268 | 2.054 | 2.0815 | 2.0678 | 2.0542 | 2.0477 | 2.0411 | 2.0346 | 2.0281 | 2.0217 | 2.0366 | 2.0517 | 2.0668 | 2.0821 | 2.0975 | 2.106 | 2.1144 | 2.1229 | 2.1314 | 2.1398 | 2.1467 | 2.1537 | 2.1606 | 2.1675 | 2.1745 | 0 | 0 | 0 | 0 | 0 | 0 | 0 | 0 | 0 | 0 | 0 | 0 | 0 | 0 | 0 | 0 | 0 | 0 | 0 | 0 | 0 | 0 | 0 | 0 | 0 | 0 | 0 | 0 | 0 | 0 | 0 | 0 | 0 | 0 | 0 | 0 | 0 | 0 | 0 | 0 | 0 | 0 | 0 | 0 | 0 | 0 | 0 | 0 | 0 | 0 | 0 | 0 | 0 | 0 | 0 | 0 | 0 | 0 | 0 | 0 | 0 | 0 | 0 | 0 | 0 | 0 | 0 | 0 | 0 | 0 | 0 | 0 | 0 | 0 | 0 | 0 | 0 | 0 | 0 | 0 | 0 | 0 | 0 | 0 | 0 | 0 | 0 | 0 | 0 | 0 | 0 | 0 | 0 | 0 | 0 | 0 | 0 | 0 | 0 | 0
167 | 113 | 167,113 | 99712 | - | N | 1 | 1 | 1 | 0 | 0 | 2 | 2 | 1 | 0 | 0 | 3 | 0 | 614 | 614 | 96141 | 0 | 0 | 32456.3333 | 1228 | 96141 | 0 | 1 | 0 | 1 | 0 | 2 | 0 | 1 | 1 | 0 | 0 | 0.90911 | 0.90911 | 0 | 0 | 0.91245 | 0.91245 | 0 | 0.92984 | 0 | 0.82649 | 0.86682 | 0.90911 | 0.95347 | 1 | 0.83257 | 0.8716 | 0.91245 | 0.95522 | 1 | 0.8646 | 0.89663 | 0.92984 | 0.96428 | 1 | 1.0127 | 1.0255 | 1.0385 | 1.0316 | 1.0248 | 1.0216 | 1.0183 | 1.0151 | 1.0118 | 1.0086 | 1.016 | 1.0236 | 1.0311 | 1.0388 | 1.0464 | 1.0507 | 1.0549 | 1.0591 | 1.0633 | 1.0675 | 1.071 | 1.0745 | 1.0779 | 1.0814 | 1.0848 | 1.0127 | 1.0255 | 1.0385 | 1.0316 | 1.0248 | 1.0216 | 1.0183 | 1.0151 | 1.0118 | 1.0086 | 1.016 | 1.0236 | 1.0311 | 1.0388 | 1.0464 | 1.0507 | 1.0549 | 1.0591 | 1.0633 | 1.0675 | 1.071 | 1.0745 | 1.0779 | 1.0814 | 1.0848 | 1.0127 | 1.0255 | 1.0385 | 1.0316 | 1.0248 | 1.0216 | 1.0183 | 1.0151 | 1.0118 | 1.0086 | 1.016 | 1.0236 | 1.0311 | 1.0388 | 1.0464 | 1.0507 | 1.0549 | 1.0591 | 1.0633 | 1.0675 | 1.071 | 1.0745 | 1.0779 | 1.0814 | 1.0848 | 0 | 0 | 0 | 0 | 0 | 0 | 0 | 0 | 0 | 0 | 0 | 0 | 0 | 0 | 0 | 0 | 0 | 0 | 0 | 0 | 0 | 0 | 0 | 0 | 0 | 0 | 0 | 0 | 0 | 0 | 0 | 0 | 0 | 0 | 0 | 0 | 0 | 0 | 0 | 0 | 0 | 0 | 0 | 0 | 0 | 0 | 0 | 0 | 0 | 0
172 | 113 | 172,113 | 99712 | - | N | 3 | 13 | 3 | 10 | 0 | 0 | 0 | 0 | 0 | 0 | 0 | 0 | 834.495 | 834.495 | 1408.3846 | 0 | 0 | 1365.174 | 0 | 0 | 0.29786 | 12.6852 | 0.016892 | 0 | 0 | 13 | 0.068737 | 2.9274 | 2.9961 | 0.0038981 | 0.27079 | 11.5323 | 11.8031 | 0.015357 | 0.062719 | 2.6711 | 2.7338 | 0.0035569 | 0 | 0 | 10.7304 | 11.254 | 11.8031 | 12.3791 | 12.9831 | 2.4945 | 2.6114 | 2.7338 | 2.862 | 2.9961 | 0 | 0 | 0 | 0 | 0 | 13.1474 | 13.3139 | 13.4824 | 13.3937 | 13.3057 | 13.2632 | 13.2208 | 13.1786 | 13.1365 | 13.0946 | 13.1915 | 13.289 | 13.3873 | 13.4864 | 13.5861 | 13.6409 | 13.6956 | 13.7504 | 13.8052 | 13.8599 | 13.9048 | 13.9497 | 13.9946 | 14.0395 | 14.0844 | 3.034 | 3.0724 | 3.1113 | 3.0909 | 3.0705 | 3.0607 | 3.051 | 3.0412 | 3.0315 | 3.0218 | 3.0442 | 3.0667 | 3.0894 | 3.1122 | 3.1353 | 3.1479 | 3.1605 | 3.1732 | 3.1858 | 3.1984 | 3.2088 | 3.2192 | 3.2295 | 3.2399 | 3.2502 | 0 | 0 | 0 | 0 | 0 | 0 | 0 | 0 | 0 | 0 | 0 | 0 | 0 | 0 | 0 | 0 | 0 | 0 | 0 | 0 | 0 | 0 | 0 | 0 | 0 | 0.017106 | 0.017322 | 0.017541 | 0.017426 | 0.017312 | 0.017256 | 0.017201 | 0.017146 | 0.017092 | 0.017037 | 0.017163 | 0.01729 | 0.017418 | 0.017547 | 0.017676 | 0.017748 | 0.017819 | 0.01789 | 0.017961 | 0.018033 | 0.018091 | 0.01815 | 0.018208 | 0.018266 | 0.018325 | 0 | 0 | 0 | 0 | 0 | 0 | 0 | 0 | 0 | 0 | 0 | 0 | 0 | 0 | 0 | 0 | 0 | 0 | 0 | 0 | 0 | 0 | 0 | 0 | 0
106 | 114 | 106,114 | 99712 | - | N | 31 | 21 | 16 | 5 | 0 | 0 | 0 | 0 | 0 | 0 | 0 | 0 | 834.495 | 834.495 | 1408.3846 | 0 | 0 | 1365.174 | 0 | 0 | 0.48116 | 20.4916 | 0.027287 | 0 | 0 | 21 | 0.3666 | 15.6126 | 15.9792 | 0.02079 | 0.43743 | 18.6292 | 19.0666 | 0.024807 | 0.3345 | 14.2458 | 14.5803 | 0.01897 | 0 | 0 | 17.3337 | 18.1795 | 19.0666 | 19.997 | 20.9727 | 13.3039 | 13.9275 | 14.5803 | 15.2637 | 15.9792 | 0 | 0 | 0 | 0 | 0 | 21.2539 | 21.5388 | 21.8276 | 21.6841 | 21.5415 | 21.4727 | 21.4042 | 21.3358 | 21.2677 | 21.1998 | 21.3566 | 21.5146 | 21.6737 | 21.834 | 21.9955 | 22.0842 | 22.1728 | 22.2615 | 22.3502 | 22.4388 | 22.5115 | 22.5842 | 22.6568 | 22.7295 | 22.8022 | 16.1934 | 16.4105 | 16.6305 | 16.5212 | 16.4126 | 16.3602 | 16.3079 | 16.2559 | 16.2039 | 16.1522 | 16.2717 | 16.392 | 16.5133 | 16.6354 | 16.7585 | 16.826 | 16.8936 | 16.9611 | 17.0287 | 17.0962 | 17.1516 | 17.207 | 17.2624 | 17.3177 | 17.3731 | 0 | 0 | 0 | 0 | 0 | 0 | 0 | 0 | 0 | 0 | 0 | 0 | 0 | 0 | 0 | 0 | 0 | 0 | 0 | 0 | 0 | 0 | 0 | 0 | 0 | 0.027653 | 0.028023 | 0.028399 | 0.028212 | 0.028027 | 0.027937 | 0.027848 | 0.027759 | 0.027671 | 0.027582 | 0.027786 | 0.027992 | 0.028199 | 0.028408 | 0.028618 | 0.028733 | 0.028848 | 0.028964 | 0.029079 | 0.029194 | 0.029289 | 0.029384 | 0.029478 | 0.029573 | 0.029667 | 0 | 0 | 0 | 0 | 0 | 0 | 0 | 0 | 0 | 0 | 0 | 0 | 0 | 0 | 0 | 0 | 0 | 0 | 0 | 0 | 0 | 0 | 0 | 0 | 0
165 | 114 | 165,114 | 99712 | - | N | 0 | 2 | 0 | 2 | 0 | 2 | 2 | 0 | 0 | 0 | 2 | 0 | 225 | 225 | 0 | 0 | 0 | 225 | 450 | 0 | 0 | 2 | 0 | 0 | 0 | 2 | 0 | 0 | 0 | 0 | 0 | 1.8182 | 1.8182 | 0 | 0 | 0 | 0 | 0 | 0 | 0 | 1.653 | 1.7336 | 1.8182 | 1.9069 | 2 | 0 | 0 | 0 | 0 | 0 | 0 | 0 | 0 | 0 | 0 | 2.0268 | 2.054 | 2.0815 | 2.0678 | 2.0542 | 2.0477 | 2.0411 | 2.0346 | 2.0281 | 2.0217 | 2.0366 | 2.0517 | 2.0668 | 2.0821 | 2.0975 | 2.106 | 2.1144 | 2.1229 | 2.1314 | 2.1398 | 2.1467 | 2.1537 | 2.1606 | 2.1675 | 2.1745 | 0 | 0 | 0 | 0 | 0 | 0 | 0 | 0 | 0 | 0 | 0 | 0 | 0 | 0 | 0 | 0 | 0 | 0 | 0 | 0 | 0 | 0 | 0 | 0 | 0 | 0 | 0 | 0 | 0 | 0 | 0 | 0 | 0 | 0 | 0 | 0 | 0 | 0 | 0 | 0 | 0 | 0 | 0 | 0 | 0 | 0 | 0 | 0 | 0 | 0 | 0 | 0 | 0 | 0 | 0 | 0 | 0 | 0 | 0 | 0 | 0 | 0 | 0 | 0 | 0 | 0 | 0 | 0 | 0 | 0 | 0 | 0 | 0 | 0 | 0 | 0 | 0 | 0 | 0 | 0 | 0 | 0 | 0 | 0 | 0 | 0 | 0 | 0 | 0 | 0 | 0 | 0 | 0 | 0 | 0 | 0 | 0 | 0 | 0 | 0
116 | 115 | 116,115 | 99712 | - | N | 8 | 7 | 3 | 4 | 0 | 0 | 0 | 0 | 0 | 0 | 0 | 0 | 834.495 | 834.495 | 1408.3846 | 0 | 0 | 1365.174 | 0 | 0 | 0.16039 | 6.8305 | 0.0090956 | 0 | 0 | 7 | 0.068737 | 2.9274 | 2.9961 | 0.0038981 | 0.14581 | 6.2097 | 6.3555 | 0.008269 | 0.062719 | 2.6711 | 2.7338 | 0.0035569 | 0 | 0 | 5.7779 | 6.0598 | 6.3555 | 6.6657 | 6.9909 | 2.4945 | 2.6114 | 2.7338 | 2.862 | 2.9961 | 0 | 0 | 0 | 0 | 0 | 7.0846 | 7.1796 | 7.2759 | 7.228 | 7.1805 | 7.1576 | 7.1347 | 7.1119 | 7.0892 | 7.0666 | 7.1189 | 7.1715 | 7.2246 | 7.278 | 7.3318 | 7.3614 | 7.3909 | 7.4205 | 7.4501 | 7.4796 | 7.5038 | 7.5281 | 7.5523 | 7.5765 | 7.6007 | 3.0363 | 3.077 | 3.1182 | 3.0977 | 3.0774 | 3.0675 | 3.0577 | 3.048 | 3.0382 | 3.0285 | 3.0509 | 3.0735 | 3.0962 | 3.1191 | 3.1422 | 3.1549 | 3.1675 | 3.1802 | 3.1929 | 3.2055 | 3.2159 | 3.2263 | 3.2367 | 3.2471 | 3.2575 | 0 | 0 | 0 | 0 | 0 | 0 | 0 | 0 | 0 | 0 | 0 | 0 | 0 | 0 | 0 | 0 | 0 | 0 | 0 | 0 | 0 | 0 | 0 | 0 | 0 | 0.0092176 | 0.0093412 | 0.0094664 | 0.0094041 | 0.0093423 | 0.0093125 | 0.0092827 | 0.0092531 | 0.0092236 | 0.0091941 | 0.0092621 | 0.0093306 | 0.0093996 | 0.0094692 | 0.0095392 | 0.0095777 | 0.0096161 | 0.0096546 | 0.009693 | 0.0097315 | 0.009763 | 0.0097945 | 0.009826 | 0.0098575 | 0.0098891 | 0 | 0 | 0 | 0 | 0 | 0 | 0 | 0 | 0 | 0 | 0 | 0 | 0 | 0 | 0 | 0 | 0 | 0 | 0 | 0 | 0 | 0 | 0 | 0 | 0
119 | 115 | 119,115 | 99712 | - | N | 3 | 1 | 1 | 0 | 0 | 0 | 0 | 0 | 0 | 0 | 0 | 0 | 834.495 | 834.495 | 1408.3846 | 0 | 0 | 1365.174 | 0 | 0 | 0.022912 | 0.97579 | 0.0012994 | 0 | 0 | 1 | 0.022912 | 0.97579 | 0.9987 | 0.0012994 | 0.02083 | 0.8871 | 0.90793 | 0.0011813 | 0.020906 | 0.89036 | 0.91127 | 0.0011856 | 0 | 0 | 0.82541 | 0.86569 | 0.90793 | 0.95224 | 0.9987 | 0.83149 | 0.87047 | 0.91127 | 0.95398 | 0.9987 | 0 | 0 | 0 | 0 | 0 | 1.0121 | 1.0257 | 1.0394 | 1.0326 | 1.0258 | 1.0225 | 1.0192 | 1.016 | 1.0127 | 1.0095 | 1.017 | 1.0245 | 1.0321 | 1.0397 | 1.0474 | 1.0516 | 1.0558 | 1.0601 | 1.0643 | 1.0685 | 1.072 | 1.0754 | 1.0789 | 1.0824 | 1.0858 | 1.0121 | 1.0257 | 1.0394 | 1.0326 | 1.0258 | 1.0225 | 1.0192 | 1.016 | 1.0127 | 1.0095 | 1.017 | 1.0245 | 1.0321 | 1.0397 | 1.0474 | 1.0516 | 1.0558 | 1.0601 | 1.0643 | 1.0685 | 1.072 | 1.0754 | 1.0789 | 1.0824 | 1.0858 | 0 | 0 | 0 | 0 | 0 | 0 | 0 | 0 | 0 | 0 | 0 | 0 | 0 | 0 | 0 | 0 | 0 | 0 | 0 | 0 | 0 | 0 | 0 | 0 | 0 | 0.0013168 | 0.0013345 | 0.0013523 | 0.0013434 | 0.0013346 | 0.0013304 | 0.0013261 | 0.0013219 | 0.0013177 | 0.0013134 | 0.0013232 | 0.0013329 | 0.0013428 | 0.0013527 | 0.0013627 | 0.0013682 | 0.0013737 | 0.0013792 | 0.0013847 | 0.0013902 | 0.0013947 | 0.0013992 | 0.0014037 | 0.0014082 | 0.0014127 | 0 | 0 | 0 | 0 | 0 | 0 | 0 | 0 | 0 | 0 | 0 | 0 | 0 | 0 | 0 | 0 | 0 | 0 | 0 | 0 | 0 | 0 | 0 | 0 | 0
99 | 116 | 99,116 | 99712 | - | N | 2 | 8 | 1 | 7 | 0 | 0 | 0 | 0 | 0 | 0 | 0 | 0 | 834.495 | 834.495 | 1408.3846 | 0 | 0 | 1365.174 | 0 | 0 | 0.1833 | 7.8063 | 0.010395 | 0 | 0 | 8 | 0.022912 | 0.97579 | 0.9987 | 0.0012994 | 0.16664 | 7.0968 | 7.2635 | 0.0094503 | 0.020906 | 0.89036 | 0.91127 | 0.0011856 | 0 | 0 | 6.6033 | 6.9255 | 7.2635 | 7.6179 | 7.9896 | 0.83149 | 0.87047 | 0.91127 | 0.95398 | 0.9987 | 0 | 0 | 0 | 0 | 0 | 8.0305 | 8.0717 | 8.113 | 8.0597 | 8.0067 | 7.9811 | 7.9556 | 7.9302 | 7.9049 | 7.8797 | 7.9379 | 7.9967 | 8.0558 | 8.1154 | 8.1754 | 8.2084 | 8.2413 | 8.2743 | 8.3073 | 8.3402 | 8.3672 | 8.3942 | 8.4212 | 8.4483 | 8.4753 | 1.0038 | 1.009 | 1.0141 | 1.0075 | 1.0008 | 0.99764 | 0.99445 | 0.99128 | 0.98811 | 0.98496 | 0.99224 | 0.99958 | 1.007 | 1.0144 | 1.0219 | 1.026 | 1.0302 | 1.0343 | 1.0384 | 1.0425 | 1.0459 | 1.0493 | 1.0527 | 1.056 | 1.0594 | 0 | 0 | 0 | 0 | 0 | 0 | 0 | 0 | 0 | 0 | 0 | 0 | 0 | 0 | 0 | 0 | 0 | 0 | 0 | 0 | 0 | 0 | 0 | 0 | 0 | 0.010448 | 0.010502 | 0.010556 | 0.010486 | 0.010417 | 0.010384 | 0.010351 | 0.010318 | 0.010285 | 0.010252 | 0.010328 | 0.010404 | 0.010481 | 0.010559 | 0.010637 | 0.01068 | 0.010723 | 0.010765 | 0.010808 | 0.010851 | 0.010886 | 0.010921 | 0.010957 | 0.010992 | 0.011027 | 0 | 0 | 0 | 0 | 0 | 0 | 0 | 0 | 0 | 0 | 0 | 0 | 0 | 0 | 0 | 0 | 0 | 0 | 0 | 0 | 0 | 0 | 0 | 0 | 0
106 | 116 | 106,116 | 99712 | - | N | 0 | 1 | 0 | 1 | 0 | 9 | 9 | 0 | 0 | 0 | 9 | 0 | 906.4444 | 906.4444 | 0 | 0 | 0 | 906.4444 | 8158 | 0 | 0 | 1 | 0 | 0 | 0 | 1 | 0 | 0 | 0 | 0 | 0 | 0.90911 | 0.90911 | 0 | 0 | 0 | 0 | 0 | 0 | 0 | 0.82649 | 0.86682 | 0.90911 | 0.95347 | 1 | 0 | 0 | 0 | 0 | 0 | 0 | 0 | 0 | 0 | 0 | 1.0134 | 1.027 | 1.0408 | 1.0339 | 1.0271 | 1.0238 | 1.0206 | 1.0173 | 1.0141 | 1.0108 | 1.0183 | 1.0258 | 1.0334 | 1.0411 | 1.0488 | 1.053 | 1.0572 | 1.0615 | 1.0657 | 1.0699 | 1.0734 | 1.0768 | 1.0803 | 1.0838 | 1.0872 | 0 | 0 | 0 | 0 | 0 | 0 | 0 | 0 | 0 | 0 | 0 | 0 | 0 | 0 | 0 | 0 | 0 | 0 | 0 | 0 | 0 | 0 | 0 | 0 | 0 | 0 | 0 | 0 | 0 | 0 | 0 | 0 | 0 | 0 | 0 | 0 | 0 | 0 | 0 | 0 | 0 | 0 | 0 | 0 | 0 | 0 | 0 | 0 | 0 | 0 | 0 | 0 | 0 | 0 | 0 | 0 | 0 | 0 | 0 | 0 | 0 | 0 | 0 | 0 | 0 | 0 | 0 | 0 | 0 | 0 | 0 | 0 | 0 | 0 | 0 | 0 | 0 | 0 | 0 | 0 | 0 | 0 | 0 | 0 | 0 | 0 | 0 | 0 | 0 | 0 | 0 | 0 | 0 | 0 | 0 | 0 | 0 | 0 | 0 | 0
107 | 116 | 107,116 | 99712 | - | N | 23 | 17 | 14 | 3 | 0 | 8 | 8 | 0 | 0 | 0 | 8 | 0 | 717 | 717 | 0 | 0 | 0 | 717 | 5736 | 0 | 0 | 17 | 0 | 0 | 0 | 17 | 0 | 14 | 14 | 0 | 0 | 15.4549 | 15.4549 | 0 | 0 | 12.7744 | 12.7744 | 0 | 0 | 0 | 14.0503 | 14.7359 | 15.4549 | 16.2091 | 17 | 11.656 | 12.2024 | 12.7744 | 13.3731 | 14 | 0 | 0 | 0 | 0 | 0 | 17.2279 | 17.4589 | 17.6929 | 17.5766 | 17.4611 | 17.4053 | 17.3497 | 17.2943 | 17.2391 | 17.184 | 17.3112 | 17.4392 | 17.5682 | 17.6982 | 17.8291 | 17.9009 | 17.9728 | 18.0447 | 18.1165 | 18.1884 | 18.2473 | 18.3062 | 18.3651 | 18.424 | 18.4829 | 14.1877 | 14.3779 | 14.5707 | 14.4749 | 14.3797 | 14.3338 | 14.288 | 14.2424 | 14.1969 | 14.1516 | 14.2562 | 14.3617 | 14.4679 | 14.5749 | 14.6828 | 14.7419 | 14.8011 | 14.8603 | 14.9195 | 14.9787 | 15.0272 | 15.0757 | 15.1242 | 15.1727 | 15.2212 | 0 | 0 | 0 | 0 | 0 | 0 | 0 | 0 | 0 | 0 | 0 | 0 | 0 | 0 | 0 | 0 | 0 | 0 | 0 | 0 | 0 | 0 | 0 | 0 | 0 | 0 | 0 | 0 | 0 | 0 | 0 | 0 | 0 | 0 | 0 | 0 | 0 | 0 | 0 | 0 | 0 | 0 | 0 | 0 | 0 | 0 | 0 | 0 | 0 | 0 | 0 | 0 | 0 | 0 | 0 | 0 | 0 | 0 | 0 | 0 | 0 | 0 | 0 | 0 | 0 | 0 | 0 | 0 | 0 | 0 | 0 | 0 | 0 | 0 | 0
109 | 116 | 109,116 | 99712 | - | N | 18 | 14 | 11 | 3 | 0 | 0 | 0 | 0 | 0 | 0 | 0 | 0 | 834.495 | 834.495 | 1408.3846 | 0 | 0 | 1365.174 | 0 | 0 | 0.32077 | 13.661 | 0.018191 | 0 | 0 | 14 | 0.25204 | 10.7337 | 10.9857 | 0.014293 | 0.29162 | 12.4194 | 12.7111 | 0.016538 | 0.22997 | 9.794 | 10.024 | 0.013042 | 0 | 0 | 11.5558 | 12.1197 | 12.7111 | 13.3313 | 13.9818 | 9.1464 | 9.5751 | 10.024 | 10.4938 | 10.9857 | 0 | 0 | 0 | 0 | 0 | 14.1693 | 14.3592 | 14.5517 | 14.4561 | 14.361 | 14.3152 | 14.2694 | 14.2239 | 14.1785 | 14.1332 | 14.2377 | 14.343 | 14.4491 | 14.556 | 14.6637 | 14.7228 | 14.7819 | 14.841 | 14.9001 | 14.9592 | 15.0077 | 15.0561 | 15.1046 | 15.153 | 15.2015 | 11.133 | 11.2822 | 11.4335 | 11.3583 | 11.2837 | 11.2476 | 11.2117 | 11.1759 | 11.1402 | 11.1046 | 11.1868 | 11.2695 | 11.3529 | 11.4369 | 11.5215 | 11.5679 | 11.6143 | 11.6608 | 11.7072 | 11.7537 | 11.7917 | 11.8298 | 11.8679 | 11.9059 | 11.944 | 0 | 0 | 0 | 0 | 0 | 0 | 0 | 0 | 0 | 0 | 0 | 0 | 0 | 0 | 0 | 0 | 0 | 0 | 0 | 0 | 0 | 0 | 0 | 0 | 0 | 0.018435 | 0.018682 | 0.018933 | 0.018808 | 0.018685 | 0.018625 | 0.018565 | 0.018506 | 0.018447 | 0.018388 | 0.018524 | 0.018661 | 0.018799 | 0.018938 | 0.019078 | 0.019155 | 0.019232 | 0.019309 | 0.019386 | 0.019463 | 0.019526 | 0.019589 | 0.019652 | 0.019715 | 0.019778 | 0 | 0 | 0 | 0 | 0 | 0 | 0 | 0 | 0 | 0 | 0 | 0 | 0 | 0 | 0 | 0 | 0 | 0 | 0 | 0 | 0 | 0 | 0 | 0 | 0
110 | 116 | 110,116 | 99712 | - | N | 12 | 7 | 5 | 2 | 0 | 12 | 12 | 0 | 0 | 0 | 12 | 0 | 1159.75 | 1159.75 | 0 | 0 | 0 | 1159.75 | 13917 | 0 | 0 | 7 | 0 | 0 | 0 | 7 | 0 | 5 | 5 | 0 | 0 | 6.3638 | 6.3638 | 0 | 0 | 4.5623 | 4.5623 | 0 | 0 | 0 | 5.7854 | 6.0677 | 6.3638 | 6.6743 | 7 | 4.1629 | 4.358 | 4.5623 | 4.7761 | 5 | 0 | 0 | 0 | 0 | 0 | 7.0938 | 7.189 | 7.2853 | 7.2374 | 7.1898 | 7.1669 | 7.144 | 7.1212 | 7.0985 | 7.0758 | 7.1281 | 7.1808 | 7.234 | 7.2875 | 7.3414 | 7.371 | 7.4006 | 7.4302 | 7.4597 | 7.4893 | 7.5136 | 7.5379 | 7.5621 | 7.5864 | 7.6106 | 5.067 | 5.135 | 5.2038 | 5.1696 | 5.1356 | 5.1192 | 5.1029 | 5.0866 | 5.0703 | 5.0541 | 5.0915 | 5.1292 | 5.1671 | 5.2053 | 5.2438 | 5.265 | 5.2861 | 5.3073 | 5.3284 | 5.3495 | 5.3669 | 5.3842 | 5.4015 | 5.4188 | 5.4362 | 0 | 0 | 0 | 0 | 0 | 0 | 0 | 0 | 0 | 0 | 0 | 0 | 0 | 0 | 0 | 0 | 0 | 0 | 0 | 0 | 0 | 0 | 0 | 0 | 0 | 0 | 0 | 0 | 0 | 0 | 0 | 0 | 0 | 0 | 0 | 0 | 0 | 0 | 0 | 0 | 0 | 0 | 0 | 0 | 0 | 0 | 0 | 0 | 0 | 0 | 0 | 0 | 0 | 0 | 0 | 0 | 0 | 0 | 0 | 0 | 0 | 0 | 0 | 0 | 0 | 0 | 0 | 0 | 0 | 0 | 0 | 0 | 0 | 0 | 0
118 | 116 | 118,116 | 99712 | - | N | 0 | 1 | 0 | 1 | 0 | 1 | 1 | 1 | 0 | 0 | 2 | 0 | 1035 | 1035 | 15009 | 0 | 0 | 8022 | 1035 | 15009 | 0 | 1 | 0 | 1 | 0 | 2 | 0 | 0 | 0 | 0 | 0 | 0.90911 | 0.90911 | 0 | 0 | 0 | 0 | 0 | 0.92984 | 0 | 0.82649 | 0.86682 | 0.90911 | 0.95347 | 1 | 0 | 0 | 0 | 0 | 0 | 0.8646 | 0.89663 | 0.92984 | 0.96428 | 1 | 1.0134 | 1.027 | 1.0408 | 1.0339 | 1.0271 | 1.0238 | 1.0206 | 1.0173 | 1.0141 | 1.0108 | 1.0183 | 1.0258 | 1.0334 | 1.0411 | 1.0488 | 1.053 | 1.0572 | 1.0615 | 1.0657 | 1.0699 | 1.0734 | 1.0768 | 1.0803 | 1.0838 | 1.0872 | 0 | 0 | 0 | 0 | 0 | 0 | 0 | 0 | 0 | 0 | 0 | 0 | 0 | 0 | 0 | 0 | 0 | 0 | 0 | 0 | 0 | 0 | 0 | 0 | 0 | 1.0134 | 1.027 | 1.0408 | 1.0339 | 1.0271 | 1.0238 | 1.0206 | 1.0173 | 1.0141 | 1.0108 | 1.0183 | 1.0258 | 1.0334 | 1.0411 | 1.0488 | 1.053 | 1.0572 | 1.0615 | 1.0657 | 1.0699 | 1.0734 | 1.0768 | 1.0803 | 1.0838 | 1.0872 | 0 | 0 | 0 | 0 | 0 | 0 | 0 | 0 | 0 | 0 | 0 | 0 | 0 | 0 | 0 | 0 | 0 | 0 | 0 | 0 | 0 | 0 | 0 | 0 | 0 | 0 | 0 | 0 | 0 | 0 | 0 | 0 | 0 | 0 | 0 | 0 | 0 | 0 | 0 | 0 | 0 | 0 | 0 | 0 | 0 | 0 | 0 | 0 | 0 | 0
119 | 116 | 119,116 | 99712 | - | N | 0 | 2 | 0 | 2 | 0 | 0 | 0 | 0 | 0 | 0 | 0 | 0 | 834.495 | 834.495 | 1408.3846 | 0 | 0 | 1365.174 | 0 | 0 | 0.045825 | 1.9516 | 0.0025988 | 0 | 0 | 2 | 0 | 0 | 0 | 0 | 0.04166 | 1.7742 | 1.8159 | 0.0023626 | 0 | 0 | 0 | 0 | 0 | 0 | 1.6508 | 1.7314 | 1.8159 | 1.9045 | 1.9974 | 0 | 0 | 0 | 0 | 0 | 0 | 0 | 0 | 0 | 0 | 2.0242 | 2.0513 | 2.0788 | 2.0652 | 2.0516 | 2.045 | 2.0385 | 2.032 | 2.0255 | 2.019 | 2.034 | 2.049 | 2.0642 | 2.0794 | 2.0948 | 2.1033 | 2.1117 | 2.1201 | 2.1286 | 2.137 | 2.144 | 2.1509 | 2.1578 | 2.1647 | 2.1716 | 0 | 0 | 0 | 0 | 0 | 0 | 0 | 0 | 0 | 0 | 0 | 0 | 0 | 0 | 0 | 0 | 0 | 0 | 0 | 0 | 0 | 0 | 0 | 0 | 0 | 0 | 0 | 0 | 0 | 0 | 0 | 0 | 0 | 0 | 0 | 0 | 0 | 0 | 0 | 0 | 0 | 0 | 0 | 0 | 0 | 0 | 0 | 0 | 0 | 0 | 0.0026336 | 0.0026689 | 0.0027047 | 0.0026869 | 0.0026692 | 0.0026607 | 0.0026522 | 0.0026437 | 0.0026353 | 0.0026269 | 0.0026463 | 0.0026659 | 0.0026856 | 0.0027055 | 0.0027255 | 0.0027365 | 0.0027475 | 0.0027584 | 0.0027694 | 0.0027804 | 0.0027894 | 0.0027984 | 0.0028074 | 0.0028164 | 0.0028254 | 0 | 0 | 0 | 0 | 0 | 0 | 0 | 0 | 0 | 0 | 0 | 0 | 0 | 0 | 0 | 0 | 0 | 0 | 0 | 0 | 0 | 0 | 0 | 0 | 0
104 | 117 | 104,117 | 99712 | - | N | 6 | 4 | 3 | 1 | 0 | 0 | 0 | 0 | 0 | 0 | 0 | 0 | 834.495 | 834.495 | 1408.3846 | 0 | 0 | 1365.174 | 0 | 0 | 0.091649 | 3.9032 | 0.0051975 | 0 | 0 | 4 | 0.068737 | 2.9274 | 2.9961 | 0.0038981 | 0.08332 | 3.5484 | 3.6317 | 0.0047251 | 0.062719 | 2.6711 | 2.7338 | 0.0035569 | 0 | 0 | 3.3017 | 3.4628 | 3.6317 | 3.8089 | 3.9948 | 2.4945 | 2.6114 | 2.7338 | 2.862 | 2.9961 | 0 | 0 | 0 | 0 | 0 | 4.0484 | 4.1026 | 4.1576 | 4.1303 | 4.1031 | 4.09 | 4.077 | 4.064 | 4.051 | 4.0381 | 4.0679 | 4.098 | 4.1283 | 4.1589 | 4.1896 | 4.2065 | 4.2234 | 4.2403 | 4.2572 | 4.2741 | 4.2879 | 4.3017 | 4.3156 | 4.3294 | 4.3433 | 3.0363 | 3.077 | 3.1182 | 3.0977 | 3.0774 | 3.0675 | 3.0577 | 3.048 | 3.0382 | 3.0285 | 3.0509 | 3.0735 | 3.0962 | 3.1191 | 3.1422 | 3.1549 | 3.1675 | 3.1802 | 3.1929 | 3.2055 | 3.2159 | 3.2263 | 3.2367 | 3.2471 | 3.2575 | 0 | 0 | 0 | 0 | 0 | 0 | 0 | 0 | 0 | 0 | 0 | 0 | 0 | 0 | 0 | 0 | 0 | 0 | 0 | 0 | 0 | 0 | 0 | 0 | 0 | 0.0052672 | 0.0053378 | 0.0054094 | 0.0053738 | 0.0053385 | 0.0053214 | 0.0053044 | 0.0052875 | 0.0052706 | 0.0052538 | 0.0052926 | 0.0053318 | 0.0053712 | 0.005411 | 0.005451 | 0.005473 | 0.0054949 | 0.0055169 | 0.0055389 | 0.0055608 | 0.0055788 | 0.0055969 | 0.0056149 | 0.0056329 | 0.0056509 | 0 | 0 | 0 | 0 | 0 | 0 | 0 | 0 | 0 | 0 | 0 | 0 | 0 | 0 | 0 | 0 | 0 | 0 | 0 | 0 | 0 | 0 | 0 | 0 | 0
106 | 117 | 106,117 | 99712 | - | N | 0 | 1 | 0 | 1 | 0 | 2 | 2 | 0 | 0 | 0 | 2 | 0 | 368 | 368 | 0 | 0 | 0 | 368 | 736 | 0 | 0 | 1 | 0 | 0 | 0 | 1 | 0 | 0 | 0 | 0 | 0 | 0.90911 | 0.90911 | 0 | 0 | 0 | 0 | 0 | 0 | 0 | 0.82649 | 0.86682 | 0.90911 | 0.95347 | 1 | 0 | 0 | 0 | 0 | 0 | 0 | 0 | 0 | 0 | 0 | 1.0134 | 1.027 | 1.0408 | 1.0339 | 1.0271 | 1.0238 | 1.0206 | 1.0173 | 1.0141 | 1.0108 | 1.0183 | 1.0258 | 1.0334 | 1.0411 | 1.0488 | 1.053 | 1.0572 | 1.0615 | 1.0657 | 1.0699 | 1.0734 | 1.0768 | 1.0803 | 1.0838 | 1.0872 | 0 | 0 | 0 | 0 | 0 | 0 | 0 | 0 | 0 | 0 | 0 | 0 | 0 | 0 | 0 | 0 | 0 | 0 | 0 | 0 | 0 | 0 | 0 | 0 | 0 | 0 | 0 | 0 | 0 | 0 | 0 | 0 | 0 | 0 | 0 | 0 | 0 | 0 | 0 | 0 | 0 | 0 | 0 | 0 | 0 | 0 | 0 | 0 | 0 | 0 | 0 | 0 | 0 | 0 | 0 | 0 | 0 | 0 | 0 | 0 | 0 | 0 | 0 | 0 | 0 | 0 | 0 | 0 | 0 | 0 | 0 | 0 | 0 | 0 | 0 | 0 | 0 | 0 | 0 | 0 | 0 | 0 | 0 | 0 | 0 | 0 | 0 | 0 | 0 | 0 | 0 | 0 | 0 | 0 | 0 | 0 | 0 | 0 | 0 | 0
111 | 117 | 111,117 | 99712 | - | N | 8 | 5 | 2 | 3 | 0 | 17 | 17 | 0 | 0 | 0 | 17 | 0 | 1372.3529 | 1372.3529 | 0 | 0 | 0 | 1372.3529 | 23330 | 0 | 0 | 5 | 0 | 0 | 0 | 5 | 0 | 2 | 2 | 0 | 0 | 4.5456 | 4.5456 | 0 | 0 | 1.8249 | 1.8249 | 0 | 0 | 0 | 4.1324 | 4.3341 | 4.5456 | 4.7674 | 5 | 1.6651 | 1.7432 | 1.8249 | 1.9104 | 2 | 0 | 0 | 0 | 0 | 0 | 5.067 | 5.135 | 5.2038 | 5.1696 | 5.1356 | 5.1192 | 5.1029 | 5.0866 | 5.0703 | 5.0541 | 5.0915 | 5.1292 | 5.1671 | 5.2053 | 5.2438 | 5.265 | 5.2861 | 5.3073 | 5.3284 | 5.3495 | 5.3669 | 5.3842 | 5.4015 | 5.4188 | 5.4362 | 2.0268 | 2.054 | 2.0815 | 2.0678 | 2.0542 | 2.0477 | 2.0411 | 2.0346 | 2.0281 | 2.0217 | 2.0366 | 2.0517 | 2.0668 | 2.0821 | 2.0975 | 2.106 | 2.1144 | 2.1229 | 2.1314 | 2.1398 | 2.1467 | 2.1537 | 2.1606 | 2.1675 | 2.1745 | 0 | 0 | 0 | 0 | 0 | 0 | 0 | 0 | 0 | 0 | 0 | 0 | 0 | 0 | 0 | 0 | 0 | 0 | 0 | 0 | 0 | 0 | 0 | 0 | 0 | 0 | 0 | 0 | 0 | 0 | 0 | 0 | 0 | 0 | 0 | 0 | 0 | 0 | 0 | 0 | 0 | 0 | 0 | 0 | 0 | 0 | 0 | 0 | 0 | 0 | 0 | 0 | 0 | 0 | 0 | 0 | 0 | 0 | 0 | 0 | 0 | 0 | 0 | 0 | 0 | 0 | 0 | 0 | 0 | 0 | 0 | 0 | 0 | 0 | 0
112 | 117 | 112,117 | 99712 | - | N | 16 | 10 | 5 | 5 | 0 | 27 | 27 | 0 | 0 | 0 | 27 | 0 | 1340.4444 | 1340.4444 | 0 | 0 | 0 | 1340.4444 | 36192 | 0 | 0 | 10 | 0 | 0 | 0 | 10 | 0 | 5 | 5 | 0 | 0 | 9.0911 | 9.0911 | 0 | 0 | 4.5623 | 4.5623 | 0 | 0 | 0 | 8.2649 | 8.6682 | 9.0911 | 9.5347 | 10 | 4.1629 | 4.358 | 4.5623 | 4.7761 | 5 | 0 | 0 | 0 | 0 | 0 | 10.1341 | 10.2699 | 10.4076 | 10.3392 | 10.2712 | 10.2384 | 10.2057 | 10.1731 | 10.1406 | 10.1083 | 10.183 | 10.2584 | 10.3342 | 10.4107 | 10.4877 | 10.53 | 10.5722 | 10.6145 | 10.6568 | 10.6991 | 10.7337 | 10.7684 | 10.803 | 10.8377 | 10.8723 | 5.067 | 5.135 | 5.2038 | 5.1696 | 5.1356 | 5.1192 | 5.1029 | 5.0866 | 5.0703 | 5.0541 | 5.0915 | 5.1292 | 5.1671 | 5.2053 | 5.2438 | 5.265 | 5.2861 | 5.3073 | 5.3284 | 5.3495 | 5.3669 | 5.3842 | 5.4015 | 5.4188 | 5.4362 | 0 | 0 | 0 | 0 | 0 | 0 | 0 | 0 | 0 | 0 | 0 | 0 | 0 | 0 | 0 | 0 | 0 | 0 | 0 | 0 | 0 | 0 | 0 | 0 | 0 | 0 | 0 | 0 | 0 | 0 | 0 | 0 | 0 | 0 | 0 | 0 | 0 | 0 | 0 | 0 | 0 | 0 | 0 | 0 | 0 | 0 | 0 | 0 | 0 | 0 | 0 | 0 | 0 | 0 | 0 | 0 | 0 | 0 | 0 | 0 | 0 | 0 | 0 | 0 | 0 | 0 | 0 | 0 | 0 | 0 | 0 | 0 | 0 | 0 | 0
117 | 117 | 117,117 | 99712 | - | N | 14 | 10 | 7 | 3 | 0 | 1 | 1 | 2 | 0 | 0 | 3 | 0 | 576 | 576 | 11680 | 0 | 0 | 7978.6667 | 576 | 23360 | 0 | 10 | 0 | 2 | 0 | 12 | 0 | 7 | 7 | 0 | 0 | 9.0911 | 9.0911 | 0 | 0 | 6.3872 | 6.3872 | 0 | 1.8597 | 0 | 8.2649 | 8.6682 | 9.0911 | 9.5347 | 10 | 5.828 | 6.1012 | 6.3872 | 6.6866 | 7 | 1.7292 | 1.7933 | 1.8597 | 1.9286 | 2 | 10.1341 | 10.2699 | 10.4076 | 10.3392 | 10.2712 | 10.2384 | 10.2057 | 10.1731 | 10.1406 | 10.1083 | 10.183 | 10.2584 | 10.3342 | 10.4107 | 10.4877 | 10.53 | 10.5722 | 10.6145 | 10.6568 | 10.6991 | 10.7337 | 10.7684 | 10.803 | 10.8377 | 10.8723 | 7.0938 | 7.189 | 7.2853 | 7.2374 | 7.1898 | 7.1669 | 7.144 | 7.1212 | 7.0985 | 7.0758 | 7.1281 | 7.1808 | 7.234 | 7.2875 | 7.3414 | 7.371 | 7.4006 | 7.4302 | 7.4597 | 7.4893 | 7.5136 | 7.5379 | 7.5621 | 7.5864 | 7.6106 | 2.0268 | 2.054 | 2.0815 | 2.0678 | 2.0542 | 2.0477 | 2.0411 | 2.0346 | 2.0281 | 2.0217 | 2.0366 | 2.0517 | 2.0668 | 2.0821 | 2.0975 | 2.106 | 2.1144 | 2.1229 | 2.1314 | 2.1398 | 2.1467 | 2.1537 | 2.1606 | 2.1675 | 2.1745 | 0 | 0 | 0 | 0 | 0 | 0 | 0 | 0 | 0 | 0 | 0 | 0 | 0 | 0 | 0 | 0 | 0 | 0 | 0 | 0 | 0 | 0 | 0 | 0 | 0 | 0 | 0 | 0 | 0 | 0 | 0 | 0 | 0 | 0 | 0 | 0 | 0 | 0 | 0 | 0 | 0 | 0 | 0 | 0 | 0 | 0 | 0 | 0 | 0 | 0
111 | 118 | 111,118 | 99712 | - | N | 0 | 1 | 0 | 1 | 0 | 0 | 0 | 0 | 0 | 0 | 0 | 0 | 834.495 | 834.495 | 1408.3846 | 0 | 0 | 1365.174 | 0 | 0 | 0.022912 | 0.97579 | 0.0012994 | 0 | 0 | 1 | 0 | 0 | 0 | 0 | 0.02083 | 0.8871 | 0.90793 | 0.0011813 | 0 | 0 | 0 | 0 | 0 | 0 | 0.82541 | 0.86569 | 0.90793 | 0.95224 | 0.9987 | 0 | 0 | 0 | 0 | 0 | 0 | 0 | 0 | 0 | 0 | 1.0121 | 1.0257 | 1.0394 | 1.0326 | 1.0258 | 1.0225 | 1.0192 | 1.016 | 1.0127 | 1.0095 | 1.017 | 1.0245 | 1.0321 | 1.0397 | 1.0474 | 1.0516 | 1.0558 | 1.0601 | 1.0643 | 1.0685 | 1.072 | 1.0754 | 1.0789 | 1.0824 | 1.0858 | 0 | 0 | 0 | 0 | 0 | 0 | 0 | 0 | 0 | 0 | 0 | 0 | 0 | 0 | 0 | 0 | 0 | 0 | 0 | 0 | 0 | 0 | 0 | 0 | 0 | 0 | 0 | 0 | 0 | 0 | 0 | 0 | 0 | 0 | 0 | 0 | 0 | 0 | 0 | 0 | 0 | 0 | 0 | 0 | 0 | 0 | 0 | 0 | 0 | 0 | 0.0013168 | 0.0013345 | 0.0013523 | 0.0013434 | 0.0013346 | 0.0013304 | 0.0013261 | 0.0013219 | 0.0013177 | 0.0013134 | 0.0013232 | 0.0013329 | 0.0013428 | 0.0013527 | 0.0013627 | 0.0013682 | 0.0013737 | 0.0013792 | 0.0013847 | 0.0013902 | 0.0013947 | 0.0013992 | 0.0014037 | 0.0014082 | 0.0014127 | 0 | 0 | 0 | 0 | 0 | 0 | 0 | 0 | 0 | 0 | 0 | 0 | 0 | 0 | 0 | 0 | 0 | 0 | 0 | 0 | 0 | 0 | 0 | 0 | 0
119 | 119 | 119,119 | 99712 | - | N | 0 | 1 | 0 | 1 | 0 | 6 | 6 | 0 | 0 | 0 | 6 | 0 | 1134.8333 | 1134.8333 | 0 | 0 | 0 | 1134.8333 | 6809 | 0 | 0 | 1 | 0 | 0 | 0 | 1 | 0 | 0 | 0 | 0 | 0 | 0.90911 | 0.90911 | 0 | 0 | 0 | 0 | 0 | 0 | 0 | 0.82649 | 0.86682 | 0.90911 | 0.95347 | 1 | 0 | 0 | 0 | 0 | 0 | 0 | 0 | 0 | 0 | 0 | 1.0134 | 1.027 | 1.0408 | 1.0339 | 1.0271 | 1.0238 | 1.0206 | 1.0173 | 1.0141 | 1.0108 | 1.0183 | 1.0258 | 1.0334 | 1.0411 | 1.0488 | 1.053 | 1.0572 | 1.0615 | 1.0657 | 1.0699 | 1.0734 | 1.0768 | 1.0803 | 1.0838 | 1.0872 | 0 | 0 | 0 | 0 | 0 | 0 | 0 | 0 | 0 | 0 | 0 | 0 | 0 | 0 | 0 | 0 | 0 | 0 | 0 | 0 | 0 | 0 | 0 | 0 | 0 | 0 | 0 | 0 | 0 | 0 | 0 | 0 | 0 | 0 | 0 | 0 | 0 | 0 | 0 | 0 | 0 | 0 | 0 | 0 | 0 | 0 | 0 | 0 | 0 | 0 | 0 | 0 | 0 | 0 | 0 | 0 | 0 | 0 | 0 | 0 | 0 | 0 | 0 | 0 | 0 | 0 | 0 | 0 | 0 | 0 | 0 | 0 | 0 | 0 | 0 | 0 | 0 | 0 | 0 | 0 | 0 | 0 | 0 | 0 | 0 | 0 | 0 | 0 | 0 | 0 | 0 | 0 | 0 | 0 | 0 | 0 | 0 | 0 | 0 | 0
112 | 120 | 112,120 | 99712 | - | N | 218 | 141 | 96 | 45 | 0 | 0 | 0 | 0 | 0 | 0 | 0 | 0 | 834.495 | 834.495 | 1408.3846 | 0 | 0 | 1365.174 | 0 | 0 | 3.2306 | 137.5861 | 0.18321 | 0 | 0 | 141 | 2.1996 | 93.6757 | 95.8753 | 0.12474 | 2.937 | 125.0815 | 128.0185 | 0.16656 | 2.007 | 85.4748 | 87.4818 | 0.11382 | 0 | 0 | 116.3835 | 122.0625 | 128.0185 | 134.2653 | 140.8168 | 79.8231 | 83.5647 | 87.4818 | 91.5824 | 95.8753 | 0 | 0 | 0 | 0 | 0 | 142.7047 | 144.6178 | 146.5567 | 145.5931 | 144.6359 | 144.1741 | 143.7137 | 143.2547 | 142.7973 | 142.3413 | 143.3942 | 144.4549 | 145.5234 | 146.5998 | 147.6842 | 148.2795 | 148.8748 | 149.4701 | 150.0654 | 150.6607 | 151.1486 | 151.6366 | 152.1245 | 152.6125 | 153.1005 | 97.1606 | 98.4632 | 99.7833 | 99.1272 | 98.4755 | 98.1611 | 97.8476 | 97.5351 | 97.2237 | 96.9132 | 97.6301 | 98.3522 | 99.0798 | 99.8126 | 100.551 | 100.9563 | 101.3616 | 101.7669 | 102.1722 | 102.5775 | 102.9097 | 103.2419 | 103.5741 | 103.9064 | 104.2386 | 0 | 0 | 0 | 0 | 0 | 0 | 0 | 0 | 0 | 0 | 0 | 0 | 0 | 0 | 0 | 0 | 0 | 0 | 0 | 0 | 0 | 0 | 0 | 0 | 0 | 0.18567 | 0.18816 | 0.19068 | 0.18943 | 0.18818 | 0.18758 | 0.18698 | 0.18638 | 0.18579 | 0.1852 | 0.18657 | 0.18795 | 0.18934 | 0.19074 | 0.19215 | 0.19292 | 0.1937 | 0.19447 | 0.19525 | 0.19602 | 0.19665 | 0.19729 | 0.19792 | 0.19856 | 0.19919 | 0 | 0 | 0 | 0 | 0 | 0 | 0 | 0 | 0 | 0 | 0 | 0 | 0 | 0 | 0 | 0 | 0 | 0 | 0 | 0 | 0 | 0 | 0 | 0 | 0
122 | 120 | 122,120 | 99712 | - | N | 3 | 1 | 1 | 0 | 0 | 1 | 1 | 0 | 0 | 0 | 1 | 0 | 2080 | 2080 | 0 | 0 | 0 | 2080 | 2080 | 0 | 0 | 1 | 0 | 0 | 0 | 1 | 0 | 1 | 1 | 0 | 0 | 0.90911 | 0.90911 | 0 | 0 | 0.91245 | 0.91245 | 0 | 0 | 0 | 0.82649 | 0.86682 | 0.90911 | 0.95347 | 1 | 0.83257 | 0.8716 | 0.91245 | 0.95522 | 1 | 0 | 0 | 0 | 0 | 0 | 1.0134 | 1.027 | 1.0408 | 1.0339 | 1.0271 | 1.0238 | 1.0206 | 1.0173 | 1.0141 | 1.0108 | 1.0183 | 1.0258 | 1.0334 | 1.0411 | 1.0488 | 1.053 | 1.0572 | 1.0615 | 1.0657 | 1.0699 | 1.0734 | 1.0768 | 1.0803 | 1.0838 | 1.0872 | 1.0134 | 1.027 | 1.0408 | 1.0339 | 1.0271 | 1.0238 | 1.0206 | 1.0173 | 1.0141 | 1.0108 | 1.0183 | 1.0258 | 1.0334 | 1.0411 | 1.0488 | 1.053 | 1.0572 | 1.0615 | 1.0657 | 1.0699 | 1.0734 | 1.0768 | 1.0803 | 1.0838 | 1.0872 | 0 | 0 | 0 | 0 | 0 | 0 | 0 | 0 | 0 | 0 | 0 | 0 | 0 | 0 | 0 | 0 | 0 | 0 | 0 | 0 | 0 | 0 | 0 | 0 | 0 | 0 | 0 | 0 | 0 | 0 | 0 | 0 | 0 | 0 | 0 | 0 | 0 | 0 | 0 | 0 | 0 | 0 | 0 | 0 | 0 | 0 | 0 | 0 | 0 | 0 | 0 | 0 | 0 | 0 | 0 | 0 | 0 | 0 | 0 | 0 | 0 | 0 | 0 | 0 | 0 | 0 | 0 | 0 | 0 | 0 | 0 | 0 | 0 | 0 | 0
138 | 121 | 138,121 | 99712 | - | N | 28 | 29 | 12 | 17 | 0 | 0 | 0 | 0 | 0 | 0 | 0 | 0 | 834.495 | 834.495 | 1408.3846 | 0 | 0 | 1365.174 | 0 | 0 | 0.66446 | 28.2979 | 0.037682 | 0 | 0 | 29 | 0.27495 | 11.7095 | 11.9844 | 0.015593 | 0.60407 | 25.726 | 26.3301 | 0.034257 | 0.25088 | 10.6843 | 10.9352 | 0.014227 | 0 | 0 | 23.937 | 25.105 | 26.3301 | 27.6148 | 28.9623 | 9.9779 | 10.4456 | 10.9352 | 11.4478 | 11.9844 | 0 | 0 | 0 | 0 | 0 | 29.3506 | 29.7441 | 30.1429 | 29.9447 | 29.7478 | 29.6528 | 29.5581 | 29.4637 | 29.3697 | 29.2759 | 29.4924 | 29.7106 | 29.9303 | 30.1517 | 30.3748 | 30.4972 | 30.6196 | 30.7421 | 30.8645 | 30.9869 | 31.0873 | 31.1877 | 31.288 | 31.3884 | 31.4887 | 12.1451 | 12.3079 | 12.4729 | 12.3909 | 12.3094 | 12.2701 | 12.2309 | 12.1919 | 12.153 | 12.1142 | 12.2038 | 12.294 | 12.385 | 12.4766 | 12.5689 | 12.6195 | 12.6702 | 12.7209 | 12.7715 | 12.8222 | 12.8637 | 12.9052 | 12.9468 | 12.9883 | 13.0298 | 0 | 0 | 0 | 0 | 0 | 0 | 0 | 0 | 0 | 0 | 0 | 0 | 0 | 0 | 0 | 0 | 0 | 0 | 0 | 0 | 0 | 0 | 0 | 0 | 0 | 0.038187 | 0.038699 | 0.039218 | 0.03896 | 0.038704 | 0.03858 | 0.038457 | 0.038334 | 0.038212 | 0.03809 | 0.038372 | 0.038655 | 0.038941 | 0.039229 | 0.03952 | 0.039679 | 0.039838 | 0.039997 | 0.040157 | 0.040316 | 0.040447 | 0.040577 | 0.040708 | 0.040838 | 0.040969 | 0 | 0 | 0 | 0 | 0 | 0 | 0 | 0 | 0 | 0 | 0 | 0 | 0 | 0 | 0 | 0 | 0 | 0 | 0 | 0 | 0 | 0 | 0 | 0 | 0
160 | 121 | 160,121 | 99712 | - | N | 8 | 13 | 5 | 8 | 0 | 0 | 0 | 0 | 0 | 0 | 0 | 0 | 834.495 | 834.495 | 1408.3846 | 0 | 0 | 1365.174 | 0 | 0 | 0.29786 | 12.6852 | 0.016892 | 0 | 0 | 13 | 0.11456 | 4.8789 | 4.9935 | 0.0064969 | 0.27079 | 11.5323 | 11.8031 | 0.015357 | 0.10453 | 4.4518 | 4.5563 | 0.0059281 | 0 | 0 | 10.7304 | 11.254 | 11.8031 | 12.3791 | 12.9831 | 4.1575 | 4.3523 | 4.5563 | 4.7699 | 4.9935 | 0 | 0 | 0 | 0 | 0 | 13.1572 | 13.3336 | 13.5123 | 13.4235 | 13.3352 | 13.2926 | 13.2502 | 13.2079 | 13.1657 | 13.1237 | 13.2207 | 13.3185 | 13.417 | 13.5163 | 13.6163 | 13.6712 | 13.726 | 13.7809 | 13.8358 | 13.8907 | 13.9357 | 13.9807 | 14.0257 | 14.0707 | 14.1156 | 5.0604 | 5.1283 | 5.197 | 5.1629 | 5.1289 | 5.1126 | 5.0962 | 5.08 | 5.0637 | 5.0476 | 5.0849 | 5.1225 | 5.1604 | 5.1986 | 5.237 | 5.2581 | 5.2792 | 5.3004 | 5.3215 | 5.3426 | 5.3599 | 5.3772 | 5.3945 | 5.4118 | 5.4291 | 0 | 0 | 0 | 0 | 0 | 0 | 0 | 0 | 0 | 0 | 0 | 0 | 0 | 0 | 0 | 0 | 0 | 0 | 0 | 0 | 0 | 0 | 0 | 0 | 0 | 0.017118 | 0.017348 | 0.01758 | 0.017465 | 0.01735 | 0.017295 | 0.017239 | 0.017184 | 0.017129 | 0.017075 | 0.017201 | 0.017328 | 0.017456 | 0.017586 | 0.017716 | 0.017787 | 0.017859 | 0.01793 | 0.018001 | 0.018073 | 0.018131 | 0.01819 | 0.018248 | 0.018307 | 0.018365 | 0 | 0 | 0 | 0 | 0 | 0 | 0 | 0 | 0 | 0 | 0 | 0 | 0 | 0 | 0 | 0 | 0 | 0 | 0 | 0 | 0 | 0 | 0 | 0 | 0
103 | 122 | 103,122 | 99712 | - | N | 0 | 1 | 0 | 1 | 0 | 0 | 0 | 0 | 0 | 0 | 0 | 0 | 834.495 | 834.495 | 1408.3846 | 0 | 0 | 1365.174 | 0 | 0 | 0.022912 | 0.97579 | 0.0012994 | 0 | 0 | 1 | 0 | 0 | 0 | 0 | 0.02083 | 0.8871 | 0.90793 | 0.0011813 | 0 | 0 | 0 | 0 | 0 | 0 | 0.82541 | 0.86569 | 0.90793 | 0.95224 | 0.9987 | 0 | 0 | 0 | 0 | 0 | 0 | 0 | 0 | 0 | 0 | 1.0121 | 1.0257 | 1.0394 | 1.0326 | 1.0258 | 1.0225 | 1.0192 | 1.016 | 1.0127 | 1.0095 | 1.017 | 1.0245 | 1.0321 | 1.0397 | 1.0474 | 1.0516 | 1.0558 | 1.0601 | 1.0643 | 1.0685 | 1.072 | 1.0754 | 1.0789 | 1.0824 | 1.0858 | 0 | 0 | 0 | 0 | 0 | 0 | 0 | 0 | 0 | 0 | 0 | 0 | 0 | 0 | 0 | 0 | 0 | 0 | 0 | 0 | 0 | 0 | 0 | 0 | 0 | 0 | 0 | 0 | 0 | 0 | 0 | 0 | 0 | 0 | 0 | 0 | 0 | 0 | 0 | 0 | 0 | 0 | 0 | 0 | 0 | 0 | 0 | 0 | 0 | 0 | 0.0013168 | 0.0013345 | 0.0013523 | 0.0013434 | 0.0013346 | 0.0013304 | 0.0013261 | 0.0013219 | 0.0013177 | 0.0013134 | 0.0013232 | 0.0013329 | 0.0013428 | 0.0013527 | 0.0013627 | 0.0013682 | 0.0013737 | 0.0013792 | 0.0013847 | 0.0013902 | 0.0013947 | 0.0013992 | 0.0014037 | 0.0014082 | 0.0014127 | 0 | 0 | 0 | 0 | 0 | 0 | 0 | 0 | 0 | 0 | 0 | 0 | 0 | 0 | 0 | 0 | 0 | 0 | 0 | 0 | 0 | 0 | 0 | 0 | 0
99 | 123 | 99,123 | 99712 | - | N | 0 | 1 | 0 | 1 | 0 | 0 | 0 | 0 | 0 | 0 | 0 | 0 | 834.495 | 834.495 | 1408.3846 | 0 | 0 | 1365.174 | 0 | 0 | 0.022912 | 0.97579 | 0.0012994 | 0 | 0 | 1 | 0 | 0 | 0 | 0 | 0.02083 | 0.8871 | 0.90793 | 0.0011813 | 0 | 0 | 0 | 0 | 0 | 0 | 0.82541 | 0.86569 | 0.90793 | 0.95224 | 0.9987 | 0 | 0 | 0 | 0 | 0 | 0 | 0 | 0 | 0 | 0 | 1.0121 | 1.0257 | 1.0394 | 1.0326 | 1.0258 | 1.0225 | 1.0192 | 1.016 | 1.0127 | 1.0095 | 1.017 | 1.0245 | 1.0321 | 1.0397 | 1.0474 | 1.0516 | 1.0558 | 1.0601 | 1.0643 | 1.0685 | 1.072 | 1.0754 | 1.0789 | 1.0824 | 1.0858 | 0 | 0 | 0 | 0 | 0 | 0 | 0 | 0 | 0 | 0 | 0 | 0 | 0 | 0 | 0 | 0 | 0 | 0 | 0 | 0 | 0 | 0 | 0 | 0 | 0 | 0 | 0 | 0 | 0 | 0 | 0 | 0 | 0 | 0 | 0 | 0 | 0 | 0 | 0 | 0 | 0 | 0 | 0 | 0 | 0 | 0 | 0 | 0 | 0 | 0 | 0.0013168 | 0.0013345 | 0.0013523 | 0.0013434 | 0.0013346 | 0.0013304 | 0.0013261 | 0.0013219 | 0.0013177 | 0.0013134 | 0.0013232 | 0.0013329 | 0.0013428 | 0.0013527 | 0.0013627 | 0.0013682 | 0.0013737 | 0.0013792 | 0.0013847 | 0.0013902 | 0.0013947 | 0.0013992 | 0.0014037 | 0.0014082 | 0.0014127 | 0 | 0 | 0 | 0 | 0 | 0 | 0 | 0 | 0 | 0 | 0 | 0 | 0 | 0 | 0 | 0 | 0 | 0 | 0 | 0 | 0 | 0 | 0 | 0 | 0
126 | 124 | 126,124 | 99712 | - | N | 1 | 1 | 1 | 0 | 0 | 2 | 2 | 0 | 0 | 0 | 2 | 0 | 496 | 496 | 0 | 0 | 0 | 496 | 992 | 0 | 0 | 1 | 0 | 0 | 0 | 1 | 0 | 1 | 1 | 0 | 0 | 0.90911 | 0.90911 | 0 | 0 | 0.91245 | 0.91245 | 0 | 0 | 0 | 0.82649 | 0.86682 | 0.90911 | 0.95347 | 1 | 0.83257 | 0.8716 | 0.91245 | 0.95522 | 1 | 0 | 0 | 0 | 0 | 0 | 1.0134 | 1.027 | 1.0408 | 1.0339 | 1.0271 | 1.0238 | 1.0206 | 1.0173 | 1.0141 | 1.0108 | 1.0183 | 1.0258 | 1.0334 | 1.0411 | 1.0488 | 1.053 | 1.0572 | 1.0615 | 1.0657 | 1.0699 | 1.0734 | 1.0768 | 1.0803 | 1.0838 | 1.0872 | 1.0134 | 1.027 | 1.0408 | 1.0339 | 1.0271 | 1.0238 | 1.0206 | 1.0173 | 1.0141 | 1.0108 | 1.0183 | 1.0258 | 1.0334 | 1.0411 | 1.0488 | 1.053 | 1.0572 | 1.0615 | 1.0657 | 1.0699 | 1.0734 | 1.0768 | 1.0803 | 1.0838 | 1.0872 | 0 | 0 | 0 | 0 | 0 | 0 | 0 | 0 | 0 | 0 | 0 | 0 | 0 | 0 | 0 | 0 | 0 | 0 | 0 | 0 | 0 | 0 | 0 | 0 | 0 | 0 | 0 | 0 | 0 | 0 | 0 | 0 | 0 | 0 | 0 | 0 | 0 | 0 | 0 | 0 | 0 | 0 | 0 | 0 | 0 | 0 | 0 | 0 | 0 | 0 | 0 | 0 | 0 | 0 | 0 | 0 | 0 | 0 | 0 | 0 | 0 | 0 | 0 | 0 | 0 | 0 | 0 | 0 | 0 | 0 | 0 | 0 | 0 | 0 | 0
127 | 124 | 127,124 | 99712 | - | N | 4 | 1 | 1 | 0 | 0 | 1 | 1 | 0 | 0 | 0 | 1 | 0 | 1620 | 1620 | 0 | 0 | 0 | 1620 | 1620 | 0 | 0 | 1 | 0 | 0 | 0 | 1 | 0 | 1 | 1 | 0 | 0 | 0.90911 | 0.90911 | 0 | 0 | 0.91245 | 0.91245 | 0 | 0 | 0 | 0.82649 | 0.86682 | 0.90911 | 0.95347 | 1 | 0.83257 | 0.8716 | 0.91245 | 0.95522 | 1 | 0 | 0 | 0 | 0 | 0 | 1.0134 | 1.027 | 1.0408 | 1.0339 | 1.0271 | 1.0238 | 1.0206 | 1.0173 | 1.0141 | 1.0108 | 1.0183 | 1.0258 | 1.0334 | 1.0411 | 1.0488 | 1.053 | 1.0572 | 1.0615 | 1.0657 | 1.0699 | 1.0734 | 1.0768 | 1.0803 | 1.0838 | 1.0872 | 1.0134 | 1.027 | 1.0408 | 1.0339 | 1.0271 | 1.0238 | 1.0206 | 1.0173 | 1.0141 | 1.0108 | 1.0183 | 1.0258 | 1.0334 | 1.0411 | 1.0488 | 1.053 | 1.0572 | 1.0615 | 1.0657 | 1.0699 | 1.0734 | 1.0768 | 1.0803 | 1.0838 | 1.0872 | 0 | 0 | 0 | 0 | 0 | 0 | 0 | 0 | 0 | 0 | 0 | 0 | 0 | 0 | 0 | 0 | 0 | 0 | 0 | 0 | 0 | 0 | 0 | 0 | 0 | 0 | 0 | 0 | 0 | 0 | 0 | 0 | 0 | 0 | 0 | 0 | 0 | 0 | 0 | 0 | 0 | 0 | 0 | 0 | 0 | 0 | 0 | 0 | 0 | 0 | 0 | 0 | 0 | 0 | 0 | 0 | 0 | 0 | 0 | 0 | 0 | 0 | 0 | 0 | 0 | 0 | 0 | 0 | 0 | 0 | 0 | 0 | 0 | 0 | 0
122 | 125 | 122,125 | 99712 | - | N | 8 | 5 | 3 | 2 | 0 | 0 | 0 | 0 | 0 | 0 | 0 | 0 | 834.495 | 834.495 | 1408.3846 | 0 | 0 | 1365.174 | 0 | 0 | 0.11456 | 4.8789 | 0.0064969 | 0 | 0 | 5 | 0.068737 | 2.9274 | 2.9961 | 0.0038981 | 0.10415 | 4.4355 | 4.5397 | 0.0059064 | 0.062719 | 2.6711 | 2.7338 | 0.0035569 | 0 | 0 | 4.1271 | 4.3285 | 4.5397 | 4.7612 | 4.9935 | 2.4945 | 2.6114 | 2.7338 | 2.862 | 2.9961 | 0 | 0 | 0 | 0 | 0 | 5.0604 | 5.1283 | 5.197 | 5.1629 | 5.1289 | 5.1126 | 5.0962 | 5.08 | 5.0637 | 5.0476 | 5.0849 | 5.1225 | 5.1604 | 5.1986 | 5.237 | 5.2581 | 5.2792 | 5.3004 | 5.3215 | 5.3426 | 5.3599 | 5.3772 | 5.3945 | 5.4118 | 5.4291 | 3.0363 | 3.077 | 3.1182 | 3.0977 | 3.0774 | 3.0675 | 3.0577 | 3.048 | 3.0382 | 3.0285 | 3.0509 | 3.0735 | 3.0962 | 3.1191 | 3.1422 | 3.1549 | 3.1675 | 3.1802 | 3.1929 | 3.2055 | 3.2159 | 3.2263 | 3.2367 | 3.2471 | 3.2575 | 0 | 0 | 0 | 0 | 0 | 0 | 0 | 0 | 0 | 0 | 0 | 0 | 0 | 0 | 0 | 0 | 0 | 0 | 0 | 0 | 0 | 0 | 0 | 0 | 0 | 0.006584 | 0.0066723 | 0.0067617 | 0.0067172 | 0.0066731 | 0.0066518 | 0.0066305 | 0.0066094 | 0.0065883 | 0.0065672 | 0.0066158 | 0.0066647 | 0.006714 | 0.0067637 | 0.0068137 | 0.0068412 | 0.0068687 | 0.0068961 | 0.0069236 | 0.006951 | 0.0069736 | 0.0069961 | 0.0070186 | 0.0070411 | 0.0070636 | 0 | 0 | 0 | 0 | 0 | 0 | 0 | 0 | 0 | 0 | 0 | 0 | 0 | 0 | 0 | 0 | 0 | 0 | 0 | 0 | 0 | 0 | 0 | 0 | 0
128 | 125 | 128,125 | 99712 | - | N | 2 | 1 | 1 | 0 | 0 | 22 | 22 | 0 | 0 | 0 | 22 | 0 | 816.0909 | 816.0909 | 0 | 0 | 0 | 816.0909 | 17954 | 0 | 0 | 1 | 0 | 0 | 0 | 1 | 0 | 1 | 1 | 0 | 0 | 0.90911 | 0.90911 | 0 | 0 | 0.91245 | 0.91245 | 0 | 0 | 0 | 0.82649 | 0.86682 | 0.90911 | 0.95347 | 1 | 0.83257 | 0.8716 | 0.91245 | 0.95522 | 1 | 0 | 0 | 0 | 0 | 0 | 1.0134 | 1.027 | 1.0408 | 1.0339 | 1.0271 | 1.0238 | 1.0206 | 1.0173 | 1.0141 | 1.0108 | 1.0183 | 1.0258 | 1.0334 | 1.0411 | 1.0488 | 1.053 | 1.0572 | 1.0615 | 1.0657 | 1.0699 | 1.0734 | 1.0768 | 1.0803 | 1.0838 | 1.0872 | 1.0134 | 1.027 | 1.0408 | 1.0339 | 1.0271 | 1.0238 | 1.0206 | 1.0173 | 1.0141 | 1.0108 | 1.0183 | 1.0258 | 1.0334 | 1.0411 | 1.0488 | 1.053 | 1.0572 | 1.0615 | 1.0657 | 1.0699 | 1.0734 | 1.0768 | 1.0803 | 1.0838 | 1.0872 | 0 | 0 | 0 | 0 | 0 | 0 | 0 | 0 | 0 | 0 | 0 | 0 | 0 | 0 | 0 | 0 | 0 | 0 | 0 | 0 | 0 | 0 | 0 | 0 | 0 | 0 | 0 | 0 | 0 | 0 | 0 | 0 | 0 | 0 | 0 | 0 | 0 | 0 | 0 | 0 | 0 | 0 | 0 | 0 | 0 | 0 | 0 | 0 | 0 | 0 | 0 | 0 | 0 | 0 | 0 | 0 | 0 | 0 | 0 | 0 | 0 | 0 | 0 | 0 | 0 | 0 | 0 | 0 | 0 | 0 | 0 | 0 | 0 | 0 | 0
130 | 125 | 130,125 | 99712 | - | N | 1 | 1 | 1 | 0 | 0 | 0 | 0 | 0 | 0 | 0 | 0 | 0 | 834.495 | 834.495 | 1408.3846 | 0 | 0 | 1365.174 | 0 | 0 | 0.022912 | 0.97579 | 0.0012994 | 0 | 0 | 1 | 0.022912 | 0.97579 | 0.9987 | 0.0012994 | 0.02083 | 0.8871 | 0.90793 | 0.0011813 | 0.020906 | 0.89036 | 0.91127 | 0.0011856 | 0 | 0 | 0.82541 | 0.86569 | 0.90793 | 0.95224 | 0.9987 | 0.83149 | 0.87047 | 0.91127 | 0.95398 | 0.9987 | 0 | 0 | 0 | 0 | 0 | 1.0121 | 1.0257 | 1.0394 | 1.0326 | 1.0258 | 1.0225 | 1.0192 | 1.016 | 1.0127 | 1.0095 | 1.017 | 1.0245 | 1.0321 | 1.0397 | 1.0474 | 1.0516 | 1.0558 | 1.0601 | 1.0643 | 1.0685 | 1.072 | 1.0754 | 1.0789 | 1.0824 | 1.0858 | 1.0121 | 1.0257 | 1.0394 | 1.0326 | 1.0258 | 1.0225 | 1.0192 | 1.016 | 1.0127 | 1.0095 | 1.017 | 1.0245 | 1.0321 | 1.0397 | 1.0474 | 1.0516 | 1.0558 | 1.0601 | 1.0643 | 1.0685 | 1.072 | 1.0754 | 1.0789 | 1.0824 | 1.0858 | 0 | 0 | 0 | 0 | 0 | 0 | 0 | 0 | 0 | 0 | 0 | 0 | 0 | 0 | 0 | 0 | 0 | 0 | 0 | 0 | 0 | 0 | 0 | 0 | 0 | 0.0013168 | 0.0013345 | 0.0013523 | 0.0013434 | 0.0013346 | 0.0013304 | 0.0013261 | 0.0013219 | 0.0013177 | 0.0013134 | 0.0013232 | 0.0013329 | 0.0013428 | 0.0013527 | 0.0013627 | 0.0013682 | 0.0013737 | 0.0013792 | 0.0013847 | 0.0013902 | 0.0013947 | 0.0013992 | 0.0014037 | 0.0014082 | 0.0014127 | 0 | 0 | 0 | 0 | 0 | 0 | 0 | 0 | 0 | 0 | 0 | 0 | 0 | 0 | 0 | 0 | 0 | 0 | 0 | 0 | 0 | 0 | 0 | 0 | 0
135 | 129 | 135,129 | 99712 | - | N | 20 | 30 | 13 | 17 | 0 | 0 | 0 | 0 | 0 | 0 | 0 | 0 | 834.495 | 834.495 | 1408.3846 | 0 | 0 | 1365.174 | 0 | 0 | 0.68737 | 29.2736 | 0.038981 | 0 | 0 | 30 | 0.29786 | 12.6852 | 12.9831 | 0.016892 | 0.6249 | 26.6131 | 27.238 | 0.035438 | 0.27178 | 11.5747 | 11.8465 | 0.015413 | 0 | 0 | 24.7624 | 25.9707 | 27.238 | 28.5671 | 29.961 | 10.8094 | 11.3161 | 11.8465 | 12.4018 | 12.9831 | 0 | 0 | 0 | 0 | 0 | 30.3627 | 30.7698 | 31.1823 | 30.9773 | 30.7736 | 30.6753 | 30.5774 | 30.4797 | 30.3824 | 30.2854 | 30.5094 | 30.7351 | 30.9624 | 31.1915 | 31.4222 | 31.5488 | 31.6755 | 31.8021 | 31.9288 | 32.0555 | 32.1593 | 32.2631 | 32.3669 | 32.4707 | 32.5746 | 13.1572 | 13.3336 | 13.5123 | 13.4235 | 13.3352 | 13.2926 | 13.2502 | 13.2079 | 13.1657 | 13.1237 | 13.2207 | 13.3185 | 13.417 | 13.5163 | 13.6163 | 13.6712 | 13.726 | 13.7809 | 13.8358 | 13.8907 | 13.9357 | 13.9807 | 14.0257 | 14.0707 | 14.1156 | 0 | 0 | 0 | 0 | 0 | 0 | 0 | 0 | 0 | 0 | 0 | 0 | 0 | 0 | 0 | 0 | 0 | 0 | 0 | 0 | 0 | 0 | 0 | 0 | 0 | 0.039504 | 0.040034 | 0.04057 | 0.040303 | 0.040039 | 0.039911 | 0.039783 | 0.039656 | 0.03953 | 0.039403 | 0.039695 | 0.039988 | 0.040284 | 0.040582 | 0.040882 | 0.041047 | 0.041212 | 0.041377 | 0.041542 | 0.041706 | 0.041841 | 0.041976 | 0.042112 | 0.042247 | 0.042382 | 0 | 0 | 0 | 0 | 0 | 0 | 0 | 0 | 0 | 0 | 0 | 0 | 0 | 0 | 0 | 0 | 0 | 0 | 0 | 0 | 0 | 0 | 0 | 0 | 0
157 | 134 | 157,134 | 99712 | - | N | 2 | 2 | 1 | 1 | 0 | 0 | 0 | 0 | 0 | 0 | 0 | 0 | 834.495 | 834.495 | 1408.3846 | 0 | 0 | 1365.174 | 0 | 0 | 0.045825 | 1.9516 | 0.0025988 | 0 | 0 | 2 | 0.022912 | 0.97579 | 0.9987 | 0.0012994 | 0.04166 | 1.7742 | 1.8159 | 0.0023626 | 0.020906 | 0.89036 | 0.91127 | 0.0011856 | 0 | 0 | 1.6508 | 1.7314 | 1.8159 | 1.9045 | 1.9974 | 0.83149 | 0.87047 | 0.91127 | 0.95398 | 0.9987 | 0 | 0 | 0 | 0 | 0 | 2.0242 | 2.0513 | 2.0788 | 2.0652 | 2.0516 | 2.045 | 2.0385 | 2.032 | 2.0255 | 2.019 | 2.034 | 2.049 | 2.0642 | 2.0794 | 2.0948 | 2.1033 | 2.1117 | 2.1201 | 2.1286 | 2.137 | 2.144 | 2.1509 | 2.1578 | 2.1647 | 2.1716 | 1.0121 | 1.0257 | 1.0394 | 1.0326 | 1.0258 | 1.0225 | 1.0192 | 1.016 | 1.0127 | 1.0095 | 1.017 | 1.0245 | 1.0321 | 1.0397 | 1.0474 | 1.0516 | 1.0558 | 1.0601 | 1.0643 | 1.0685 | 1.072 | 1.0754 | 1.0789 | 1.0824 | 1.0858 | 0 | 0 | 0 | 0 | 0 | 0 | 0 | 0 | 0 | 0 | 0 | 0 | 0 | 0 | 0 | 0 | 0 | 0 | 0 | 0 | 0 | 0 | 0 | 0 | 0 | 0.0026336 | 0.0026689 | 0.0027047 | 0.0026869 | 0.0026692 | 0.0026607 | 0.0026522 | 0.0026437 | 0.0026353 | 0.0026269 | 0.0026463 | 0.0026659 | 0.0026856 | 0.0027055 | 0.0027255 | 0.0027365 | 0.0027475 | 0.0027584 | 0.0027694 | 0.0027804 | 0.0027894 | 0.0027984 | 0.0028074 | 0.0028164 | 0.0028254 | 0 | 0 | 0 | 0 | 0 | 0 | 0 | 0 | 0 | 0 | 0 | 0 | 0 | 0 | 0 | 0 | 0 | 0 | 0 | 0 | 0 | 0 | 0 | 0 | 0
|  | Total |  |  | 244 | 97581 | 41783 | 36441 | 5342 | 529 | 22529 | 23058 | 1668 | 30 | 45 | 24801 | 8059.2098 | 2191.4201 | 2273.1421 | 9867.8153 | 4421.5 | 22620.7111 | 2796.2527 | 52546756.487 | 17477448 | 1723.0791 | 39958.7881 | 101.1328 | 1668 | 45 | 43496 | 1455.673 | 34899.7696 | 36355.4426 | 85.5574 | 1643.9067 | 38014.8359 | 39658.7427 | 99.9257 | 1398.3635 | 33353.5051 | 34751.8686 | 84.7798 | 1617.0075 | 44.7676 | 37787.1142 | 38704.5696 | 39658.7427 | 40650.7742 | 41681.8672 | 33274.7296 | 33997.8097 | 34751.8686 | 35537.5203 | 36355.4426 | 1568.4695 | 1592.4401 | 1617.0075 | 1642.1883 | 1668 | 42184.1224 | 42693.9619 | 43211.5201 | 42927.4233 | 42645.1944 | 42509.0144 | 42373.2694 | 42237.9578 | 42103.0784 | 41968.6296 | 42279.0702 | 42591.8071 | 42906.8574 | 43224.238 | 43543.9663 | 43719.4841 | 43895.0018 | 44070.5196 | 44246.0373 | 44421.5551 | 44565.4278 | 44709.3004 | 44853.1731 | 44997.0458 | 45140.9185 | 36799.0213 | 37249.3741 | 37706.6219 | 37458.7175 | 37212.4428 | 37093.6114 | 36975.1595 | 36857.0859 | 36739.3893 | 36622.0685 | 36892.9608 | 37165.8568 | 37440.7715 | 37717.7197 | 37996.7164 | 38149.8742 | 38303.032 | 38456.1898 | 38609.3476 | 38762.5054 | 38888.0496 | 39013.5937 | 39139.1378 | 39264.682 | 39390.2261 | 1692.4691 | 1717.3556 | 1742.6675 | 1731.2103 | 1719.8283 | 1714.3363 | 1708.8619 | 1703.405 | 1697.9654 | 1692.5433 | 1705.063 | 1717.6753 | 1730.3809 | 1743.1804 | 1756.0747 | 1763.1531 | 1770.2315 | 1777.3099 | 1784.3883 | 1791.4668 | 1797.269 | 1803.0712 | 1808.8734 | 1814.6756 | 1820.4778 | 102.4325 | 103.7493 | 105.0835 | 104.3926 | 103.7063 | 103.3751 | 103.045 | 102.7159 | 102.3879 | 102.061 | 102.8159 | 103.5764 | 104.3426 | 105.1144 | 105.8919 | 106.3188 | 106.7456 | 107.1724 | 107.5993 | 108.0261 | 108.376 | 108.7258 | 109.0757 | 109.4256 | 109.7755 | 45.5418 | 46.0905 | 46.6463 | 46.3396 | 46.035 | 45.888 | 45.7414 | 45.5954 | 45.4498 | 45.3046 | 45.6398 | 45.9773 | 46.3174 | 46.66 | 47.0052 | 47.1947 | 47.3841 | 47.5736 | 47.7631 | 47.9525 | 48.1078 | 48.2632 | 48.4185 | 48.5738 | 48.7291
[27 empty] | 41783 | [6 empty] | 36441 | [11 empty] | Total Housing Units (excluding DH) R-2025: 1.0077; Total Housing Units (excluding DH) R-2029: 85.49%; Total Housing Units (excluding DH) R-2030: 1.0517; Total Housing Units (excluding DH) R-2035: 1.0521; Occupied Housing Units (excluding DH) O-2025: 1.0077; Occupied Housing Units (excluding DH) O-2030: 1.0517; Occupied Housing Units (excluding DH) O-2035: 1.0521; Non-Residential (Commercial, excluding DH) NR-2025: 1.0077; Non-Residential (Commercial, excluding DH) NR-2030: 1.0517; Non-Residential (Commercial, excluding DH) NR-2035: 1.0521; Residential District Heat (DH) RDH-2025: 1.0077; Residential District Heat (DH) RDH-2030: 1.0517; Residential District Heat (DH) RDH-2035: 1.0521; Non-Residential District Heat (DH) NRDH-2025: 1.0077; Non-Residential District Heat (DH) NRDH-2030: 1.0517; Non-Residential District Heat (DH) NRDH-2035: 1.0521
|  | Nonattainment Area Only: |  |  |  | 85961 | 35685 | 32093 | 3592 | 511 | 20198 | 20709 | 1609 | 30 | 45 | 22393 | 774104.6507 | 496285.4863 | 506880.169 | 1038454.0093 | 42947.4828 | 57842.8083 | 681270.8864 |  |  | 1614.7304 | 33973.07 | 97.1996 | 1609 | 45 | 37339 | 1375.7899 | 30634.1669 | 32009.9569 | 83.0431 | 1539.724 | 32299.3031 | 33839.027 | 96.0691 | 1320.4877 | 29225.0996 | 30545.5872 | 82.2434 | 1561.4844 | 44.7676 | 32202.1685 | 33007.1224 | 33839.027 | 34698.9001 | 35587.8004 | 29172.3069 | 29847.9607 | 30545.5872 | 31265.9784 | 32009.9569 | 1516.2064 | 1538.5733 | 1561.4844 | 1584.9548 | 1609 | 36031.408 | 36481.9254 | 36939.4781 | 36696.6172 | 36455.3531 | 36338.9393 | 36222.8973 | 36107.2259 | 35991.9238 | 35876.99 | 36142.3709 | 36409.7149 | 36679.0363 | 36950.35 | 37223.6705 | 37373.7123 | 37523.7541 | 37673.7959 | 37823.8377 | 37973.8795 | 38096.8695 | 38219.8594 | 38342.8493 | 38465.8393 | 38588.8292 | 32410.71 | 32817.726 | 33231.1187 | 33012.6387 | 32795.5951 | 32690.8681 | 32586.4756 | 32482.4164 | 32378.6896 | 32275.2939 | 32514.0333 | 32754.5385 | 32996.8228 | 33240.8992 | 33486.7811 | 33621.7602 | 33756.7392 | 33891.7183 | 34026.6974 | 34161.6765 | 34272.3194 | 34382.9624 | 34493.6053 | 34604.2483 | 34714.8913 | 1632.7484 | 1656.9046 | 1681.4763 | 1670.4213 | 1659.439 | 1654.1399 | 1648.8577 | 1643.5924 | 1638.3438 | 1633.1121 | 1645.1922 | 1657.3616 | 1669.621 | 1681.9712 | 1694.4127 | 1701.2425 | 1708.0724 | 1714.9023 | 1721.7321 | 1728.562 | 1734.1605 | 1739.7589 | 1745.3574 | 1750.9559 | 1756.5544 | 98.4688 | 99.7549 | 101.0581 | 100.3937 | 99.7336 | 99.4151 | 99.0977 | 98.7812 | 98.4658 | 98.1514 | 98.8774 | 99.6088 | 100.3456 | 101.0878 | 101.8356 | 102.2461 | 102.6565 | 103.067 | 103.4775 | 103.888 | 104.2244 | 104.5609 | 104.8974 | 105.2339 | 105.5703 | 45.5418 | 46.0905 | 46.6463 | 46.3396 | 46.035 | 45.888 | 45.7414 | 45.5954 | 45.4498 | 45.3046 | 45.6398 | 45.9773 | 46.3174 | 46.66 | 47.0052 | 47.1947 | 47.3841 | 47.5736 | 47.7631 | 47.9525 | 48.1078 | 48.2632 | 48.4185 | 48.5738 | 48.7291
|  | North Pole: | 99705 |  |  | 21221 | 8297 | 7560 | 737 | 97 | 6529 | 6626 | 237 | 0 | 0 | 6863 | 145666.7114 | 147142.3447 | 149785.1265 | 324101.0232 | 0 | 0 | 182341.7598 |  |  | 150.1552 | 8146.8409 | 0.0038981 | 237 | 0 | 8534 | 137.0866 | 7422.9095 | 7559.9961 | 0.0038981 | 139.3668 | 7561.5043 | 7700.871 | 0.0036181 | 127.8898 | 6924.9235 | 7052.8132 | 0.0036366 | 222.8055 | 0 | 7147.5765 | 7419.0677 | 7700.871 | 7993.3783 | 8296.9961 | 6579.6561 | 6812.1278 | 7052.8132 | 7302.0025 | 7559.9961 | 209.4612 | 216.0303 | 222.8055 | 229.7932 | 237 | 8437.9411 | 8581.6281 | 8728.115 | 8670.7315 | 8613.7252 | 8586.2188 | 8558.8003 | 8531.4692 | 8504.2255 | 8477.0687 | 8539.7734 | 8602.9418 | 8666.5775 | 8730.6839 | 8795.2644 | 8830.7165 | 8866.1686 | 8901.6207 | 8937.0728 | 8972.5249 | 9001.5852 | 9030.6454 | 9059.7057 | 9088.7659 | 9117.8262 | 7688.1255 | 7818.742 | 7951.8979 | 7899.6176 | 7847.6811 | 7822.6209 | 7797.6408 | 7772.7404 | 7747.9195 | 7723.1779 | 7780.306 | 7837.8567 | 7895.833 | 7954.2383 | 8013.0755 | 8045.3747 | 8077.674 | 8109.9732 | 8142.2725 | 8174.5717 | 8201.0475 | 8227.5234 | 8253.9992 | 8280.475 | 8306.9509 | 241.1482 | 245.3792 | 249.6948 | 248.0532 | 246.4223 | 245.6354 | 244.851 | 244.0691 | 243.2898 | 242.5129 | 244.3067 | 246.1138 | 247.9343 | 249.7683 | 251.6158 | 252.63 | 253.6443 | 254.6585 | 255.6727 | 256.6869 | 257.5183 | 258.3496 | 259.181 | 260.0123 | 260.8437 | 0.0039523 | 0.0040074 | 0.0040635 | 0.0040368 | 0.0040102 | 0.0039974 | 0.0039846 | 0.0039719 | 0.0039592 | 0.0039466 | 0.0039758 | 0.0040052 | 0.0040348 | 0.0040647 | 0.0040947 | 0.0041112 | 0.0041277 | 0.0041443 | 0.0041608 | 0.0041773 | 0.0041908 | 0.0042043 | 0.0042179 | 0.0042314 | 0.0042449 | 0 | 0 | 0 | 0 | 0 | 0 | 0 | 0 | 0 | 0 | 0 | 0 | 0 | 0 | 0 | 0 | 0 | 0 | 0 | 0 | 0 | 0 | 0 | 0 | 0
|  | Remainder of Noattainment Area: |  |  |  | 64740 | 27388 | 24533 | 2855 | 414 | 13669 | 14083 | 1372 | 30 | 45 | 15530 | 628437.9393 | 349143.1416 | 357095.0425 | 714352.9861 | 42947.4828 | 57842.8083 | 498929.1266 |  |  | 1464.5752 | 25826.2291 | 97.1957 | 1372 | 45 | 28805 | 1238.7034 | 23211.2574 | 24449.9608 | 83.0392 | 1400.3572 | 24737.7988 | 26138.156 | 96.0655 | 1192.5979 | 22300.1761 | 23492.774 | 82.2397 | 1338.6789 | 44.7676 | 25054.592 | 25588.0547 | 26138.156 | 26705.5218 | 27290.8043 | 22592.6508 | 23035.8329 | 23492.774 | 23963.9759 | 24449.9608 | 1306.7452 | 1322.543 | 1338.6789 | 1355.1617 | 1372 | 27593.4669 | 27900.2972 | 28211.3631 | 28025.8857 | 27841.6278 | 27752.7205 | 27664.0971 | 27575.7566 | 27487.6983 | 27399.9212 | 27602.5975 | 27806.7731 | 28012.4589 | 28219.6661 | 28428.4061 | 28542.9958 | 28657.5855 | 28772.1752 | 28886.7649 | 29001.3546 | 29095.2843 | 29189.214 | 29283.1437 | 29377.0733 | 29471.003 | 24722.5845 | 24998.984 | 25279.2209 | 25113.0211 | 24947.914 | 24868.2472 | 24788.8348 | 24709.6761 | 24630.7701 | 24552.1161 | 24733.7273 | 24916.6819 | 25100.9897 | 25286.661 | 25473.7056 | 25576.3854 | 25679.0653 | 25781.7451 | 25884.4249 | 25987.1048 | 26071.2719 | 26155.439 | 26239.6062 | 26323.7733 | 26407.9404 | 1391.6002 | 1411.5254 | 1431.7815 | 1422.3681 | 1413.0167 | 1408.5045 | 1404.0067 | 1399.5232 | 1395.0541 | 1390.5992 | 1400.8854 | 1411.2478 | 1421.6867 | 1432.2029 | 1442.7968 | 1448.6125 | 1454.4281 | 1460.2438 | 1466.0594 | 1471.8751 | 1476.6422 | 1481.4093 | 1486.1764 | 1490.9435 | 1495.7107 | 98.4649 | 99.7509 | 101.054 | 100.3896 | 99.7296 | 99.4112 | 99.0937 | 98.7773 | 98.4618 | 98.1474 | 98.8734 | 99.6048 | 100.3415 | 101.0838 | 101.8315 | 102.2419 | 102.6524 | 103.0629 | 103.4733 | 103.8838 | 104.2203 | 104.5567 | 104.8932 | 105.2296 | 105.5661 | 45.5418 | 46.0905 | 46.6463 | 46.3396 | 46.035 | 45.888 | 45.7414 | 45.5954 | 45.4498 | 45.3046 | 45.6398 | 45.9773 | 46.3174 | 46.66 | 47.0052 | 47.1947 | 47.3841 | 47.5736 | 47.7631 | 47.9525 | 48.1078 | 48.2632 | 48.4185 | 48.5738 | 48.7291

## DevSumOut-2019BSR
Summary of Space Heating Emissions and Energy Use by Device Averaged Across Each Modeling Episode
BSR, 2019
|  |  | Grid 3 Domain | [9 empty] | PM Non-Attainment Area
|  | Source | Space Heating Emissions (tons/day) | [6 empty] | Avg Daily |  | Fuel Use | Space Heating Emissions (tons/day) | [6 empty] | Avg Daily |  | Fuel Use
Episode | SCC | Category | VOC | NOX | SO2 | PM10-PRI | PM25-PRI | NH3 | CO | mmBTU | Fuel Use | Units | VOC | NOX | SO2 | PM10-PRI | PM25-PRI | NH3 | CO | mmBTU | Fuel Use | Units
E1 | 2104008100 | FP | 5.3508 | 0.060752 | 0.0093464 | 0.80847 | 0.80847 | 0.042059 | 5.9023 | 751.9206 | 66.7607 | tons | 4.9304 | 0.055978 | 0.008612 | 0.74494 | 0.74494 | 0.038754 | 5.4385 | 692.8358 | 61.5148 | tons
E1 | 2104008210 | Ins-Conv | 0.11037 | 0.0058309 | 0.00083299 | 0.063724 | 0.063724 | 0.0035402 | 0.48064 | 67.0141 | 5.95 | tons | 0.095915 | 0.0050672 | 0.00072389 | 0.055378 | 0.055378 | 0.0030765 | 0.41768 | 58.2369 | 5.1707 | tons
E1 | 2104008220 | Ins-NonCat | 0.052614 | 0.008769 | 0.0017538 | 0.052614 | 0.052614 | 0.003946 | 0.61733 | 141.0926 | 12.5272 | tons | 0.045723 | 0.0076204 | 0.0015241 | 0.045723 | 0.045723 | 0.0034292 | 0.53648 | 122.613 | 10.8864 | tons
E1 | 2104008230 | Ins-Cat | 0.039597 | 0.0052796 | 0.0010559 | 0.034317 | 0.034317 | 0.0023758 | 0.28246 | 84.9481 | 7.5423 | tons | 0.03441 | 0.0045881 | 0.00091761 | 0.029822 | 0.029822 | 0.0020646 | 0.24546 | 73.822 | 6.5544 | tons
E1 | 2104008310 | WS-Conv | 2.2399 | 0.061371 | 0.016905 | 0.51315 | 0.51315 | 0.016779 | 5.1209 | 1359.999 | 120.7502 | tons | 1.9465 | 0.053333 | 0.014691 | 0.44594 | 0.44594 | 0.014582 | 4.4502 | 1181.8732 | 104.9349 | tons
E1 | 2104008320 | WS-NonCat | 1.0678 | 0.14315 | 0.035592 | 0.70517 | 0.70517 | 0.022222 | 11.0015 | 2863.3641 | 254.2294 | tons | 0.92791 | 0.1244 | 0.03093 | 0.61281 | 0.61281 | 0.019311 | 9.5606 | 2488.3351 | 220.9317 | tons
E1 | 2104008330 | WS-Cat | 0.80358 | 0.086189 | 0.021429 | 0.47109 | 0.47109 | 0.013379 | 6.6237 | 1723.9548 | 153.0647 | tons | 0.69833 | 0.0749 | 0.018622 | 0.40939 | 0.40939 | 0.011627 | 5.7562 | 1498.1599 | 133.017 | tons
E1 | 2104008410 | PS-Exempt | 0.013465 | 0.023514 | 0.0018792 | 0.017383 | 0.017383 | 0.00042212 | 0.058326 | 180.5405 | 16.0296 | tons | 0.011701 | 0.020434 | 0.0016331 | 0.015106 | 0.015106 | 0.00036683 | 0.050687 | 156.8942 | 13.9302 | tons
E1 | 2104008420 | PS-EPACert | 0.045417 | 0.079312 | 0.0063387 | 0.058633 | 0.058633 | 0.0014238 | 0.19674 | 608.9686 | 54.0685 | tons | 0.039469 | 0.068925 | 0.0055085 | 0.050953 | 0.050953 | 0.0012373 | 0.17097 | 529.209 | 46.9868 | tons
E1 | 2104008610 | OWBWtd | 1.1513 | 0.040898 | 0.010144 | 0.2503 | 0.2503 | 0.0061816 | 1.536 | 816.0648 | 72.4559 | tons | 1.0526 | 0.03739 | 0.0092737 | 0.22883 | 0.22883 | 0.0056514 | 1.4043 | 746.0688 | 66.2412 | tons
E1 | 2104004000 | COil-Res | 0.093218 | 1.4606 | 3.7787 | 0.059696 | 0.059696 | 0.0032027 | 0.058552 | 35093.642 | 261.4818 | 1000 gal | 0.086017 | 1.3477 | 3.4868 | 0.055084 | 0.055084 | 0.0029553 | 0.054029 | 32382.6289 | 241.2821 | 1000 gal
E1 | 2103004001 | COil-Com | 0.027354 | 0.69056 | 0.48812 | 0.017517 | 0.017517 | 0.0009398 | 0.017181 | 10626.9966 | 79.1815 | 1000 gal | 0.026843 | 0.67766 | 0.479 | 0.01719 | 0.01719 | 0.00092224 | 0.016861 | 10428.5077 | 77.7025 | 1000 gal
E1 | 2104004000 | Prtbl | 0.00062212 | 0.015706 | 0.025219 | 0.00034901 | 0.00034901 | 2.1374e-05 | 0.00039076 | 239.0664 | 1.7451 | 1000 gal | 0.0005869 | 0.014816 | 0.023791 | 0.00032925 | 0.00032925 | 2.0164e-05 | 0.00036864 | 225.5307 | 1.6463 | 1000 gal
E1 | 2104004000 | DVOil | 0.0026725 | 0.041873 | 0.10833 | 0.0017114 | 0.0017114 | 9.1819e-05 | 0.0016786 | 937.0654 | 7.4965 | 1000 gal | 0.0022072 | 0.034583 | 0.089473 | 0.0014135 | 0.0014135 | 7.5833e-05 | 0.0013864 | 773.9179 | 6.1913 | 1000 gal
E1 | 2104006010 | NtGas-Res | 0.0006697 | 0.011446 | 7.3058e-05 | 6.0312e-06 | 6.0312e-06 | 0.0024353 | 0.0048705 | 300.623 | 296.1803 | mcf | 0.0006697 | 0.011446 | 7.3058e-05 | 6.0312e-06 | 6.0312e-06 | 0.0024353 | 0.0048705 | 300.623 | 296.1803 | mcf
E1 | 2103006000 | NtGas-Com | 0.0052613 | 0.09566 | 0.00057396 | 0.0072701 | 0.0072701 | 0.019132 | 0.038264 | 1941.8947 | 1913.1967 | mcf | 0.0052613 | 0.09566 | 0.00057396 | 0.0072701 | 0.0072701 | 0.019132 | 0.038264 | 1941.8947 | 1913.1967 | mcf
E1 | 2104002000 | CoalHt | 0.14107 | 0.066584 | 0.13119 | 0.11271 | 0.11271 | 0.017859 | 1.842 | 428.8472 | 28.2136 | tons | 0.1235 | 0.058292 | 0.11486 | 0.098677 | 0.098677 | 0.015635 | 1.6126 | 375.4414 | 24.7001 | tons
E1 | 2103002000 | Coal-Com | 0.00040148 | 0.0001895 | 0.00037338 | 0.00032078 | 0.00032078 | 5.0826e-05 | 0.0052423 | 18.4569 | 1.2205 | tons | 0.0003794 | 0.00017908 | 0.00035285 | 0.00030314 | 0.00030314 | 4.8031e-05 | 0.0049541 | 17.4368 | 1.1534 | tons
E1 | 2103008000 | Wood-Com | 0.0012268 | 4.8776e-05 | 1.0633e-05 | 0.000345 | 0.000345 | 1.2633e-05 | 0.0024539 | 11.1386 | 0.9198 | tons | 0.0010057 | 4.0924e-05 | 8.6858e-06 | 0.00029694 | 0.00029694 | 1.1446e-05 | 0.0021589 | 9.0984 | 0.75132 | tons
E1 | 2102012000 | WasteOil | 0.00052382 | 0.027346 | 0.019363 | 0.0027261 | 0.0027261 | 1.9058e-05 | 0.00651 | 145.099 | 1.0476 | 1000 gal | 0.00052382 | 0.027346 | 0.019363 | 0.0027261 | 0.0027261 | 1.9058e-05 | 0.00651 | 145.099 | 1.0476 | 1000 gal
E1 | Total |  | 11.1479 | 2.925 | 4.6573 | 3.1775 | 3.1775 | 0.15609 | 33.7971 | 58340.6971 |  |  | 10.0299 | 2.7204 | 4.3068 | 2.8222 | 2.8222 | 0.14135 | 29.773 | 54148.2265
E2 | 2104008100 | FP | 3.3661 | 0.038217 | 0.0058796 | 0.50859 | 0.50859 | 0.026458 | 3.713 | 470.3036 | 41.9976 | tons | 3.1129 | 0.035343 | 0.0054375 | 0.47034 | 0.47034 | 0.024469 | 3.4338 | 434.9355 | 38.8393 | tons
E2 | 2104008210 | Ins-Conv | 0.079374 | 0.0041934 | 0.00059905 | 0.045827 | 0.045827 | 0.002546 | 0.34565 | 47.9174 | 4.279 | tons | 0.06926 | 0.003659 | 0.00052272 | 0.039988 | 0.039988 | 0.0022215 | 0.30161 | 41.8115 | 3.7337 | tons
E2 | 2104008220 | Ins-NonCat | 0.037838 | 0.0063063 | 0.0012613 | 0.037838 | 0.037838 | 0.0028378 | 0.44396 | 100.8861 | 9.009 | tons | 0.033016 | 0.0055027 | 0.0011005 | 0.033016 | 0.033016 | 0.0024762 | 0.38739 | 88.0305 | 7.861 | tons
E2 | 2104008230 | Ins-Cat | 0.028476 | 0.0037968 | 0.00075937 | 0.024679 | 0.024679 | 0.0017086 | 0.20313 | 60.7408 | 5.4241 | tons | 0.024848 | 0.003313 | 0.0006626 | 0.021535 | 0.021535 | 0.0014909 | 0.17725 | 53.0008 | 4.7329 | tons
E2 | 2104008310 | WS-Conv | 1.6108 | 0.044135 | 0.012157 | 0.36904 | 0.36904 | 0.012067 | 3.6828 | 972.4466 | 86.8384 | tons | 1.4056 | 0.038511 | 0.010608 | 0.32201 | 0.32201 | 0.010529 | 3.2135 | 848.531 | 75.7729 | tons
E2 | 2104008320 | WS-NonCat | 0.76788 | 0.10295 | 0.025596 | 0.50713 | 0.50713 | 0.015981 | 7.9118 | 2047.4048 | 182.831 | tons | 0.67004 | 0.089832 | 0.022335 | 0.44251 | 0.44251 | 0.013945 | 6.9036 | 1786.511 | 159.5335 | tons
E2 | 2104008330 | WS-Cat | 0.5779 | 0.061984 | 0.015411 | 0.33879 | 0.33879 | 0.0096218 | 4.7635 | 1232.6876 | 110.0777 | tons | 0.50426 | 0.054085 | 0.013447 | 0.29562 | 0.29562 | 0.0083957 | 4.1565 | 1075.6104 | 96.0508 | tons
E2 | 2104008410 | PS-Exempt | 0.0096833 | 0.01691 | 0.0013515 | 0.012501 | 0.012501 | 0.00030357 | 0.041946 | 129.0927 | 11.5278 | tons | 0.0084494 | 0.014755 | 0.0011792 | 0.010908 | 0.010908 | 0.00026489 | 0.036601 | 112.6429 | 10.0589 | tons
E2 | 2104008420 | PS-EPACert | 0.032662 | 0.057038 | 0.0045585 | 0.042166 | 0.042166 | 0.001024 | 0.14148 | 435.4337 | 38.8838 | tons | 0.0285 | 0.04977 | 0.0039776 | 0.036793 | 0.036793 | 0.00089347 | 0.12346 | 379.9479 | 33.9289 | tons
E2 | 2104008610 | OWBWtd | 1.0648 | 0.037824 | 0.0093815 | 0.23149 | 0.23149 | 0.005717 | 1.4206 | 750.4121 | 67.011 | tons | 0.97368 | 0.034588 | 0.0085787 | 0.21168 | 0.21168 | 0.0052278 | 1.299 | 686.2002 | 61.2769 | tons
E2 | 2104004000 | COil-Res | 0.070586 | 1.106 | 2.8613 | 0.045203 | 0.045203 | 0.0024251 | 0.044336 | 26573.4957 | 197.9984 | 1000 gal | 0.065259 | 1.0225 | 2.6454 | 0.041791 | 0.041791 | 0.0022421 | 0.04099 | 24567.7527 | 183.0537 | 1000 gal
E2 | 2103004001 | COil-Com | 0.01944 | 0.49077 | 0.34689 | 0.012449 | 0.012449 | 0.00066789 | 0.01221 | 7552.3319 | 56.2722 | 1000 gal | 0.019077 | 0.4816 | 0.34042 | 0.012216 | 0.012216 | 0.00065541 | 0.011982 | 7411.2709 | 55.2212 | 1000 gal
E2 | 2104004000 | Prtbl | 0.00046772 | 0.011808 | 0.01896 | 0.0002624 | 0.0002624 | 1.607e-05 | 0.00029378 | 179.7359 | 1.312 | 1000 gal | 0.00044224 | 0.011164 | 0.017927 | 0.0002481 | 0.0002481 | 1.5194e-05 | 0.00027778 | 169.942 | 1.2405 | 1000 gal
E2 | 2104004000 | DVOil | 0.0015002 | 0.023505 | 0.060812 | 0.00096069 | 0.00096069 | 5.1541e-05 | 0.00094228 | 526.0068 | 4.2081 | 1000 gal | 0.0012518 | 0.019613 | 0.050744 | 0.00080164 | 0.00080164 | 4.3008e-05 | 0.00078627 | 438.9189 | 3.5114 | 1000 gal
E2 | 2104006010 | NtGas-Res | 0.0006264 | 0.010706 | 6.8335e-05 | 5.6413e-06 | 5.6413e-06 | 0.0022778 | 0.0045557 | 281.1888 | 277.0333 | mcf | 0.0006264 | 0.010706 | 6.8335e-05 | 5.6413e-06 | 5.6413e-06 | 0.0022778 | 0.0045557 | 281.1888 | 277.0333 | mcf
E2 | 2103006000 | NtGas-Com | 0.0097087 | 0.17652 | 0.0010591 | 0.013416 | 0.013416 | 0.035304 | 0.070609 | 3583.3898 | 3530.4333 | mcf | 0.0097087 | 0.17652 | 0.0010591 | 0.013416 | 0.013416 | 0.035304 | 0.070609 | 3583.3898 | 3530.4333 | mcf
E2 | 2104002000 | CoalHt | 0.10474 | 0.049437 | 0.097408 | 0.083687 | 0.083687 | 0.01326 | 1.3676 | 318.4097 | 20.948 | tons | 0.092024 | 0.043435 | 0.085583 | 0.073527 | 0.073527 | 0.01165 | 1.2016 | 279.7537 | 18.4049 | tons
E2 | 2103002000 | Coal-Com | 0.00028532 | 0.00013467 | 0.00026535 | 0.00022797 | 0.00022797 | 3.612e-05 | 0.0037256 | 13.1168 | 0.86738 | tons | 0.00026963 | 0.00012727 | 0.00025076 | 0.00021544 | 0.00021544 | 3.4134e-05 | 0.0035207 | 12.3919 | 0.81968 | tons
E2 | 2103008000 | Wood-Com | 0.00087184 | 3.4664e-05 | 7.5569e-06 | 0.00024518 | 0.00024518 | 8.9777e-06 | 0.0017439 | 7.9159 | 0.65368 | tons | 0.00071474 | 2.9083e-05 | 6.1728e-06 | 0.00021103 | 0.00021103 | 8.1342e-06 | 0.0015343 | 6.466 | 0.53394 | tons
E2 | 2102012000 | WasteOil | 0.00037227 | 0.019434 | 0.013761 | 0.0019373 | 0.0019373 | 1.3544e-05 | 0.0046265 | 103.1181 | 0.74454 | 1000 gal | 0.00037227 | 0.019434 | 0.013761 | 0.0019373 | 0.0019373 | 1.3544e-05 | 0.0046265 | 103.1181 | 0.74454 | 1000 gal
E2 | Total |  | 7.7841 | 2.2617 | 3.4775 | 2.2764 | 2.2764 | 0.13233 | 24.1785 | 45386.0351 |  |  | 7.0203 | 2.1145 | 3.223 | 2.0288 | 2.0288 | 0.12216 | 21.3732 | 42361.4145 |  |  | PM Non-Attainment Area Emission Factors (lb/mmBTU), Baseline MC
[23 empty] | VOC | NOX | SO2 | PM10-PRI | PM25-PRI | NH3 | CO
Wtd Avg | 2104008100 | FP | 4.4435 | 0.05045 | 0.0077616 | 0.67138 | 0.67138 | 0.034927 | 4.9014 | 623.1814 | 55.4404 | tons | 4.0995 | 0.046545 | 0.0071608 | 0.61941 | 0.61941 | 0.032223 | 4.522 | 574.9385 | 51.1488 | tons | 14.2608 | 0.16191 | 0.02491 | 2.1547 | 2.1547 | 0.11209 | 15.7305
Wtd Avg | 2104008210 | Ins-Conv | 0.096201 | 0.0050823 | 0.00072605 | 0.055543 | 0.055543 | 0.0030857 | 0.41893 | 58.2842 | 5.1861 | tons | 0.08373 | 0.0044235 | 0.00063192 | 0.048342 | 0.048342 | 0.0026857 | 0.36462 | 50.7281 | 4.5138 | tons | 3.3011 | 0.1744 | 0.024914 | 1.9059 | 1.9059 | 0.10589 | 14.3755
Wtd Avg | 2104008220 | Ins-NonCat | 0.045859 | 0.0076432 | 0.0015286 | 0.045859 | 0.045859 | 0.0034394 | 0.53808 | 122.7125 | 10.9189 | tons | 0.039914 | 0.0066523 | 0.0013305 | 0.039914 | 0.039914 | 0.0029935 | 0.46832 | 106.8039 | 9.5034 | tons | 0.74742 | 0.12457 | 0.024914 | 0.74742 | 0.74742 | 0.056057 | 8.7698
Wtd Avg | 2104008230 | Ins-Cat | 0.034513 | 0.0046017 | 0.00092035 | 0.029911 | 0.029911 | 0.0020708 | 0.24619 | 73.8819 | 6.574 | tons | 0.030039 | 0.0040052 | 0.00080104 | 0.026034 | 0.026034 | 0.0018023 | 0.21428 | 64.3037 | 5.7217 | tons | 0.93428 | 0.12457 | 0.024914 | 0.80971 | 0.80971 | 0.056057 | 6.6645
Wtd Avg | 2104008310 | WS-Conv | 1.9523 | 0.053492 | 0.014735 | 0.44727 | 0.44727 | 0.014625 | 4.4635 | 1182.8322 | 105.2476 | tons | 1.6992 | 0.046557 | 0.012824 | 0.38929 | 0.38929 | 0.012729 | 3.8849 | 1029.4882 | 91.6037 | tons | 3.3011 | 0.090447 | 0.024914 | 0.75627 | 0.75627 | 0.024729 | 7.5472
Wtd Avg | 2104008320 | WS-NonCat | 0.93067 | 0.12478 | 0.031022 | 0.61464 | 0.61464 | 0.019369 | 9.5891 | 2490.3542 | 221.5901 | tons | 0.81002 | 0.1086 | 0.027001 | 0.53496 | 0.53496 | 0.016858 | 8.346 | 2167.5012 | 192.8639 | tons | 0.74742 | 0.10021 | 0.024914 | 0.49362 | 0.49362 | 0.015555 | 7.701
Wtd Avg | 2104008330 | WS-Cat | 0.70041 | 0.075124 | 0.018678 | 0.41061 | 0.41061 | 0.011662 | 5.7733 | 1499.3755 | 133.4135 | tons | 0.60962 | 0.065385 | 0.016256 | 0.35738 | 0.35738 | 0.01015 | 5.0249 | 1304.9944 | 116.1182 | tons | 0.93428 | 0.10021 | 0.024914 | 0.54771 | 0.54771 | 0.015555 | 7.701
Wtd Avg | 2104008410 | PS-Exempt | 0.011736 | 0.020495 | 0.001638 | 0.015151 | 0.015151 | 0.00036793 | 0.050838 | 157.0215 | 13.9717 | tons | 0.010215 | 0.017838 | 0.0014256 | 0.013187 | 0.013187 | 0.00032023 | 0.044248 | 136.665 | 12.1604 | tons | 0.14948 | 0.26105 | 0.020863 | 0.19298 | 0.19298 | 0.0046863 | 0.64753
Wtd Avg | 2104008420 | PS-EPACert | 0.039586 | 0.06913 | 0.0055249 | 0.051105 | 0.051105 | 0.001241 | 0.17148 | 529.6384 | 47.1269 | tons | 0.034454 | 0.060168 | 0.0048086 | 0.04448 | 0.04448 | 0.0010801 | 0.14925 | 460.9753 | 41.0175 | tons | 0.14948 | 0.26105 | 0.020863 | 0.19298 | 0.19298 | 0.0046863 | 0.64753
Wtd Avg | 2104008610 | OWBWtd | 1.1118 | 0.039493 | 0.0097953 | 0.2417 | 0.2417 | 0.0059692 | 1.4833 | 786.0522 | 69.9668 | tons | 1.0165 | 0.036109 | 0.008956 | 0.22099 | 0.22099 | 0.0054577 | 1.3562 | 718.7003 | 63.9718 | tons | 2.8287 | 0.10048 | 0.024923 | 0.61498 | 0.61498 | 0.015188 | 3.774
Wtd Avg | 2104004000 | COil-Res | 0.082872 | 1.2985 | 3.3594 | 0.05307 | 0.05307 | 0.0028472 | 0.052053 | 31198.718 | 232.4608 | 1000 gal | 0.076527 | 1.199 | 3.1022 | 0.049007 | 0.049007 | 0.0026292 | 0.048068 | 28810.1141 | 214.6634 | 1000 gal | 0.0053125 | 0.083238 | 0.21535 | 0.0034021 | 0.0034021 | 0.00018252 | 0.0033369
Wtd Avg | 2103004001 | COil-Com | 0.023736 | 0.59923 | 0.42356 | 0.0152 | 0.0152 | 0.0008155 | 0.014909 | 9221.4356 | 68.7087 | 1000 gal | 0.023293 | 0.58803 | 0.41565 | 0.014916 | 0.014916 | 0.00080026 | 0.01463 | 9049.1995 | 67.4253 | 1000 gal | 0.005148 | 0.12996 | 0.091864 | 0.0032967 | 0.0032967 | 0.00017687 | 0.0032335
Wtd Avg | 2104004000 | Prtbl | 0.00055154 | 0.013924 | 0.022357 | 0.00030942 | 0.00030942 | 1.8949e-05 | 0.00034643 | 211.9439 | 1.5471 | 1000 gal | 0.00052077 | 0.013147 | 0.02111 | 0.00029215 | 0.00029215 | 1.7892e-05 | 0.0003271 | 200.1187 | 1.4608 | 1000 gal | 0.0052046 | 0.13139 | 0.21098 | 0.0029198 | 0.0029198 | 0.00017881 | 0.0032691
Wtd Avg | 2104004000 | DVOil | 0.0021366 | 0.033476 | 0.08661 | 0.0013682 | 0.0013682 | 7.3406e-05 | 0.001342 | 749.1529 | 5.9932 | 1000 gal | 0.0017705 | 0.02774 | 0.071768 | 0.0011338 | 0.0011338 | 6.0827e-05 | 0.001112 | 620.7755 | 4.9662 | 1000 gal | 0.005704 | 0.089371 | 0.23122 | 0.0036528 | 0.0036528 | 0.00019597 | 0.0035828
Wtd Avg | 2104006010 | NtGas-Res | 0.00064991 | 0.011107 | 7.0899e-05 | 5.8529e-06 | 5.8529e-06 | 0.0023633 | 0.0047266 | 291.7388 | 287.4274 | mcf | 0.00064991 | 0.011107 | 7.0899e-05 | 5.8529e-06 | 5.8529e-06 | 0.0023633 | 0.0047266 | 291.7388 | 287.4274 | mcf | 0.0044554 | 0.076147 | 0.00048604 | 4.0124e-05 | 4.0124e-05 | 0.016201 | 0.032403
Wtd Avg | 2103006000 | NtGas-Com | 0.0072944 | 0.13263 | 0.00079575 | 0.01008 | 0.01008 | 0.026525 | 0.05305 | 2692.2925 | 2652.5049 | mcf | 0.0072944 | 0.13263 | 0.00079575 | 0.01008 | 0.01008 | 0.026525 | 0.05305 | 2692.2925 | 2652.5049 | mcf | 0.0054187 | 0.098522 | 0.00059113 | 0.0074877 | 0.0074877 | 0.019704 | 0.039409
Wtd Avg | 2104002000 | CoalHt | 0.12446 | 0.058746 | 0.11575 | 0.099444 | 0.099444 | 0.015756 | 1.6251 | 378.3615 | 24.8922 | tons | 0.10911 | 0.051501 | 0.10147 | 0.08718 | 0.08718 | 0.013813 | 1.4247 | 331.6985 | 21.8223 | tons | 0.65789 | 0.31053 | 0.61184 | 0.52566 | 0.52566 | 0.083286 | 8.5905
Wtd Avg | 2103002000 | Coal-Com | 0.00034838 | 0.00016444 | 0.00032399 | 0.00027836 | 0.00027836 | 4.4103e-05 | 0.004549 | 16.0157 | 1.0591 | tons | 0.00032922 | 0.00015539 | 0.00030618 | 0.00026305 | 0.00026305 | 4.1678e-05 | 0.0042988 | 15.1305 | 1.0008 | tons
Wtd Avg | 2103008000 | Wood-Com | 0.0010645 | 4.2325e-05 | 9.2271e-06 | 0.00029937 | 0.00029937 | 1.0962e-05 | 0.0021293 | 9.6654 | 0.79814 | tons | 0.0008727 | 3.5511e-05 | 7.537e-06 | 0.00025767 | 0.00025767 | 9.9319e-06 | 0.0018734 | 7.895 | 0.65195 | tons
Wtd Avg | 2102012000 | WasteOil | 0.00045454 | 0.023729 | 0.016802 | 0.0023655 | 0.0023655 | 1.6537e-05 | 0.005649 | 125.9078 | 0.90908 | 1000 gal | 0.00045454 | 0.023729 | 0.016802 | 0.0023655 | 0.0023655 | 1.6537e-05 | 0.005649 | 125.9078 | 0.90908 | 1000 gal | 0.0072202 | 0.37693 | 0.2669 | 0.037575 | 0.037575 | 0.00026269 | 0.089732
Wtd Avg | Total |  | 9.6102 | 2.6218 | 4.118 | 2.7656 | 2.7656 | 0.14523 | 29.4 | 52418.5659 |  |  | 8.6541 | 2.4434 | 3.8113 | 2.4595 | 2.4595 | 0.13258 | 25.9331 | 48759.9696 |  |  | 0.35497 | 0.10022 | 0.15633 | 0.10088 | 0.10088 | 0.005438 | 1.0637
[19 empty] | Residential: | 36869.5443 | mmBTU/episode day
[20 empty] | #VALUE! | BTU/HH/episode day |  | PM Non-Attainment Area Emission Factors (lb/mmBTU), Baseline MC
[8 empty] | Needed Aggregations for Measure Benefit Calcs | [14 empty] | VOC | NOX | SO2 | PM10-PRI | PM25-PRI | NH3 | CO
[12 empty] | Uncertified Residential Solid-Fuel Heaters (cordwood insert/stove, OWB, Coal Ht): | 7.0081 | 0.18514 | 0.13105 | 1.3652 | 1.3652 | 0.066909 | 11.5524 | 2705.5537 |  |  | 5.1805 | 0.13686 | 0.096872 | 1.0092 | 1.0092 | 0.04946 | 8.5398
[12 empty] | Phase II Wood Heaters (Cert cordwood insert or stove): | 1.4896 | 0.18464 | 0.045389 | 0.95829 | 0.95829 | 0.031804 | 14.0535 | 3643.6032 |  |  | 0.81765 | 0.10135 | 0.024914 | 0.52601 | 0.52601 | 0.017457 | 7.7141
[12 empty] | Residential Oil Devices (central, DV, portable): | 0.078819 | 1.2399 | 3.195 | 0.050433 | 0.050433 | 0.002708 | 0.049507 | 29631.0082 | 221.0904 | 1000 gal | 0.00532 | 0.083692 | 0.21566 | 0.0034041 | 0.0034041 | 0.00018278 | 0.0033416
[12 empty] | Other Residential Fuels: | 0.10976 | 0.062608 | 0.10154 | 0.087186 | 0.087186 | 0.016176 | 1.4294 | 623.4373 |  |  | 0.35212 | 0.20085 | 0.32576 | 0.27969 | 0.27969 | 0.051894 | 4.5857
[12 empty] | Commercial Oil: | 0.023293 | 0.58803 | 0.41565 | 0.014916 | 0.014916 | 0.00080026 | 0.01463 | 9049.1995 | 67.4253 | 1000 gal | 0.005148 | 0.12996 | 0.091864 | 0.0032967 | 0.0032967 | 0.00017687 | 0.0032335
[12 empty] | All Wood Devices: | 8.4341 | 0.39632 | 0.081204 | 2.2942 | 2.2942 | 0.08631 | 24.3765 | 6622.9938 | 589.2753 | tons/day | 2.5469 | 0.11968 | 0.024522 | 0.69281 | 0.69281 | 0.026064 | 7.3612
[12 empty] | All Other Devices/Fuels: | 0.0080782 | 0.15651 | 0.017904 | 0.012708 | 0.012708 | 0.026583 | 0.062998 | 2833.3308 |  |  | 0.0057022 | 0.11048 | 0.012638 | 0.0089704 | 0.0089704 | 0.018765 | 0.044469
[12 empty] | CheckSum: | 8.6541 | 2.4434 | 3.8113 | 2.4595 | 2.4595 | 0.13258 | 25.9331 | 48759.9696 |  |  | 0.35497 | 0.10022 | 0.15633 | 0.10088 | 0.10088 | 0.005438 | 1.0637
[21 empty] | 350.1847 | cords/episode day
[19 empty] | HDD-Based Episode Day/Avg Annual Day Use: | 1.9303 | 66216.936 | cords/year

## DevSumOut-2020BSR
Summary of Space Heating Emissions and Energy Use by Device Averaged Across Each Modeling Episode
BSR, 2020
|  |  | Grid 3 Domain | [9 empty] | PM Non-Attainment Area
|  | Source | Space Heating Emissions (tons/day) | [6 empty] | Avg Daily |  | Fuel Use | Space Heating Emissions (tons/day) | [6 empty] | Avg Daily |  | Fuel Use
Episode | SCC | Category | VOC | NOX | SO2 | PM10-PRI | PM25-PRI | NH3 | CO | mmBTU | Fuel Use | Units | VOC | NOX | SO2 | PM10-PRI | PM25-PRI | NH3 | CO | mmBTU | Fuel Use | Units
E1 | 2104008100 | FP | 5.4431 | 0.061799 | 0.0095076 | 0.82241 | 0.82241 | 0.042784 | 6.004 | 764.8857 | 67.9119 | tons | 5.0154 | 0.056943 | 0.0087605 | 0.75778 | 0.75778 | 0.039422 | 5.5322 | 704.78 | 62.5753 | tons
E1 | 2104008210 | Ins-Conv | 0.11228 | 0.0059315 | 0.00084736 | 0.064823 | 0.064823 | 0.0036013 | 0.48893 | 68.1705 | 6.0527 | tons | 0.09757 | 0.0051546 | 0.00073638 | 0.056333 | 0.056333 | 0.0031296 | 0.42489 | 59.2417 | 5.2599 | tons
E1 | 2104008220 | Ins-NonCat | 0.053522 | 0.0089203 | 0.0017841 | 0.053522 | 0.053522 | 0.0040141 | 0.62799 | 143.5273 | 12.7433 | tons | 0.046511 | 0.0077519 | 0.0015504 | 0.046511 | 0.046511 | 0.0034884 | 0.54573 | 124.7284 | 11.0742 | tons
E1 | 2104008230 | Ins-Cat | 0.04028 | 0.0053707 | 0.0010741 | 0.034909 | 0.034909 | 0.0024168 | 0.28733 | 86.4139 | 7.6724 | tons | 0.035004 | 0.0046672 | 0.00093344 | 0.030337 | 0.030337 | 0.0021002 | 0.2497 | 75.0956 | 6.6675 | tons
E1 | 2104008310 | WS-Conv | 2.2785 | 0.06243 | 0.017197 | 0.522 | 0.522 | 0.017069 | 5.2093 | 1383.4672 | 122.8338 | tons | 1.9801 | 0.054253 | 0.014944 | 0.45363 | 0.45363 | 0.014833 | 4.527 | 1202.2633 | 106.7453 | tons
E1 | 2104008320 | WS-NonCat | 1.0862 | 0.14562 | 0.036206 | 0.71734 | 0.71734 | 0.022605 | 11.1914 | 2912.7744 | 258.6163 | tons | 0.94391 | 0.12655 | 0.031464 | 0.62339 | 0.62339 | 0.019645 | 9.7255 | 2531.2647 | 224.7433 | tons
E1 | 2104008330 | WS-Cat | 0.81745 | 0.087676 | 0.021799 | 0.47922 | 0.47922 | 0.01361 | 6.738 | 1753.7034 | 155.706 | tons | 0.71038 | 0.076193 | 0.018944 | 0.41646 | 0.41646 | 0.011827 | 5.8555 | 1524.0067 | 135.3119 | tons
E1 | 2104008410 | PS-Exempt | 0.013697 | 0.023919 | 0.0019116 | 0.017683 | 0.017683 | 0.0004294 | 0.059333 | 183.6559 | 16.3062 | tons | 0.011903 | 0.020787 | 0.0016613 | 0.015367 | 0.015367 | 0.00037316 | 0.051561 | 159.601 | 14.1705 | tons
E1 | 2104008420 | PS-EPACert | 0.046201 | 0.080681 | 0.006448 | 0.059644 | 0.059644 | 0.0014484 | 0.20013 | 619.477 | 55.0015 | tons | 0.04015 | 0.070114 | 0.0056035 | 0.051832 | 0.051832 | 0.0012587 | 0.17392 | 538.3391 | 47.7975 | tons
E1 | 2104008610 | OWBWtd | 1.1712 | 0.041603 | 0.010319 | 0.25462 | 0.25462 | 0.0062882 | 1.5625 | 830.1434 | 73.7059 | tons | 1.0707 | 0.038035 | 0.0094337 | 0.23278 | 0.23278 | 0.0057488 | 1.4285 | 758.938 | 67.3838 | tons
E1 | 2104004000 | COil-Res | 0.095786 | 1.5008 | 3.8828 | 0.06134 | 0.06134 | 0.0032909 | 0.060165 | 36060.2852 | 268.6842 | 1000 gal | 0.088376 | 1.3847 | 3.5825 | 0.056595 | 0.056595 | 0.0030363 | 0.055511 | 33270.8434 | 247.9002 | 1000 gal
E1 | 2103004001 | COil-Com | 0.0288 | 0.72707 | 0.51392 | 0.018443 | 0.018443 | 0.00098948 | 0.01809 | 11188.7702 | 83.3672 | 1000 gal | 0.028282 | 0.714 | 0.50469 | 0.018112 | 0.018112 | 0.0009717 | 0.017765 | 10987.717 | 81.8692 | 1000 gal
E1 | 2104004000 | Prtbl | 0.00063782 | 0.016102 | 0.025855 | 0.00035782 | 0.00035782 | 2.1913e-05 | 0.00040062 | 245.0993 | 1.7891 | 1000 gal | 0.0006017 | 0.01519 | 0.024391 | 0.00033756 | 0.00033756 | 2.0673e-05 | 0.00037794 | 231.2204 | 1.6878 | 1000 gal
E1 | 2104004000 | DVOil | 0.0027475 | 0.043049 | 0.11137 | 0.0017595 | 0.0017595 | 9.4396e-05 | 0.0017258 | 963.3643 | 7.7069 | 1000 gal | 0.0022687 | 0.035547 | 0.091966 | 0.0014529 | 0.0014529 | 7.7946e-05 | 0.001425 | 795.4818 | 6.3639 | 1000 gal
E1 | 2104006010 | NtGas-Res | 0.0006697 | 0.011446 | 7.3058e-05 | 6.0312e-06 | 6.0312e-06 | 0.0024353 | 0.0048705 | 300.623 | 296.1803 | mcf | 0.0006697 | 0.011446 | 7.3058e-05 | 6.0312e-06 | 6.0312e-06 | 0.0024353 | 0.0048705 | 300.623 | 296.1803 | mcf
E1 | 2103006000 | NtGas-Com | 0.0052613 | 0.09566 | 0.00057396 | 0.0072701 | 0.0072701 | 0.019132 | 0.038264 | 1941.8947 | 1913.1967 | mcf | 0.0052613 | 0.09566 | 0.00057396 | 0.0072701 | 0.0072701 | 0.019132 | 0.038264 | 1941.8947 | 1913.1967 | mcf
E1 | 2104002000 | CoalHt | 0.14463 | 0.068264 | 0.1345 | 0.11556 | 0.11556 | 0.018309 | 1.8885 | 439.6688 | 28.9256 | tons | 0.12661 | 0.059762 | 0.11775 | 0.10117 | 0.10117 | 0.016029 | 1.6533 | 384.9089 | 25.323 | tons
E1 | 2103002000 | Coal-Com | 0.00040148 | 0.0001895 | 0.00037338 | 0.00032078 | 0.00032078 | 5.0826e-05 | 0.0052423 | 18.4569 | 1.2205 | tons | 0.0003794 | 0.00017908 | 0.00035285 | 0.00030314 | 0.00030314 | 4.8031e-05 | 0.0049541 | 17.4368 | 1.1534 | tons
E1 | 2103008000 | Wood-Com | 0.0012268 | 4.8776e-05 | 1.0633e-05 | 0.000345 | 0.000345 | 1.2633e-05 | 0.0024539 | 11.1386 | 0.9198 | tons | 0.0010057 | 4.0924e-05 | 8.6858e-06 | 0.00029694 | 0.00029694 | 1.1446e-05 | 0.0021589 | 9.0984 | 0.75132 | tons
E1 | 2102012000 | WasteOil | 0.00052382 | 0.027346 | 0.019363 | 0.0027261 | 0.0027261 | 1.9058e-05 | 0.00651 | 145.099 | 1.0476 | 1000 gal | 0.00052382 | 0.027346 | 0.019363 | 0.0027261 | 0.0027261 | 1.9058e-05 | 0.00651 | 145.099 | 1.0476 | 1000 gal
E1 | Total |  | 11.3431 | 3.0139 | 4.796 | 3.2343 | 3.2343 | 0.15862 | 34.3952 | 60060.6189 |  |  | 10.2056 | 2.8043 | 4.4357 | 2.8727 | 2.8727 | 0.14361 | 30.2997 | 55762.5817
E2 | 2104008100 | FP | 3.4241 | 0.038876 | 0.005981 | 0.51736 | 0.51736 | 0.026914 | 3.777 | 478.413 | 42.7218 | tons | 3.1666 | 0.035953 | 0.0055312 | 0.47845 | 0.47845 | 0.02489 | 3.4929 | 442.4337 | 39.5088 | tons
E2 | 2104008210 | Ins-Conv | 0.080744 | 0.0042657 | 0.00060939 | 0.046618 | 0.046618 | 0.0025899 | 0.35162 | 48.7443 | 4.3528 | tons | 0.070455 | 0.0037221 | 0.00053173 | 0.040678 | 0.040678 | 0.0022599 | 0.30681 | 42.5328 | 3.7981 | tons
E2 | 2104008220 | Ins-NonCat | 0.03849 | 0.0064151 | 0.001283 | 0.03849 | 0.03849 | 0.0028868 | 0.45162 | 102.627 | 9.1645 | tons | 0.033586 | 0.0055976 | 0.0011195 | 0.033586 | 0.033586 | 0.0025189 | 0.39407 | 89.5493 | 7.9967 | tons
E2 | 2104008230 | Ins-Cat | 0.028968 | 0.0038623 | 0.00077247 | 0.025105 | 0.025105 | 0.0017381 | 0.20664 | 61.789 | 5.5177 | tons | 0.025276 | 0.0033702 | 0.00067403 | 0.021906 | 0.021906 | 0.0015166 | 0.1803 | 53.9152 | 4.8146 | tons
E2 | 2104008310 | WS-Conv | 1.6386 | 0.044897 | 0.012367 | 0.3754 | 0.3754 | 0.012275 | 3.7463 | 989.227 | 88.3369 | tons | 1.4298 | 0.039176 | 0.010791 | 0.32757 | 0.32757 | 0.010711 | 3.2689 | 863.1702 | 77.0802 | tons
E2 | 2104008320 | WS-NonCat | 0.78113 | 0.10473 | 0.026038 | 0.51588 | 0.51588 | 0.016257 | 8.0484 | 2082.7347 | 185.9859 | tons | 0.68159 | 0.091381 | 0.02272 | 0.45014 | 0.45014 | 0.014185 | 7.0228 | 1817.3326 | 162.2858 | tons
E2 | 2104008330 | WS-Cat | 0.58788 | 0.063053 | 0.015677 | 0.34464 | 0.34464 | 0.0097878 | 4.8457 | 1253.9588 | 111.9771 | tons | 0.51296 | 0.055018 | 0.013679 | 0.30072 | 0.30072 | 0.0085405 | 4.2282 | 1094.1673 | 97.7079 | tons
E2 | 2104008410 | PS-Exempt | 0.0098504 | 0.017202 | 0.0013748 | 0.012717 | 0.012717 | 0.00030881 | 0.04267 | 131.3203 | 11.7268 | tons | 0.0085952 | 0.01501 | 0.0011996 | 0.011096 | 0.011096 | 0.00026946 | 0.037232 | 114.5862 | 10.2324 | tons
E2 | 2104008420 | PS-EPACert | 0.033226 | 0.058022 | 0.0046372 | 0.042894 | 0.042894 | 0.0010416 | 0.14393 | 442.9475 | 39.5547 | tons | 0.028992 | 0.050629 | 0.0040462 | 0.037428 | 0.037428 | 0.00090889 | 0.12559 | 386.5029 | 34.5143 | tons
E2 | 2104008610 | OWBWtd | 1.0832 | 0.038477 | 0.0095433 | 0.23548 | 0.23548 | 0.0058157 | 1.4451 | 763.358 | 68.167 | tons | 0.99048 | 0.035185 | 0.0087267 | 0.21533 | 0.21533 | 0.005318 | 1.3215 | 698.0366 | 62.3339 | tons
E2 | 2104004000 | COil-Res | 0.07253 | 1.1364 | 2.9401 | 0.046447 | 0.046447 | 0.0024919 | 0.045557 | 27305.2336 | 203.4506 | 1000 gal | 0.067048 | 1.0505 | 2.7179 | 0.042937 | 0.042937 | 0.0023036 | 0.042114 | 25241.47 | 188.0735 | 1000 gal
E2 | 2103004001 | COil-Com | 0.020467 | 0.51671 | 0.36523 | 0.013107 | 0.013107 | 0.0007032 | 0.012856 | 7951.5698 | 59.2469 | 1000 gal | 0.0201 | 0.50742 | 0.35867 | 0.012872 | 0.012872 | 0.00069056 | 0.012625 | 7808.6865 | 58.1823 | 1000 gal
E2 | 2104004000 | Prtbl | 0.00047955 | 0.012106 | 0.019439 | 0.00026903 | 0.00026903 | 1.6476e-05 | 0.00030121 | 184.2802 | 1.3452 | 1000 gal | 0.00045341 | 0.011447 | 0.01838 | 0.00025437 | 0.00025437 | 1.5578e-05 | 0.0002848 | 174.2372 | 1.2719 | 1000 gal
E2 | 2104004000 | DVOil | 0.0015422 | 0.024164 | 0.062517 | 0.00098763 | 0.00098763 | 5.2986e-05 | 0.0009687 | 540.7539 | 4.326 | 1000 gal | 0.0012867 | 0.020159 | 0.052156 | 0.00082396 | 0.00082396 | 4.4205e-05 | 0.00080816 | 451.1396 | 3.6091 | 1000 gal
E2 | 2104006010 | NtGas-Res | 0.0006264 | 0.010706 | 6.8335e-05 | 5.6413e-06 | 5.6413e-06 | 0.0022778 | 0.0045557 | 281.1888 | 277.0333 | mcf | 0.0006264 | 0.010706 | 6.8335e-05 | 5.6413e-06 | 5.6413e-06 | 0.0022778 | 0.0045557 | 281.1888 | 277.0333 | mcf
E2 | 2103006000 | NtGas-Com | 0.0097087 | 0.17652 | 0.0010591 | 0.013416 | 0.013416 | 0.035304 | 0.070609 | 3583.3898 | 3530.4333 | mcf | 0.0097087 | 0.17652 | 0.0010591 | 0.013416 | 0.013416 | 0.035304 | 0.070609 | 3583.3898 | 3530.4333 | mcf
E2 | 2104002000 | CoalHt | 0.10739 | 0.050688 | 0.099872 | 0.085804 | 0.085804 | 0.013595 | 1.4022 | 326.4637 | 21.4779 | tons | 0.09435 | 0.044533 | 0.087746 | 0.075386 | 0.075386 | 0.011944 | 1.232 | 286.8248 | 18.8701 | tons
E2 | 2103002000 | Coal-Com | 0.00028532 | 0.00013467 | 0.00026535 | 0.00022797 | 0.00022797 | 3.612e-05 | 0.0037256 | 13.1168 | 0.86738 | tons | 0.00026963 | 0.00012727 | 0.00025076 | 0.00021544 | 0.00021544 | 3.4134e-05 | 0.0035207 | 12.3919 | 0.81968 | tons
E2 | 2103008000 | Wood-Com | 0.00087184 | 3.4664e-05 | 7.5569e-06 | 0.00024518 | 0.00024518 | 8.9777e-06 | 0.0017439 | 7.9159 | 0.65368 | tons | 0.00071474 | 2.9083e-05 | 6.1728e-06 | 0.00021103 | 0.00021103 | 8.1342e-06 | 0.0015343 | 6.466 | 0.53394 | tons
E2 | 2102012000 | WasteOil | 0.00037227 | 0.019434 | 0.013761 | 0.0019373 | 0.0019373 | 1.3544e-05 | 0.0046265 | 103.1181 | 0.74454 | 1000 gal | 0.00037227 | 0.019434 | 0.013761 | 0.0019373 | 0.0019373 | 1.3544e-05 | 0.0046265 | 103.1181 | 0.74454 | 1000 gal
E2 | Total |  | 7.9205 | 2.3267 | 3.5806 | 2.317 | 2.317 | 0.13412 | 24.6061 | 46652.1504 |  |  | 7.1433 | 2.1759 | 3.319 | 2.065 | 2.065 | 0.12375 | 21.7509 | 43551.1396 |  |  | PM Non-Attainment Area Emission Factors (lb/mmBTU), Baseline MC
[23 empty] | VOC | NOX | SO2 | PM10-PRI | PM25-PRI | NH3 | CO
Wtd Avg | 2104008100 | FP | 4.5201 | 0.05132 | 0.0078954 | 0.68295 | 0.68295 | 0.035529 | 4.986 | 633.9267 | 56.3964 | tons | 4.1702 | 0.047347 | 0.0072842 | 0.63009 | 0.63009 | 0.032779 | 4.6 | 584.8503 | 52.0306 | tons | 14.2608 | 0.16191 | 0.02491 | 2.1547 | 2.1547 | 0.11209 | 15.7305
Wtd Avg | 2104008210 | Ins-Conv | 0.097861 | 0.00517 | 0.00073858 | 0.056501 | 0.056501 | 0.0031389 | 0.42616 | 59.2899 | 5.2756 | tons | 0.085175 | 0.0044998 | 0.00064283 | 0.049176 | 0.049176 | 0.002732 | 0.37091 | 51.6033 | 4.5917 | tons | 3.3011 | 0.1744 | 0.024914 | 1.9059 | 1.9059 | 0.10589 | 14.3755
Wtd Avg | 2104008220 | Ins-NonCat | 0.04665 | 0.007775 | 0.001555 | 0.04665 | 0.04665 | 0.0034988 | 0.54736 | 124.83 | 11.1073 | tons | 0.040603 | 0.0067671 | 0.0013534 | 0.040603 | 0.040603 | 0.0030452 | 0.4764 | 108.6465 | 9.6673 | tons | 0.74742 | 0.12457 | 0.024914 | 0.74742 | 0.74742 | 0.056057 | 8.7698
Wtd Avg | 2104008230 | Ins-Cat | 0.035109 | 0.0046811 | 0.00093623 | 0.030427 | 0.030427 | 0.0021065 | 0.25044 | 75.1568 | 6.6874 | tons | 0.030557 | 0.0040743 | 0.00081486 | 0.026483 | 0.026483 | 0.0018334 | 0.21797 | 65.4131 | 5.8205 | tons | 0.93428 | 0.12457 | 0.024914 | 0.80971 | 0.80971 | 0.056057 | 6.6645
Wtd Avg | 2104008310 | WS-Conv | 1.986 | 0.054415 | 0.014989 | 0.45499 | 0.45499 | 0.014877 | 4.5405 | 1203.2431 | 107.0638 | tons | 1.7286 | 0.04736 | 0.013046 | 0.396 | 0.396 | 0.012949 | 3.9519 | 1047.2493 | 93.1841 | tons | 3.3011 | 0.090447 | 0.024914 | 0.75627 | 0.75627 | 0.024729 | 7.5472
Wtd Avg | 2104008320 | WS-NonCat | 0.94673 | 0.12693 | 0.031558 | 0.62525 | 0.62525 | 0.019703 | 9.7546 | 2533.3277 | 225.4139 | tons | 0.824 | 0.11047 | 0.027467 | 0.54419 | 0.54419 | 0.017149 | 8.49 | 2204.8957 | 196.1913 | tons | 0.74742 | 0.10021 | 0.024914 | 0.49362 | 0.49362 | 0.015555 | 7.701
Wtd Avg | 2104008330 | WS-Cat | 0.7125 | 0.07642 | 0.019 | 0.4177 | 0.4177 | 0.011863 | 5.873 | 1525.2487 | 135.7157 | tons | 0.62013 | 0.066513 | 0.016537 | 0.36355 | 0.36355 | 0.010325 | 5.1116 | 1327.5087 | 118.1215 | tons | 0.93428 | 0.10021 | 0.024914 | 0.54771 | 0.54771 | 0.015555 | 7.701
Wtd Avg | 2104008410 | PS-Exempt | 0.011939 | 0.020849 | 0.0016662 | 0.015413 | 0.015413 | 0.00037427 | 0.051715 | 159.7311 | 14.2128 | tons | 0.010391 | 0.018146 | 0.0014502 | 0.013414 | 0.013414 | 0.00032575 | 0.045011 | 139.0228 | 12.3702 | tons | 0.14948 | 0.26105 | 0.020863 | 0.19298 | 0.19298 | 0.0046863 | 0.64753
Wtd Avg | 2104008420 | PS-EPACert | 0.040269 | 0.070323 | 0.0056202 | 0.051987 | 0.051987 | 0.0012624 | 0.17444 | 538.7778 | 47.9401 | tons | 0.035049 | 0.061206 | 0.0048916 | 0.045247 | 0.045247 | 0.0010988 | 0.15182 | 468.9282 | 41.7252 | tons | 0.14948 | 0.26105 | 0.020863 | 0.19298 | 0.19298 | 0.0046863 | 0.64753
Wtd Avg | 2104008610 | OWBWtd | 1.1309 | 0.040174 | 0.0099643 | 0.24587 | 0.24587 | 0.0060722 | 1.5089 | 799.6129 | 71.1738 | tons | 1.034 | 0.036732 | 0.0091105 | 0.2248 | 0.2248 | 0.0055519 | 1.3796 | 731.0974 | 65.0753 | tons | 2.8287 | 0.10048 | 0.024923 | 0.61498 | 0.61498 | 0.015188 | 3.774
Wtd Avg | 2104004000 | COil-Res | 0.085155 | 1.3342 | 3.4519 | 0.054532 | 0.054532 | 0.0029256 | 0.053487 | 32057.9759 | 238.8631 | 1000 gal | 0.078626 | 1.2319 | 3.1872 | 0.050351 | 0.050351 | 0.0027014 | 0.049386 | 29600.2727 | 220.5508 | 1000 gal | 0.0053125 | 0.083238 | 0.21535 | 0.0034021 | 0.0034021 | 0.00018252 | 0.0033369
Wtd Avg | 2103004001 | COil-Com | 0.024991 | 0.6309 | 0.44595 | 0.016004 | 0.016004 | 0.00085861 | 0.015697 | 9708.9072 | 72.3408 | 1000 gal | 0.024542 | 0.61957 | 0.43794 | 0.015716 | 0.015716 | 0.00084318 | 0.015415 | 9534.4459 | 71.0409 | 1000 gal | 0.005148 | 0.12996 | 0.091864 | 0.0032967 | 0.0032967 | 0.00017687 | 0.0032335
Wtd Avg | 2104004000 | Prtbl | 0.00056547 | 0.014275 | 0.022922 | 0.00031723 | 0.00031723 | 1.9428e-05 | 0.00035518 | 217.2963 | 1.5862 | 1000 gal | 0.00053391 | 0.013479 | 0.021643 | 0.00029953 | 0.00029953 | 1.8344e-05 | 0.00033536 | 205.1709 | 1.4977 | 1000 gal | 0.0052046 | 0.13139 | 0.21098 | 0.0029198 | 0.0029198 | 0.00017881 | 0.0032691
Wtd Avg | 2104004000 | DVOil | 0.0021965 | 0.034416 | 0.08904 | 0.0014066 | 0.0014066 | 7.5466e-05 | 0.0013797 | 770.171 | 6.1614 | 1000 gal | 0.0018198 | 0.028512 | 0.073767 | 0.0011654 | 0.0011654 | 6.2522e-05 | 0.001143 | 638.0682 | 5.1045 | 1000 gal | 0.005704 | 0.089371 | 0.23122 | 0.0036528 | 0.0036528 | 0.00019597 | 0.0035828
Wtd Avg | 2104006010 | NtGas-Res | 0.00064991 | 0.011107 | 7.0899e-05 | 5.8529e-06 | 5.8529e-06 | 0.0023633 | 0.0047266 | 291.7388 | 287.4274 | mcf | 0.00064991 | 0.011107 | 7.0899e-05 | 5.8529e-06 | 5.8529e-06 | 0.0023633 | 0.0047266 | 291.7388 | 287.4274 | mcf | 0.0044554 | 0.076147 | 0.00048604 | 4.0124e-05 | 4.0124e-05 | 0.016201 | 0.032403
Wtd Avg | 2103006000 | NtGas-Com | 0.0072944 | 0.13263 | 0.00079575 | 0.01008 | 0.01008 | 0.026525 | 0.05305 | 2692.2925 | 2652.5049 | mcf | 0.0072944 | 0.13263 | 0.00079575 | 0.01008 | 0.01008 | 0.026525 | 0.05305 | 2692.2925 | 2652.5049 | mcf | 0.0054187 | 0.098522 | 0.00059113 | 0.0074877 | 0.0074877 | 0.019704 | 0.039409
Wtd Avg | 2104002000 | CoalHt | 0.1276 | 0.060229 | 0.11867 | 0.10196 | 0.10196 | 0.016154 | 1.6662 | 387.9179 | 25.5209 | tons | 0.11187 | 0.0528 | 0.10403 | 0.08938 | 0.08938 | 0.014162 | 1.4607 | 340.0704 | 22.3731 | tons | 0.65789 | 0.31053 | 0.61184 | 0.52566 | 0.52566 | 0.083286 | 8.5905
Wtd Avg | 2103002000 | Coal-Com | 0.00034838 | 0.00016444 | 0.00032399 | 0.00027836 | 0.00027836 | 4.4103e-05 | 0.004549 | 16.0157 | 1.0591 | tons | 0.00032922 | 0.00015539 | 0.00030618 | 0.00026305 | 0.00026305 | 4.1678e-05 | 0.0042988 | 15.1305 | 1.0008 | tons
Wtd Avg | 2103008000 | Wood-Com | 0.0010645 | 4.2325e-05 | 9.2271e-06 | 0.00029937 | 0.00029937 | 1.0962e-05 | 0.0021293 | 9.6654 | 0.79814 | tons | 0.0008727 | 3.5511e-05 | 7.537e-06 | 0.00025767 | 0.00025767 | 9.9319e-06 | 0.0018734 | 7.895 | 0.65195 | tons
Wtd Avg | 2102012000 | WasteOil | 0.00045454 | 0.023729 | 0.016802 | 0.0023655 | 0.0023655 | 1.6537e-05 | 0.005649 | 125.9078 | 0.90908 | 1000 gal | 0.00045454 | 0.023729 | 0.016802 | 0.0023655 | 0.0023655 | 1.6537e-05 | 0.005649 | 125.9078 | 0.90908 | 1000 gal | 0.0072202 | 0.37693 | 0.2669 | 0.037575 | 0.037575 | 0.00026269 | 0.089732
Wtd Avg | Total |  | 9.7785 | 2.6998 | 4.2404 | 2.815 | 2.815 | 0.14742 | 29.9202 | 53931.0333 |  |  | 8.8057 | 2.5171 | 3.9252 | 2.5034 | 2.5034 | 0.13453 | 26.3917 | 50180.2081 |  |  | 0.35096 | 0.10032 | 0.15644 | 0.099778 | 0.099778 | 0.005362 | 1.0519
[19 empty] | Residential: | 37804.5364 | mmBTU/episode day
[20 empty] | #VALUE! | BTU/HH/episode day |  | PM Non-Attainment Area Emission Factors (lb/mmBTU), Baseline MC
[8 empty] | Needed Aggregations for Measure Benefit Calcs | [14 empty] | VOC | NOX | SO2 | PM10-PRI | PM25-PRI | NH3 | CO
[12 empty] | Uncertified Residential Solid-Fuel Heaters (cordwood insert/stove, OWB, Coal Ht): | 7.1298 | 0.18874 | 0.13412 | 1.3894 | 1.3894 | 0.068173 | 11.763 | 2754.8707 |  |  | 5.1762 | 0.13702 | 0.097368 | 1.0087 | 1.0087 | 0.049493 | 8.5398
[12 empty] | Phase II Wood Heaters (Cert cordwood insert or stove): | 1.5153 | 0.18783 | 0.046172 | 0.97482 | 0.97482 | 0.032352 | 14.2959 | 3706.464 |  |  | 0.81765 | 0.10135 | 0.024914 | 0.52601 | 0.52601 | 0.017457 | 7.7141
[12 empty] | Residential Oil Devices (central, DV, portable): | 0.08098 | 1.2739 | 3.2827 | 0.051816 | 0.051816 | 0.0027822 | 0.050865 | 30443.5118 | 227.153 | 1000 gal | 0.00532 | 0.083691 | 0.21566 | 0.0034041 | 0.0034041 | 0.00018278 | 0.0033416
[12 empty] | Other Residential Fuels: | 0.11252 | 0.063908 | 0.10411 | 0.089386 | 0.089386 | 0.016525 | 1.4654 | 631.8093 |  |  | 0.35617 | 0.2023 | 0.32955 | 0.28295 | 0.28295 | 0.05231 | 4.6388
[12 empty] | Commercial Oil: | 0.024542 | 0.61957 | 0.43794 | 0.015716 | 0.015716 | 0.00084318 | 0.015415 | 9534.4459 | 71.0409 | 1000 gal | 0.005148 | 0.12996 | 0.091864 | 0.0032967 | 0.0032967 | 0.00017687 | 0.0032335
[12 empty] | All Wood Devices: | 8.5796 | 0.40315 | 0.082604 | 2.3338 | 2.3338 | 0.087798 | 24.797 | 6737.1103 | 599.4296 | tons/day | 2.547 | 0.11968 | 0.024522 | 0.69282 | 0.69282 | 0.026064 | 7.3613
[12 empty] | All Other Devices/Fuels: | 0.0080782 | 0.15651 | 0.017904 | 0.012708 | 0.012708 | 0.026583 | 0.062998 | 2833.3308 |  |  | 0.0057022 | 0.11048 | 0.012638 | 0.0089704 | 0.0089704 | 0.018765 | 0.044469
[12 empty] | CheckSum: | 8.8057 | 2.5171 | 3.9252 | 2.5034 | 2.5034 | 0.13453 | 26.3917 | 50180.2081 |  |  | 0.35096 | 0.10032 | 0.15644 | 0.099778 | 0.099778 | 0.005362 | 1.0519
[21 empty] | 356.219 | cords/episode day
[19 empty] | HDD-Based Episode Day/Avg Annual Day Use: | 1.9303 | 67357.9755 | cords/year

## DevSumOut-2021BSR
Summary of Space Heating Emissions and Energy Use by Device Averaged Across Each Modeling Episode
BSR, 2021
|  |  | Grid 3 Domain | [9 empty] | PM Non-Attainment Area
|  | Source | Space Heating Emissions (tons/day) | [6 empty] | Avg Daily |  | Fuel Use | Space Heating Emissions (tons/day) | [6 empty] | Avg Daily |  | Fuel Use
Episode | SCC | Category | VOC | NOX | SO2 | PM10-PRI | PM25-PRI | NH3 | CO | mmBTU | Fuel Use | Units | VOC | NOX | SO2 | PM10-PRI | PM25-PRI | NH3 | CO | mmBTU | Fuel Use | Units
E1 | 2104008100 | FP | 5.6294 | 0.063915 | 0.0098331 | 0.85056 | 0.85056 | 0.044249 | 6.2096 | 791.0699 | 70.2367 | tons | 5.1871 | 0.058892 | 0.0090604 | 0.78372 | 0.78372 | 0.040772 | 5.7216 | 728.9079 | 64.7175 | tons
E1 | 2104008210 | Ins-Conv | 0.11612 | 0.0061346 | 0.00087637 | 0.067042 | 0.067042 | 0.0037246 | 0.50566 | 70.5036 | 6.2598 | tons | 0.10091 | 0.0053311 | 0.00076158 | 0.058261 | 0.058261 | 0.0032367 | 0.43943 | 61.2693 | 5.4399 | tons
E1 | 2104008220 | Ins-NonCat | 0.055353 | 0.0092256 | 0.0018451 | 0.055353 | 0.055353 | 0.0041515 | 0.64948 | 148.4395 | 13.1795 | tons | 0.048103 | 0.0080172 | 0.0016034 | 0.048103 | 0.048103 | 0.0036078 | 0.56441 | 128.9974 | 11.4533 | tons
E1 | 2104008230 | Ins-Cat | 0.041658 | 0.0055545 | 0.0011109 | 0.036104 | 0.036104 | 0.0024995 | 0.29716 | 89.3714 | 7.935 | tons | 0.036202 | 0.004827 | 0.00096539 | 0.031375 | 0.031375 | 0.0021721 | 0.25824 | 77.6659 | 6.8957 | tons
E1 | 2104008310 | WS-Conv | 2.3565 | 0.064566 | 0.017785 | 0.53987 | 0.53987 | 0.017653 | 5.3876 | 1430.8162 | 127.0378 | tons | 2.0479 | 0.05611 | 0.015456 | 0.46916 | 0.46916 | 0.015341 | 4.6819 | 1243.4132 | 110.3989 | tons
E1 | 2104008320 | WS-NonCat | 1.1234 | 0.15061 | 0.037445 | 0.74189 | 0.74189 | 0.023379 | 11.5744 | 3012.4639 | 267.4675 | tons | 0.97622 | 0.13088 | 0.032541 | 0.64472 | 0.64472 | 0.020317 | 10.0584 | 2617.9025 | 232.4356 | tons
E1 | 2104008330 | WS-Cat | 0.84543 | 0.090677 | 0.022545 | 0.49562 | 0.49562 | 0.014076 | 6.9686 | 1813.7238 | 161.035 | tons | 0.7347 | 0.078801 | 0.019592 | 0.43071 | 0.43071 | 0.012232 | 6.0559 | 1576.169 | 139.9432 | tons
E1 | 2104008410 | PS-Exempt | 0.014166 | 0.024738 | 0.0019771 | 0.018288 | 0.018288 | 0.0004441 | 0.061363 | 189.9415 | 16.8643 | tons | 0.012311 | 0.021498 | 0.0017181 | 0.015893 | 0.015893 | 0.00038593 | 0.053326 | 165.0637 | 14.6555 | tons
E1 | 2104008420 | PS-EPACert | 0.047782 | 0.083442 | 0.0066687 | 0.061686 | 0.061686 | 0.001498 | 0.20698 | 640.6785 | 56.8839 | tons | 0.041524 | 0.072513 | 0.0057953 | 0.053606 | 0.053606 | 0.0013018 | 0.17987 | 556.7648 | 49.4335 | tons
E1 | 2104008610 | OWBWtd | 1.2113 | 0.043027 | 0.010672 | 0.26333 | 0.26333 | 0.0065034 | 1.616 | 858.5571 | 76.2287 | tons | 1.1074 | 0.039337 | 0.0097566 | 0.24075 | 0.24075 | 0.0059456 | 1.4774 | 784.9156 | 69.6903 | tons
E1 | 2104004000 | COil-Res | 0.098405 | 1.5418 | 3.989 | 0.063018 | 0.063018 | 0.0033809 | 0.06181 | 37046.4712 | 276.0323 | 1000 gal | 0.090799 | 1.4227 | 3.6807 | 0.058147 | 0.058147 | 0.0031196 | 0.057032 | 34182.9841 | 254.6965 | 1000 gal
E1 | 2103004001 | COil-Com | 0.030521 | 0.77051 | 0.54463 | 0.019545 | 0.019545 | 0.0010486 | 0.01917 | 11857.2183 | 88.3478 | 1000 gal | 0.029996 | 0.75727 | 0.53527 | 0.019209 | 0.019209 | 0.0010306 | 0.018841 | 11653.5414 | 86.8302 | 1000 gal
E1 | 2104004000 | Prtbl | 0.00065612 | 0.016564 | 0.026597 | 0.00036809 | 0.00036809 | 2.2542e-05 | 0.00041212 | 252.1318 | 1.8404 | 1000 gal | 0.00061897 | 0.015626 | 0.025091 | 0.00034725 | 0.00034725 | 2.1266e-05 | 0.00038878 | 237.8558 | 1.7362 | 1000 gal
E1 | 2104004000 | DVOil | 0.0028218 | 0.044213 | 0.11439 | 0.0018071 | 0.0018071 | 9.6949e-05 | 0.0017724 | 989.4195 | 7.9154 | 1000 gal | 0.0023303 | 0.036512 | 0.094464 | 0.0014923 | 0.0014923 | 8.0063e-05 | 0.0014637 | 817.0896 | 6.5367 | 1000 gal
E1 | 2104006010 | NtGas-Res | 0.0006697 | 0.011446 | 7.3058e-05 | 6.0312e-06 | 6.0312e-06 | 0.0024353 | 0.0048705 | 300.623 | 296.1803 | mcf | 0.0006697 | 0.011446 | 7.3058e-05 | 6.0312e-06 | 6.0312e-06 | 0.0024353 | 0.0048705 | 300.623 | 296.1803 | mcf
E1 | 2103006000 | NtGas-Com | 0.0052613 | 0.09566 | 0.00057396 | 0.0072701 | 0.0072701 | 0.019132 | 0.038264 | 1941.8947 | 1913.1967 | mcf | 0.0052613 | 0.09566 | 0.00057396 | 0.0072701 | 0.0072701 | 0.019132 | 0.038264 | 1941.8947 | 1913.1967 | mcf
E1 | 2104002000 | CoalHt | 0.14878 | 0.070223 | 0.13836 | 0.11887 | 0.11887 | 0.018835 | 1.9427 | 452.2844 | 29.7556 | tons | 0.13025 | 0.061478 | 0.12113 | 0.10407 | 0.10407 | 0.016489 | 1.7007 | 395.9571 | 26.0498 | tons
E1 | 2103002000 | Coal-Com | 0.00040148 | 0.0001895 | 0.00037338 | 0.00032078 | 0.00032078 | 5.0826e-05 | 0.0052423 | 18.4569 | 1.2205 | tons | 0.0003794 | 0.00017908 | 0.00035285 | 0.00030314 | 0.00030314 | 4.8031e-05 | 0.0049541 | 17.4368 | 1.1534 | tons
E1 | 2103008000 | Wood-Com | 0.0012268 | 4.8776e-05 | 1.0633e-05 | 0.000345 | 0.000345 | 1.2633e-05 | 0.0024539 | 11.1386 | 0.9198 | tons | 0.0010057 | 4.0924e-05 | 8.6858e-06 | 0.00029694 | 0.00029694 | 1.1446e-05 | 0.0021589 | 9.0984 | 0.75132 | tons
E1 | 2102012000 | WasteOil | 0.00052382 | 0.027346 | 0.019363 | 0.0027261 | 0.0027261 | 1.9058e-05 | 0.00651 | 145.099 | 1.0476 | 1000 gal | 0.00052382 | 0.027346 | 0.019363 | 0.0027261 | 0.0027261 | 1.9058e-05 | 0.00651 | 145.099 | 1.0476 | 1000 gal
E1 | Total |  | 11.7303 | 3.1199 | 4.9441 | 3.344 | 3.344 | 0.16321 | 35.56 | 62060.303 |  |  | 10.5541 | 2.9044 | 4.5743 | 2.9702 | 2.9702 | 0.1477 | 31.3258 | 57642.6493
E2 | 2104008100 | FP | 3.5413 | 0.040207 | 0.0061857 | 0.53507 | 0.53507 | 0.027836 | 3.9063 | 494.7903 | 44.1842 | tons | 3.275 | 0.037184 | 0.0057206 | 0.49483 | 0.49483 | 0.025742 | 3.6125 | 457.5802 | 40.8614 | tons
E2 | 2104008210 | Ins-Conv | 0.083507 | 0.0044117 | 0.00063024 | 0.048214 | 0.048214 | 0.0026785 | 0.36365 | 50.4125 | 4.5018 | tons | 0.072866 | 0.0038495 | 0.00054993 | 0.04207 | 0.04207 | 0.0023372 | 0.31731 | 43.9886 | 3.9281 | tons
E2 | 2104008220 | Ins-NonCat | 0.039808 | 0.0066346 | 0.0013269 | 0.039808 | 0.039808 | 0.0029856 | 0.46708 | 106.1394 | 9.4781 | tons | 0.034735 | 0.0057892 | 0.0011578 | 0.034735 | 0.034735 | 0.0026051 | 0.40756 | 92.6143 | 8.2704 | tons
E2 | 2104008230 | Ins-Cat | 0.029959 | 0.0039945 | 0.00079891 | 0.025964 | 0.025964 | 0.0017975 | 0.21371 | 63.9037 | 5.7065 | tons | 0.026141 | 0.0034855 | 0.0006971 | 0.022656 | 0.022656 | 0.0015685 | 0.18648 | 55.7606 | 4.9794 | tons
E2 | 2104008310 | WS-Conv | 1.6947 | 0.046433 | 0.01279 | 0.38825 | 0.38825 | 0.012695 | 3.8745 | 1023.0833 | 91.3602 | tons | 1.4788 | 0.040517 | 0.01116 | 0.33878 | 0.33878 | 0.011078 | 3.3808 | 892.714 | 79.7184 | tons
E2 | 2104008320 | WS-NonCat | 0.80787 | 0.10831 | 0.026929 | 0.53354 | 0.53354 | 0.016813 | 8.3238 | 2154.0163 | 192.3513 | tons | 0.70492 | 0.094509 | 0.023497 | 0.46555 | 0.46555 | 0.014671 | 7.2631 | 1879.5345 | 167.8404 | tons
E2 | 2104008330 | WS-Cat | 0.608 | 0.065211 | 0.016213 | 0.35643 | 0.35643 | 0.010123 | 5.0115 | 1296.8755 | 115.8096 | tons | 0.53052 | 0.056901 | 0.014147 | 0.31101 | 0.31101 | 0.0088329 | 4.3729 | 1131.6174 | 101.0522 | tons
E2 | 2104008410 | PS-Exempt | 0.010188 | 0.017791 | 0.0014218 | 0.013152 | 0.013152 | 0.00031938 | 0.04413 | 135.8148 | 12.1281 | tons | 0.0088894 | 0.015524 | 0.0012406 | 0.011476 | 0.011476 | 0.00027868 | 0.038507 | 118.5082 | 10.5827 | tons
E2 | 2104008420 | PS-EPACert | 0.034363 | 0.060008 | 0.0047959 | 0.044362 | 0.044362 | 0.0010773 | 0.14885 | 458.1074 | 40.9085 | tons | 0.029984 | 0.052362 | 0.0041847 | 0.038709 | 0.038709 | 0.00094 | 0.12988 | 399.7318 | 35.6956 | tons
E2 | 2104008610 | OWBWtd | 1.1202 | 0.039794 | 0.0098699 | 0.24354 | 0.24354 | 0.0060147 | 1.4946 | 789.4858 | 70.5002 | tons | 1.0244 | 0.036389 | 0.0090254 | 0.2227 | 0.2227 | 0.0055 | 1.3667 | 721.9297 | 64.4675 | tons
E2 | 2104004000 | COil-Res | 0.074514 | 1.1675 | 3.0205 | 0.047718 | 0.047718 | 0.0025601 | 0.046803 | 28052.1158 | 209.0156 | 1000 gal | 0.068887 | 1.0793 | 2.7924 | 0.044114 | 0.044114 | 0.0023667 | 0.043269 | 25933.567 | 193.2303 | 1000 gal
E2 | 2103004001 | COil-Com | 0.02169 | 0.54758 | 0.38705 | 0.01389 | 0.01389 | 0.00074521 | 0.013624 | 8426.6186 | 62.7865 | 1000 gal | 0.021318 | 0.53817 | 0.3804 | 0.013652 | 0.013652 | 0.00073241 | 0.01339 | 8281.8707 | 61.708 | 1000 gal
E2 | 2104004000 | Prtbl | 0.0004933 | 0.012453 | 0.019997 | 0.00027674 | 0.00027674 | 1.6948e-05 | 0.00030985 | 189.5626 | 1.3837 | 1000 gal | 0.00046641 | 0.011775 | 0.018907 | 0.00026166 | 0.00026166 | 1.6025e-05 | 0.00029296 | 179.2325 | 1.3083 | 1000 gal
E2 | 2104004000 | DVOil | 0.001584 | 0.024818 | 0.064209 | 0.0010144 | 0.0010144 | 5.442e-05 | 0.00099491 | 555.3883 | 4.4431 | 1000 gal | 0.0013216 | 0.020707 | 0.053574 | 0.00084635 | 0.00084635 | 4.5407e-05 | 0.00083013 | 463.3994 | 3.7072 | 1000 gal
E2 | 2104006010 | NtGas-Res | 0.0006264 | 0.010706 | 6.8335e-05 | 5.6413e-06 | 5.6413e-06 | 0.0022778 | 0.0045557 | 281.1888 | 277.0333 | mcf | 0.0006264 | 0.010706 | 6.8335e-05 | 5.6413e-06 | 5.6413e-06 | 0.0022778 | 0.0045557 | 281.1888 | 277.0333 | mcf
E2 | 2103006000 | NtGas-Com | 0.0097087 | 0.17652 | 0.0010591 | 0.013416 | 0.013416 | 0.035304 | 0.070609 | 3583.3898 | 3530.4333 | mcf | 0.0097087 | 0.17652 | 0.0010591 | 0.013416 | 0.013416 | 0.035304 | 0.070609 | 3583.3898 | 3530.4333 | mcf
E2 | 2104002000 | CoalHt | 0.11047 | 0.05214 | 0.10273 | 0.088263 | 0.088263 | 0.013985 | 1.4424 | 335.8196 | 22.0934 | tons | 0.097055 | 0.04581 | 0.090261 | 0.077547 | 0.077547 | 0.012287 | 1.2673 | 295.0478 | 19.411 | tons
E2 | 2103002000 | Coal-Com | 0.00028532 | 0.00013467 | 0.00026535 | 0.00022797 | 0.00022797 | 3.612e-05 | 0.0037256 | 13.1168 | 0.86738 | tons | 0.00026963 | 0.00012727 | 0.00025076 | 0.00021544 | 0.00021544 | 3.4134e-05 | 0.0035207 | 12.3919 | 0.81968 | tons
E2 | 2103008000 | Wood-Com | 0.00087184 | 3.4664e-05 | 7.5569e-06 | 0.00024518 | 0.00024518 | 8.9777e-06 | 0.0017439 | 7.9159 | 0.65368 | tons | 0.00071474 | 2.9083e-05 | 6.1728e-06 | 0.00021103 | 0.00021103 | 8.1342e-06 | 0.0015343 | 6.466 | 0.53394 | tons
E2 | 2102012000 | WasteOil | 0.00037227 | 0.019434 | 0.013761 | 0.0019373 | 0.0019373 | 1.3544e-05 | 0.0046265 | 103.1181 | 0.74454 | 1000 gal | 0.00037227 | 0.019434 | 0.013761 | 0.0019373 | 0.0019373 | 1.3544e-05 | 0.0046265 | 103.1181 | 0.74454 | 1000 gal
E2 | Total |  | 8.1906 | 2.4041 | 3.6907 | 2.3953 | 2.3953 | 0.13734 | 25.4376 | 48120.8635 |  |  | 7.387 | 2.2491 | 3.4221 | 2.1347 | 2.1347 | 0.12664 | 22.4857 | 44933.6512 |  |  | PM Non-Attainment Area Emission Factors (lb/mmBTU), Baseline MC
[23 empty] | VOC | NOX | SO2 | PM10-PRI | PM25-PRI | NH3 | CO
Wtd Avg | 2104008100 | FP | 4.6749 | 0.053077 | 0.0081657 | 0.70633 | 0.70633 | 0.036746 | 5.1566 | 655.6278 | 58.327 | tons | 4.313 | 0.048968 | 0.0075336 | 0.65166 | 0.65166 | 0.033901 | 4.7575 | 604.8724 | 53.8119 | tons | 14.2608 | 0.16191 | 0.02491 | 2.1547 | 2.1547 | 0.11209 | 15.7305
Wtd Avg | 2104008210 | Ins-Conv | 0.10121 | 0.005347 | 0.00076385 | 0.058435 | 0.058435 | 0.0032464 | 0.44074 | 61.3191 | 5.4561 | tons | 0.08809 | 0.0046538 | 0.00066483 | 0.050859 | 0.050859 | 0.0028255 | 0.38361 | 53.3696 | 4.7488 | tons | 3.3011 | 0.1744 | 0.024914 | 1.9059 | 1.9059 | 0.10589 | 14.3755
Wtd Avg | 2104008220 | Ins-NonCat | 0.048247 | 0.0080411 | 0.0016082 | 0.048247 | 0.048247 | 0.0036185 | 0.5661 | 129.1023 | 11.4874 | tons | 0.041992 | 0.0069987 | 0.0013997 | 0.041992 | 0.041992 | 0.0031494 | 0.49271 | 112.3651 | 9.9982 | tons | 0.74742 | 0.12457 | 0.024914 | 0.74742 | 0.74742 | 0.056057 | 8.7698
Wtd Avg | 2104008230 | Ins-Cat | 0.03631 | 0.0048414 | 0.00096827 | 0.031469 | 0.031469 | 0.0021786 | 0.25901 | 77.729 | 6.9163 | tons | 0.031603 | 0.0042137 | 0.00084275 | 0.027389 | 0.027389 | 0.0018962 | 0.22543 | 67.652 | 6.0197 | tons | 0.93428 | 0.12457 | 0.024914 | 0.80971 | 0.80971 | 0.056057 | 6.6645
Wtd Avg | 2104008310 | WS-Conv | 2.054 | 0.056277 | 0.015502 | 0.47056 | 0.47056 | 0.015387 | 4.6959 | 1244.424 | 110.7281 | tons | 1.7877 | 0.048981 | 0.013492 | 0.40956 | 0.40956 | 0.013392 | 4.0871 | 1083.0936 | 96.3735 | tons | 3.3011 | 0.090447 | 0.024914 | 0.75627 | 0.75627 | 0.024729 | 7.5472
Wtd Avg | 2104008320 | WS-NonCat | 0.97913 | 0.13127 | 0.032638 | 0.64665 | 0.64665 | 0.020378 | 10.0884 | 2620.0307 | 233.1286 | tons | 0.8522 | 0.11425 | 0.028407 | 0.56282 | 0.56282 | 0.017736 | 8.7806 | 2280.3629 | 202.9063 | tons | 0.74742 | 0.10021 | 0.024914 | 0.49362 | 0.49362 | 0.015555 | 7.701
Wtd Avg | 2104008330 | WS-Cat | 0.73689 | 0.079035 | 0.01965 | 0.43199 | 0.43199 | 0.012269 | 6.074 | 1577.4503 | 140.3605 | tons | 0.64136 | 0.068789 | 0.017103 | 0.37599 | 0.37599 | 0.010678 | 5.2865 | 1372.9454 | 122.1645 | tons | 0.93428 | 0.10021 | 0.024914 | 0.54771 | 0.54771 | 0.015555 | 7.701
Wtd Avg | 2104008410 | PS-Exempt | 0.012347 | 0.021562 | 0.0017232 | 0.01594 | 0.01594 | 0.00038708 | 0.053485 | 165.1978 | 14.6992 | tons | 0.010747 | 0.018767 | 0.0014998 | 0.013874 | 0.013874 | 0.0003369 | 0.046551 | 143.7812 | 12.7936 | tons | 0.14948 | 0.26105 | 0.020863 | 0.19298 | 0.19298 | 0.0046863 | 0.64753
Wtd Avg | 2104008420 | PS-EPACert | 0.041648 | 0.07273 | 0.0058126 | 0.053766 | 0.053766 | 0.0013056 | 0.18041 | 557.2175 | 49.5809 | tons | 0.036248 | 0.063301 | 0.005059 | 0.046796 | 0.046796 | 0.0011364 | 0.15702 | 484.9783 | 43.1533 | tons | 0.14948 | 0.26105 | 0.020863 | 0.19298 | 0.19298 | 0.0046863 | 0.64753
Wtd Avg | 2104008610 | OWBWtd | 1.1697 | 0.041549 | 0.010305 | 0.25429 | 0.25429 | 0.00628 | 1.5605 | 826.9817 | 73.6099 | tons | 1.0694 | 0.037989 | 0.0094223 | 0.2325 | 0.2325 | 0.0057419 | 1.4268 | 756.122 | 67.3027 | tons | 2.8287 | 0.10048 | 0.024923 | 0.61498 | 0.61498 | 0.015188 | 3.774
Wtd Avg | 2104004000 | COil-Res | 0.087484 | 1.3707 | 3.5463 | 0.056024 | 0.056024 | 0.0030057 | 0.05495 | 32934.7659 | 245.396 | 1000 gal | 0.080782 | 1.2657 | 3.2746 | 0.051732 | 0.051732 | 0.0027754 | 0.05074 | 30411.822 | 226.5977 | 1000 gal | 0.0053125 | 0.083238 | 0.21535 | 0.0034021 | 0.0034021 | 0.00018252 | 0.0033369
Wtd Avg | 2103004001 | COil-Com | 0.026484 | 0.6686 | 0.47259 | 0.01696 | 0.01696 | 0.0009099 | 0.016635 | 10288.9441 | 76.6626 | 1000 gal | 0.026029 | 0.65711 | 0.46448 | 0.016669 | 0.016669 | 0.00089427 | 0.016349 | 10112.2062 | 75.3458 | 1000 gal | 0.005148 | 0.12996 | 0.091864 | 0.0032967 | 0.0032967 | 0.00017687 | 0.0032335
Wtd Avg | 2104004000 | Prtbl | 0.00058169 | 0.014685 | 0.02358 | 0.00032633 | 0.00032633 | 1.9985e-05 | 0.00036537 | 223.5287 | 1.6317 | 1000 gal | 0.00054923 | 0.013866 | 0.022264 | 0.00030812 | 0.00030812 | 1.887e-05 | 0.00034498 | 211.0566 | 1.5406 | 1000 gal | 0.0052046 | 0.13139 | 0.21098 | 0.0029198 | 0.0029198 | 0.00017881 | 0.0032691
Wtd Avg | 2104004000 | DVOil | 0.0022559 | 0.035347 | 0.091448 | 0.0014447 | 0.0014447 | 7.7507e-05 | 0.001417 | 791.0053 | 6.328 | 1000 gal | 0.0018692 | 0.029287 | 0.075771 | 0.001197 | 0.001197 | 6.422e-05 | 0.0011741 | 655.4027 | 5.2432 | 1000 gal | 0.005704 | 0.089371 | 0.23122 | 0.0036528 | 0.0036528 | 0.00019597 | 0.0035828
Wtd Avg | 2104006010 | NtGas-Res | 0.00064991 | 0.011107 | 7.0899e-05 | 5.8529e-06 | 5.8529e-06 | 0.0023633 | 0.0047266 | 291.7388 | 287.4274 | mcf | 0.00064991 | 0.011107 | 7.0899e-05 | 5.8529e-06 | 5.8529e-06 | 0.0023633 | 0.0047266 | 291.7388 | 287.4274 | mcf | 0.0044554 | 0.076147 | 0.00048604 | 4.0124e-05 | 4.0124e-05 | 0.016201 | 0.032403
Wtd Avg | 2103006000 | NtGas-Com | 0.0072944 | 0.13263 | 0.00079575 | 0.01008 | 0.01008 | 0.026525 | 0.05305 | 2692.2925 | 2652.5049 | mcf | 0.0072944 | 0.13263 | 0.00079575 | 0.01008 | 0.01008 | 0.026525 | 0.05305 | 2692.2925 | 2652.5049 | mcf | 0.0054187 | 0.098522 | 0.00059113 | 0.0074877 | 0.0074877 | 0.019704 | 0.039409
Wtd Avg | 2104002000 | CoalHt | 0.13126 | 0.061957 | 0.12208 | 0.10488 | 0.10488 | 0.016617 | 1.714 | 399.0433 | 26.2529 | tons | 0.11507 | 0.054315 | 0.10702 | 0.091945 | 0.091945 | 0.014568 | 1.5026 | 349.8271 | 23.0149 | tons | 0.65789 | 0.31053 | 0.61184 | 0.52566 | 0.52566 | 0.083286 | 8.5905
Wtd Avg | 2103002000 | Coal-Com | 0.00034838 | 0.00016444 | 0.00032399 | 0.00027836 | 0.00027836 | 4.4103e-05 | 0.004549 | 16.0157 | 1.0591 | tons | 0.00032922 | 0.00015539 | 0.00030618 | 0.00026305 | 0.00026305 | 4.1678e-05 | 0.0042988 | 15.1305 | 1.0008 | tons
Wtd Avg | 2103008000 | Wood-Com | 0.0010645 | 4.2325e-05 | 9.2271e-06 | 0.00029937 | 0.00029937 | 1.0962e-05 | 0.0021293 | 9.6654 | 0.79814 | tons | 0.0008727 | 3.5511e-05 | 7.537e-06 | 0.00025767 | 0.00025767 | 9.9319e-06 | 0.0018734 | 7.895 | 0.65195 | tons
Wtd Avg | 2102012000 | WasteOil | 0.00045454 | 0.023729 | 0.016802 | 0.0023655 | 0.0023655 | 1.6537e-05 | 0.005649 | 125.9078 | 0.90908 | 1000 gal | 0.00045454 | 0.023729 | 0.016802 | 0.0023655 | 0.0023655 | 1.6537e-05 | 0.005649 | 125.9078 | 0.90908 | 1000 gal | 0.0072202 | 0.37693 | 0.2669 | 0.037575 | 0.037575 | 0.00026269 | 0.089732
Wtd Avg | Total |  | 10.1122 | 2.7927 | 4.3711 | 2.9103 | 2.9103 | 0.15139 | 30.9326 | 55687.9878 |  |  | 9.1063 | 2.6049 | 4.0476 | 2.5883 | 2.5883 | 0.13807 | 27.2846 | 51832.8216 |  |  | 0.35137 | 0.10051 | 0.15618 | 0.099869 | 0.099869 | 0.0053275 | 1.0528
[19 empty] | Residential: | 38879.3896 | mmBTU/episode day
[20 empty] | #VALUE! | BTU/HH/episode day |  | PM Non-Attainment Area Emission Factors (lb/mmBTU), Baseline MC
[8 empty] | Needed Aggregations for Measure Benefit Calcs | [14 empty] | VOC | NOX | SO2 | PM10-PRI | PM25-PRI | NH3 | CO
[12 empty] | Uncertified Residential Solid-Fuel Heaters (cordwood insert/stove, OWB, Coal Ht): | 7.3733 | 0.19491 | 0.13813 | 1.4365 | 1.4365 | 0.070428 | 12.1576 | 2847.2847 |  |  | 5.1792 | 0.13691 | 0.097027 | 1.009 | 1.009 | 0.049471 | 8.5398
[12 empty] | Phase II Wood Heaters (Cert cordwood insert or stove): | 1.5672 | 0.19426 | 0.047752 | 1.0082 | 1.0082 | 0.03346 | 14.7852 | 3833.3255 |  |  | 0.81765 | 0.10135 | 0.024914 | 0.52601 | 0.52601 | 0.017457 | 7.7141
[12 empty] | Residential Oil Devices (central, DV, portable): | 0.083201 | 1.3089 | 3.3727 | 0.053237 | 0.053237 | 0.0028585 | 0.052259 | 31278.2812 | 233.3815 | 1000 gal | 0.00532 | 0.083691 | 0.21566 | 0.0034041 | 0.0034041 | 0.00018278 | 0.0033416
[12 empty] | Other Residential Fuels: | 0.11572 | 0.065423 | 0.10709 | 0.091951 | 0.091951 | 0.016931 | 1.5073 | 641.5659 |  |  | 0.36076 | 0.20395 | 0.33384 | 0.28664 | 0.28664 | 0.052781 | 4.6989
[12 empty] | Commercial Oil: | 0.026029 | 0.65711 | 0.46448 | 0.016669 | 0.016669 | 0.00089427 | 0.016349 | 10112.2062 | 75.3458 | 1000 gal | 0.005148 | 0.12996 | 0.091864 | 0.0032967 | 0.0032967 | 0.00017687 | 0.0032335
[12 empty] | All Wood Devices: | 8.8732 | 0.41695 | 0.085431 | 2.4137 | 2.4137 | 0.090803 | 25.6457 | 6967.4375 | 619.9245 | tons/day | 2.5471 | 0.11969 | 0.024523 | 0.69285 | 0.69285 | 0.026065 | 7.3616
[12 empty] | All Other Devices/Fuels: | 0.0080782 | 0.15651 | 0.017904 | 0.012708 | 0.012708 | 0.026583 | 0.062998 | 2833.3308 |  |  | 0.0057022 | 0.11048 | 0.012638 | 0.0089704 | 0.0089704 | 0.018765 | 0.044469
[12 empty] | CheckSum: | 9.1063 | 2.6049 | 4.0476 | 2.5883 | 2.5883 | 0.13807 | 27.2846 | 51832.8216 |  |  | 0.35137 | 0.10051 | 0.15618 | 0.099869 | 0.099869 | 0.0053275 | 1.0528
[21 empty] | 368.3984 | cords/episode day
[19 empty] | HDD-Based Episode Day/Avg Annual Day Use: | 1.9303 | 69660.9922 | cords/year

## DevSumOut-2022BSR
Summary of Space Heating Emissions and Energy Use by Device Averaged Across Each Modeling Episode
BSR, 2022
|  |  | Grid 3 Domain | [9 empty] | PM Non-Attainment Area
|  | Source | Space Heating Emissions (tons/day) | [6 empty] | Avg Daily |  | Fuel Use | Space Heating Emissions (tons/day) | [6 empty] | Avg Daily |  | Fuel Use
Episode | SCC | Category | VOC | NOX | SO2 | PM10-PRI | PM25-PRI | NH3 | CO | mmBTU | Fuel Use | Units | VOC | NOX | SO2 | PM10-PRI | PM25-PRI | NH3 | CO | mmBTU | Fuel Use | Units
E1 | 2104008100 | FP | 5.7373 | 0.06514 | 0.010022 | 0.86686 | 0.86686 | 0.045097 | 6.3286 | 806.2323 | 71.5829 | tons | 5.2865 | 0.060021 | 0.0092341 | 0.79875 | 0.79875 | 0.041553 | 5.8313 | 742.8805 | 65.9581 | tons
E1 | 2104008210 | Ins-Conv | 0.11834 | 0.0062521 | 0.00089315 | 0.068326 | 0.068326 | 0.0037959 | 0.51535 | 71.8543 | 6.3797 | tons | 0.10284 | 0.0054332 | 0.00077617 | 0.059377 | 0.059377 | 0.0032987 | 0.44785 | 62.4432 | 5.5441 | tons
E1 | 2104008220 | Ins-NonCat | 0.056414 | 0.0094023 | 0.0018805 | 0.056414 | 0.056414 | 0.004231 | 0.66192 | 151.2831 | 13.432 | tons | 0.049025 | 0.0081708 | 0.0016342 | 0.049025 | 0.049025 | 0.0036769 | 0.57523 | 131.469 | 11.6727 | tons
E1 | 2104008230 | Ins-Cat | 0.042457 | 0.0056609 | 0.0011322 | 0.036796 | 0.036796 | 0.0025474 | 0.30286 | 91.0835 | 8.087 | tons | 0.036896 | 0.0049194 | 0.00098389 | 0.031976 | 0.031976 | 0.0022138 | 0.26319 | 79.154 | 7.0278 | tons
E1 | 2104008310 | WS-Conv | 2.4017 | 0.065803 | 0.018126 | 0.55021 | 0.55021 | 0.017991 | 5.4908 | 1458.2262 | 129.4714 | tons | 2.0871 | 0.057185 | 0.015752 | 0.47815 | 0.47815 | 0.015635 | 4.7717 | 1267.2365 | 112.5141 | tons
E1 | 2104008320 | WS-NonCat | 1.1449 | 0.15349 | 0.038162 | 0.75611 | 0.75611 | 0.023827 | 11.7961 | 3070.1731 | 272.5913 | tons | 0.99493 | 0.13339 | 0.033164 | 0.65708 | 0.65708 | 0.020706 | 10.2511 | 2668.0605 | 236.8889 | tons
E1 | 2104008330 | WS-Cat | 0.86162 | 0.092414 | 0.022977 | 0.50512 | 0.50512 | 0.014346 | 7.1021 | 1848.469 | 164.1199 | tons | 0.74877 | 0.08031 | 0.019967 | 0.43896 | 0.43896 | 0.012467 | 6.1719 | 1606.3678 | 142.6245 | tons
E1 | 2104008410 | PS-Exempt | 0.014437 | 0.025212 | 0.0020149 | 0.018638 | 0.018638 | 0.00045261 | 0.062539 | 193.5802 | 17.1874 | tons | 0.012546 | 0.02191 | 0.001751 | 0.016197 | 0.016197 | 0.00039333 | 0.054348 | 168.2262 | 14.9363 | tons
E1 | 2104008420 | PS-EPACert | 0.048697 | 0.085041 | 0.0067965 | 0.062867 | 0.062867 | 0.0015267 | 0.21095 | 652.9519 | 57.9736 | tons | 0.042319 | 0.073903 | 0.0059063 | 0.054633 | 0.054633 | 0.0013267 | 0.18332 | 567.4322 | 50.3806 | tons
E1 | 2104008610 | OWBWtd | 1.2345 | 0.043852 | 0.010876 | 0.26838 | 0.26838 | 0.006628 | 1.647 | 875.0071 | 77.6892 | tons | 1.1286 | 0.040091 | 0.0099435 | 0.24536 | 0.24536 | 0.0060595 | 1.5057 | 799.9561 | 71.0257 | tons
E1 | 2104004000 | COil-Res | 0.09949 | 1.5588 | 4.033 | 0.063712 | 0.063712 | 0.0034181 | 0.062491 | 37454.6057 | 279.0733 | 1000 gal | 0.091807 | 1.4385 | 3.7216 | 0.058792 | 0.058792 | 0.0031542 | 0.057666 | 34562.5053 | 257.5243 | 1000 gal
E1 | 2103004001 | COil-Com | 0.031279 | 0.78964 | 0.55815 | 0.02003 | 0.02003 | 0.0010746 | 0.019646 | 12151.6783 | 90.5418 | 1000 gal | 0.03075 | 0.7763 | 0.54872 | 0.019692 | 0.019692 | 0.0010565 | 0.019315 | 11946.3726 | 89.0121 | 1000 gal
E1 | 2104004000 | Prtbl | 0.00066447 | 0.016775 | 0.026935 | 0.00037277 | 0.00037277 | 2.2829e-05 | 0.00041736 | 255.3409 | 1.8639 | 1000 gal | 0.00062685 | 0.015825 | 0.02541 | 0.00035167 | 0.00035167 | 2.1537e-05 | 0.00039373 | 240.8844 | 1.7583 | 1000 gal
E1 | 2104004000 | DVOil | 0.0028518 | 0.044683 | 0.1156 | 0.0018263 | 0.0018263 | 9.798e-05 | 0.0017913 | 999.9387 | 7.9995 | 1000 gal | 0.0023555 | 0.036906 | 0.095482 | 0.0015084 | 0.0015084 | 8.0926e-05 | 0.0014795 | 825.8987 | 6.6072 | 1000 gal
E1 | 2104006010 | NtGas-Res | 0.0006697 | 0.011446 | 7.3058e-05 | 6.0312e-06 | 6.0312e-06 | 0.0024353 | 0.0048705 | 300.623 | 296.1803 | mcf | 0.0006697 | 0.011446 | 7.3058e-05 | 6.0312e-06 | 6.0312e-06 | 0.0024353 | 0.0048705 | 300.623 | 296.1803 | mcf
E1 | 2103006000 | NtGas-Com | 0.0052613 | 0.09566 | 0.00057396 | 0.0072701 | 0.0072701 | 0.019132 | 0.038264 | 1941.8947 | 1913.1967 | mcf | 0.0052613 | 0.09566 | 0.00057396 | 0.0072701 | 0.0072701 | 0.019132 | 0.038264 | 1941.8947 | 1913.1967 | mcf
E1 | 2104002000 | CoalHt | 0.15067 | 0.071117 | 0.14012 | 0.12039 | 0.12039 | 0.019074 | 1.9674 | 458.0413 | 30.1343 | tons | 0.13191 | 0.062261 | 0.12267 | 0.10539 | 0.10539 | 0.016699 | 1.7224 | 401.0021 | 26.3817 | tons
E1 | 2103002000 | Coal-Com | 0.00040148 | 0.0001895 | 0.00037338 | 0.00032078 | 0.00032078 | 5.0826e-05 | 0.0052423 | 18.4569 | 1.2205 | tons | 0.0003794 | 0.00017908 | 0.00035285 | 0.00030314 | 0.00030314 | 4.8031e-05 | 0.0049541 | 17.4368 | 1.1534 | tons
E1 | 2103008000 | Wood-Com | 0.0012268 | 4.8776e-05 | 1.0633e-05 | 0.000345 | 0.000345 | 1.2633e-05 | 0.0024539 | 11.1386 | 0.9198 | tons | 0.0010057 | 4.0924e-05 | 8.6858e-06 | 0.00029694 | 0.00029694 | 1.1446e-05 | 0.0021589 | 9.0984 | 0.75132 | tons
E1 | 2102012000 | WasteOil | 0.00052382 | 0.027346 | 0.019363 | 0.0027261 | 0.0027261 | 1.9058e-05 | 0.00651 | 145.099 | 1.0476 | 1000 gal | 0.00052382 | 0.027346 | 0.019363 | 0.0027261 | 0.0027261 | 1.9058e-05 | 0.00651 | 145.099 | 1.0476 | 1000 gal
E1 | Total |  | 11.9534 | 3.168 | 5.0071 | 3.4067 | 3.4067 | 0.16578 | 36.2273 | 62955.6777 |  |  | 10.7548 | 2.9497 | 4.6333 | 3.0258 | 3.0258 | 0.14999 | 31.9137 | 58484.041
E2 | 2104008100 | FP | 3.6092 | 0.040978 | 0.0063043 | 0.54532 | 0.54532 | 0.028369 | 3.9812 | 504.2739 | 45.0311 | tons | 3.3378 | 0.037896 | 0.0058302 | 0.50431 | 0.50431 | 0.026236 | 3.6818 | 466.3516 | 41.6447 | tons
E2 | 2104008210 | Ins-Conv | 0.085107 | 0.0044962 | 0.00064232 | 0.049137 | 0.049137 | 0.0027299 | 0.37062 | 51.3783 | 4.588 | tons | 0.074262 | 0.0039233 | 0.00056047 | 0.042876 | 0.042876 | 0.002382 | 0.32339 | 44.8314 | 4.0034 | tons
E2 | 2104008220 | Ins-NonCat | 0.04057 | 0.0067617 | 0.0013523 | 0.04057 | 0.04057 | 0.0030428 | 0.47603 | 108.1727 | 9.6597 | tons | 0.035401 | 0.0059001 | 0.00118 | 0.035401 | 0.035401 | 0.0026551 | 0.41537 | 94.3887 | 8.4288 | tons
E2 | 2104008230 | Ins-Cat | 0.030533 | 0.0040711 | 0.00081421 | 0.026462 | 0.026462 | 0.001832 | 0.2178 | 65.1279 | 5.8158 | tons | 0.026642 | 0.0035523 | 0.00071046 | 0.02309 | 0.02309 | 0.0015985 | 0.19005 | 56.8289 | 5.0748 | tons
E2 | 2104008310 | WS-Conv | 1.7272 | 0.047323 | 0.013035 | 0.39569 | 0.39569 | 0.012939 | 3.9488 | 1042.6824 | 93.1104 | tons | 1.5071 | 0.041293 | 0.011374 | 0.34527 | 0.34527 | 0.01129 | 3.4456 | 909.818 | 81.2458 | tons
E2 | 2104008320 | WS-NonCat | 0.82335 | 0.11039 | 0.027445 | 0.54376 | 0.54376 | 0.017135 | 8.4833 | 2195.2806 | 196.0362 | tons | 0.71843 | 0.09632 | 0.023948 | 0.47447 | 0.47447 | 0.014952 | 7.4023 | 1915.5456 | 171.0561 | tons
E2 | 2104008330 | WS-Cat | 0.61964 | 0.06646 | 0.016524 | 0.36326 | 0.36326 | 0.010317 | 5.1075 | 1321.7196 | 118.0281 | tons | 0.54068 | 0.057992 | 0.014418 | 0.31697 | 0.31697 | 0.0090021 | 4.4567 | 1153.2987 | 102.9883 | tons
E2 | 2104008410 | PS-Exempt | 0.010383 | 0.018131 | 0.0014491 | 0.013404 | 0.013404 | 0.0003255 | 0.044975 | 138.4166 | 12.3604 | tons | 0.0090597 | 0.015821 | 0.0012644 | 0.011696 | 0.011696 | 0.00028402 | 0.039244 | 120.7787 | 10.7854 | tons
E2 | 2104008420 | PS-EPACert | 0.035021 | 0.061158 | 0.0048877 | 0.045212 | 0.045212 | 0.0010979 | 0.1517 | 466.8833 | 41.6922 | tons | 0.030559 | 0.053365 | 0.0042649 | 0.03945 | 0.03945 | 0.00095801 | 0.13237 | 407.3904 | 36.3795 | tons
E2 | 2104008610 | OWBWtd | 1.1417 | 0.040556 | 0.010059 | 0.24821 | 0.24821 | 0.00613 | 1.5232 | 804.6124 | 71.851 | tons | 1.044 | 0.037086 | 0.0091983 | 0.22697 | 0.22697 | 0.0056054 | 1.3929 | 735.7632 | 65.7028 | tons
E2 | 2104004000 | COil-Res | 0.075335 | 1.1804 | 3.0538 | 0.048244 | 0.048244 | 0.0025883 | 0.047319 | 28361.3335 | 211.3195 | 1000 gal | 0.069652 | 1.0913 | 2.8234 | 0.044604 | 0.044604 | 0.002393 | 0.043749 | 26221.6112 | 195.3765 | 1000 gal
E2 | 2103004001 | COil-Com | 0.022229 | 0.56118 | 0.39666 | 0.014235 | 0.014235 | 0.00076371 | 0.013962 | 8635.8837 | 64.3457 | 1000 gal | 0.021853 | 0.5517 | 0.38996 | 0.013995 | 0.013995 | 0.00075081 | 0.013726 | 8489.9783 | 63.2586 | 1000 gal
E2 | 2104004000 | Prtbl | 0.00049956 | 0.012612 | 0.02025 | 0.00028026 | 0.00028026 | 1.7163e-05 | 0.00031378 | 191.9685 | 1.4013 | 1000 gal | 0.00047234 | 0.011924 | 0.019147 | 0.00026499 | 0.00026499 | 1.6228e-05 | 0.00029668 | 181.5085 | 1.3249 | 1000 gal
E2 | 2104004000 | DVOil | 0.0016008 | 0.025082 | 0.064893 | 0.0010252 | 0.0010252 | 5.5e-05 | 0.0010055 | 561.305 | 4.4904 | 1000 gal | 0.0013359 | 0.020931 | 0.054152 | 0.00085548 | 0.00085548 | 4.5897e-05 | 0.00083909 | 468.4023 | 3.7472 | 1000 gal
E2 | 2104006010 | NtGas-Res | 0.0006264 | 0.010706 | 6.8335e-05 | 5.6413e-06 | 5.6413e-06 | 0.0022778 | 0.0045557 | 281.1888 | 277.0333 | mcf | 0.0006264 | 0.010706 | 6.8335e-05 | 5.6413e-06 | 5.6413e-06 | 0.0022778 | 0.0045557 | 281.1888 | 277.0333 | mcf
E2 | 2103006000 | NtGas-Com | 0.0097087 | 0.17652 | 0.0010591 | 0.013416 | 0.013416 | 0.035304 | 0.070609 | 3583.3898 | 3530.4333 | mcf | 0.0097087 | 0.17652 | 0.0010591 | 0.013416 | 0.013416 | 0.035304 | 0.070609 | 3583.3898 | 3530.4333 | mcf
E2 | 2104002000 | CoalHt | 0.11187 | 0.052802 | 0.10404 | 0.089383 | 0.089383 | 0.014162 | 1.4607 | 340.079 | 22.3736 | tons | 0.098288 | 0.046392 | 0.091407 | 0.078532 | 0.078532 | 0.012443 | 1.2834 | 298.7941 | 19.6575 | tons
E2 | 2103002000 | Coal-Com | 0.00028532 | 0.00013467 | 0.00026535 | 0.00022797 | 0.00022797 | 3.612e-05 | 0.0037256 | 13.1168 | 0.86738 | tons | 0.00026963 | 0.00012727 | 0.00025076 | 0.00021544 | 0.00021544 | 3.4134e-05 | 0.0035207 | 12.3919 | 0.81968 | tons
E2 | 2103008000 | Wood-Com | 0.00087184 | 3.4664e-05 | 7.5569e-06 | 0.00024518 | 0.00024518 | 8.9777e-06 | 0.0017439 | 7.9159 | 0.65368 | tons | 0.00071474 | 2.9083e-05 | 6.1728e-06 | 0.00021103 | 0.00021103 | 8.1342e-06 | 0.0015343 | 6.466 | 0.53394 | tons
E2 | 2102012000 | WasteOil | 0.00037227 | 0.019434 | 0.013761 | 0.0019373 | 0.0019373 | 1.3544e-05 | 0.0046265 | 103.1181 | 0.74454 | 1000 gal | 0.00037227 | 0.019434 | 0.013761 | 0.0019373 | 0.0019373 | 1.3544e-05 | 0.0046265 | 103.1181 | 0.74454 | 1000 gal
E2 | Total |  | 8.3461 | 2.4392 | 3.7374 | 2.44 | 2.44 | 0.13914 | 25.9136 | 48777.847 |  |  | 7.5272 | 2.2822 | 3.466 | 2.1745 | 2.1745 | 0.12825 | 22.9065 | 45551.8443 |  |  | PM Non-Attainment Area Emission Factors (lb/mmBTU), Baseline MC
[23 empty] | VOC | NOX | SO2 | PM10-PRI | PM25-PRI | NH3 | CO
Wtd Avg | 2104008100 | FP | 4.7645 | 0.054094 | 0.0083222 | 0.71987 | 0.71987 | 0.03745 | 5.2555 | 668.1941 | 59.4449 | tons | 4.3957 | 0.049907 | 0.007678 | 0.66415 | 0.66415 | 0.034551 | 4.8487 | 616.4673 | 54.8434 | tons | 14.2608 | 0.16191 | 0.02491 | 2.1547 | 2.1547 | 0.11209 | 15.7305
Wtd Avg | 2104008210 | Ins-Conv | 0.10315 | 0.0054494 | 0.00077849 | 0.059554 | 0.059554 | 0.0033086 | 0.44919 | 62.4938 | 5.5607 | tons | 0.089778 | 0.004743 | 0.00067757 | 0.051834 | 0.051834 | 0.0028797 | 0.39096 | 54.3921 | 4.8398 | tons | 3.3011 | 0.1744 | 0.024914 | 1.9059 | 1.9059 | 0.10589 | 14.3755
Wtd Avg | 2104008220 | Ins-NonCat | 0.049171 | 0.0081952 | 0.001639 | 0.049171 | 0.049171 | 0.0036878 | 0.57694 | 131.5755 | 11.7075 | tons | 0.042797 | 0.0071328 | 0.0014266 | 0.042797 | 0.042797 | 0.0032098 | 0.50215 | 114.518 | 10.1898 | tons | 0.74742 | 0.12457 | 0.024914 | 0.74742 | 0.74742 | 0.056057 | 8.7698
Wtd Avg | 2104008230 | Ins-Cat | 0.037006 | 0.0049341 | 0.00098682 | 0.032072 | 0.032072 | 0.0022203 | 0.26397 | 79.2181 | 7.0488 | tons | 0.032208 | 0.0042945 | 0.00085889 | 0.027914 | 0.027914 | 0.0019325 | 0.22975 | 68.9482 | 6.135 | tons | 0.93428 | 0.12457 | 0.024914 | 0.80971 | 0.80971 | 0.056057 | 6.6645
Wtd Avg | 2104008310 | WS-Conv | 2.0933 | 0.057355 | 0.015799 | 0.47957 | 0.47957 | 0.015681 | 4.7859 | 1268.2633 | 112.8493 | tons | 1.822 | 0.04992 | 0.013751 | 0.4174 | 0.4174 | 0.013649 | 4.1654 | 1103.8452 | 98.22 | tons | 3.3011 | 0.090447 | 0.024914 | 0.75627 | 0.75627 | 0.024729 | 7.5472
Wtd Avg | 2104008320 | WS-NonCat | 0.99789 | 0.13379 | 0.033263 | 0.65903 | 0.65903 | 0.020768 | 10.2817 | 2670.2222 | 237.5947 | tons | 0.86853 | 0.11644 | 0.028951 | 0.5736 | 0.5736 | 0.018076 | 8.9488 | 2324.0537 | 206.7939 | tons | 0.74742 | 0.10021 | 0.024914 | 0.49362 | 0.49362 | 0.015555 | 7.701
Wtd Avg | 2104008330 | WS-Cat | 0.751 | 0.08055 | 0.020027 | 0.44027 | 0.44027 | 0.012504 | 6.1903 | 1607.6693 | 143.0494 | tons | 0.65365 | 0.070107 | 0.017431 | 0.3832 | 0.3832 | 0.010883 | 5.3878 | 1399.2505 | 124.5051 | tons | 0.93428 | 0.10021 | 0.024914 | 0.54771 | 0.54771 | 0.015555 | 7.701
Wtd Avg | 2104008410 | PS-Exempt | 0.012584 | 0.021975 | 0.0017563 | 0.016245 | 0.016245 | 0.0003945 | 0.05451 | 168.3625 | 14.9808 | tons | 0.010952 | 0.019126 | 0.0015286 | 0.014139 | 0.014139 | 0.00034336 | 0.047443 | 146.5359 | 13.0387 | tons | 0.14948 | 0.26105 | 0.020863 | 0.19298 | 0.19298 | 0.0046863 | 0.64753
Wtd Avg | 2104008420 | PS-EPACert | 0.042445 | 0.074123 | 0.0059239 | 0.054796 | 0.054796 | 0.0013307 | 0.18386 | 567.892 | 50.5307 | tons | 0.036943 | 0.064514 | 0.005156 | 0.047693 | 0.047693 | 0.0011582 | 0.16003 | 494.2703 | 43.9801 | tons | 0.14948 | 0.26105 | 0.020863 | 0.19298 | 0.19298 | 0.0046863 | 0.64753
Wtd Avg | 2104008610 | OWBWtd | 1.1921 | 0.042345 | 0.010503 | 0.25916 | 0.25916 | 0.0064003 | 1.5904 | 842.8267 | 75.0203 | tons | 1.0899 | 0.038717 | 0.0096029 | 0.23695 | 0.23695 | 0.0058519 | 1.4541 | 770.6108 | 68.5924 | tons | 2.8287 | 0.10048 | 0.024923 | 0.61498 | 0.61498 | 0.015188 | 3.774
Wtd Avg | 2104004000 | COil-Res | 0.088448 | 1.3858 | 3.5854 | 0.056641 | 0.056641 | 0.0030388 | 0.055555 | 33297.6813 | 248.1001 | 1000 gal | 0.081679 | 1.2798 | 3.311 | 0.052306 | 0.052306 | 0.0028062 | 0.051304 | 30749.5252 | 229.1139 | 1000 gal | 0.0053125 | 0.083238 | 0.21535 | 0.0034021 | 0.0034021 | 0.00018252 | 0.0033369
Wtd Avg | 2103004001 | COil-Com | 0.027142 | 0.6852 | 0.48433 | 0.017381 | 0.017381 | 0.0009325 | 0.017048 | 10544.4579 | 78.5665 | 1000 gal | 0.026683 | 0.67362 | 0.47615 | 0.017087 | 0.017087 | 0.00091674 | 0.01676 | 10366.3066 | 77.2391 | 1000 gal | 0.005148 | 0.12996 | 0.091864 | 0.0032967 | 0.0032967 | 0.00017687 | 0.0032335
Wtd Avg | 2104004000 | Prtbl | 0.00058908 | 0.014872 | 0.023879 | 0.00033048 | 0.00033048 | 2.0239e-05 | 0.00037001 | 226.3707 | 1.6524 | 1000 gal | 0.00055622 | 0.014042 | 0.022547 | 0.00031204 | 0.00031204 | 1.911e-05 | 0.00034937 | 213.7411 | 1.5602 | 1000 gal | 0.0052046 | 0.13139 | 0.21098 | 0.0029198 | 0.0029198 | 0.00017881 | 0.0032691
Wtd Avg | 2104004000 | DVOil | 0.0022799 | 0.035723 | 0.092421 | 0.0014601 | 0.0014601 | 7.8332e-05 | 0.0014321 | 799.4204 | 6.3954 | 1000 gal | 0.0018894 | 0.029603 | 0.076589 | 0.0012099 | 0.0012099 | 6.4913e-05 | 0.0011867 | 662.4718 | 5.2998 | 1000 gal | 0.005704 | 0.089371 | 0.23122 | 0.0036528 | 0.0036528 | 0.00019597 | 0.0035828
Wtd Avg | 2104006010 | NtGas-Res | 0.00064991 | 0.011107 | 7.0899e-05 | 5.8529e-06 | 5.8529e-06 | 0.0023633 | 0.0047266 | 291.7388 | 287.4274 | mcf | 0.00064991 | 0.011107 | 7.0899e-05 | 5.8529e-06 | 5.8529e-06 | 0.0023633 | 0.0047266 | 291.7388 | 287.4274 | mcf | 0.0044554 | 0.076147 | 0.00048604 | 4.0124e-05 | 4.0124e-05 | 0.016201 | 0.032403
Wtd Avg | 2103006000 | NtGas-Com | 0.0072944 | 0.13263 | 0.00079575 | 0.01008 | 0.01008 | 0.026525 | 0.05305 | 2692.2925 | 2652.5049 | mcf | 0.0072944 | 0.13263 | 0.00079575 | 0.01008 | 0.01008 | 0.026525 | 0.05305 | 2692.2925 | 2652.5049 | mcf | 0.0054187 | 0.098522 | 0.00059113 | 0.0074877 | 0.0074877 | 0.019704 | 0.039409
Wtd Avg | 2104002000 | CoalHt | 0.13293 | 0.062744 | 0.12363 | 0.10621 | 0.10621 | 0.016829 | 1.7358 | 404.1157 | 26.5866 | tons | 0.11654 | 0.055006 | 0.10838 | 0.093115 | 0.093115 | 0.014753 | 1.5217 | 354.2784 | 23.3078 | tons | 0.65789 | 0.31053 | 0.61184 | 0.52566 | 0.52566 | 0.083286 | 8.5905
Wtd Avg | 2103002000 | Coal-Com | 0.00034838 | 0.00016444 | 0.00032399 | 0.00027836 | 0.00027836 | 4.4103e-05 | 0.004549 | 16.0157 | 1.0591 | tons | 0.00032922 | 0.00015539 | 0.00030618 | 0.00026305 | 0.00026305 | 4.1678e-05 | 0.0042988 | 15.1305 | 1.0008 | tons
Wtd Avg | 2103008000 | Wood-Com | 0.0010645 | 4.2325e-05 | 9.2271e-06 | 0.00029937 | 0.00029937 | 1.0962e-05 | 0.0021293 | 9.6654 | 0.79814 | tons | 0.0008727 | 3.5511e-05 | 7.537e-06 | 0.00025767 | 0.00025767 | 9.9319e-06 | 0.0018734 | 7.895 | 0.65195 | tons
Wtd Avg | 2102012000 | WasteOil | 0.00045454 | 0.023729 | 0.016802 | 0.0023655 | 0.0023655 | 1.6537e-05 | 0.005649 | 125.9078 | 0.90908 | 1000 gal | 0.00045454 | 0.023729 | 0.016802 | 0.0023655 | 0.0023655 | 1.6537e-05 | 0.005649 | 125.9078 | 0.90908 | 1000 gal | 0.0072202 | 0.37693 | 0.2669 | 0.037575 | 0.037575 | 0.00026269 | 0.089732
Wtd Avg | Total |  | 10.3043 | 2.8348 | 4.4266 | 2.9648 | 2.9648 | 0.1536 | 31.5125 | 56474.3837 |  |  | 9.2794 | 2.6446 | 4.0997 | 2.6367 | 2.6367 | 0.14005 | 27.7961 | 52572.1797 |  |  | 0.35301 | 0.10061 | 0.15596 | 0.10031 | 0.10031 | 0.0053279 | 1.0574
[19 empty] | Residential: | 39364.6473 | mmBTU/episode day
[20 empty] | #VALUE! | BTU/HH/episode day |  | PM Non-Attainment Area Emission Factors (lb/mmBTU), Baseline MC
[8 empty] | Needed Aggregations for Measure Benefit Calcs | [14 empty] | VOC | NOX | SO2 | PM10-PRI | PM25-PRI | NH3 | CO
[12 empty] | Uncertified Residential Solid-Fuel Heaters (cordwood insert/stove, OWB, Coal Ht): | 7.5139 | 0.19829 | 0.14009 | 1.4635 | 1.4635 | 0.071684 | 12.3809 | 2899.5938 |  |  | 5.1827 | 0.13677 | 0.096628 | 1.0094 | 1.0094 | 0.049444 | 8.5398
[12 empty] | Phase II Wood Heaters (Cert cordwood insert or stove): | 1.5972 | 0.19798 | 0.048667 | 1.0275 | 1.0275 | 0.034101 | 15.0685 | 3906.7704 |  |  | 0.81765 | 0.10135 | 0.024914 | 0.52601 | 0.52601 | 0.017457 | 7.7141
[12 empty] | Residential Oil Devices (central, DV, portable): | 0.084125 | 1.3234 | 3.4101 | 0.053828 | 0.053828 | 0.0028903 | 0.05284 | 31625.738 | 235.9739 | 1000 gal | 0.00532 | 0.083692 | 0.21566 | 0.0034041 | 0.0034041 | 0.00018278 | 0.0033416
[12 empty] | Other Residential Fuels: | 0.11719 | 0.066114 | 0.10845 | 0.09312 | 0.09312 | 0.017117 | 1.5264 | 646.0172 |  |  | 0.3628 | 0.20468 | 0.33576 | 0.28829 | 0.28829 | 0.052991 | 4.7257
[12 empty] | Commercial Oil: | 0.026683 | 0.67362 | 0.47615 | 0.017087 | 0.017087 | 0.00091674 | 0.01676 | 10366.3066 | 77.2391 | 1000 gal | 0.005148 | 0.12996 | 0.091864 | 0.0032967 | 0.0032967 | 0.00017687 | 0.0032335
[12 empty] | All Wood Devices: | 9.0433 | 0.42494 | 0.087068 | 2.4599 | 2.4599 | 0.092543 | 26.1371 | 7100.787 | 631.7902 | tons/day | 2.5471 | 0.11969 | 0.024524 | 0.69286 | 0.69286 | 0.026066 | 7.3617
[12 empty] | All Other Devices/Fuels: | 0.0080782 | 0.15651 | 0.017904 | 0.012708 | 0.012708 | 0.026583 | 0.062998 | 2833.3308 |  |  | 0.0057022 | 0.11048 | 0.012638 | 0.0089704 | 0.0089704 | 0.018765 | 0.044469
[12 empty] | CheckSum: | 9.2794 | 2.6446 | 4.0997 | 2.6367 | 2.6367 | 0.14005 | 27.7961 | 52572.1797 |  |  | 0.35301 | 0.10061 | 0.15596 | 0.10031 | 0.10031 | 0.0053279 | 1.0574
[21 empty] | 375.4498 | cords/episode day
[19 empty] | HDD-Based Episode Day/Avg Annual Day Use: | 1.9303 | 70994.3402 | cords/year

## DevSumOut-2023BSR
Summary of Space Heating Emissions and Energy Use by Device Averaged Across Each Modeling Episode
BSR, 2023
|  |  | Grid 3 Domain | [9 empty] | PM Non-Attainment Area
|  | Source | Space Heating Emissions (tons/day) | [6 empty] | Avg Daily |  | Fuel Use | Space Heating Emissions (tons/day) | [6 empty] | Avg Daily |  | Fuel Use
Episode | SCC | Category | VOC | NOX | SO2 | PM10-PRI | PM25-PRI | NH3 | CO | mmBTU | Fuel Use | Units | VOC | NOX | SO2 | PM10-PRI | PM25-PRI | NH3 | CO | mmBTU | Fuel Use | Units
E1 | 2104008100 | FP | 5.8085 | 0.065948 | 0.010146 | 0.87762 | 0.87762 | 0.045656 | 6.4071 | 816.2344 | 72.471 | tons | 5.3521 | 0.060766 | 0.0093486 | 0.80866 | 0.80866 | 0.042069 | 5.9037 | 752.0982 | 66.7765 | tons
E1 | 2104008210 | Ins-Conv | 0.11981 | 0.0063296 | 0.00090423 | 0.069173 | 0.069173 | 0.003843 | 0.52174 | 72.7451 | 6.4588 | tons | 0.10412 | 0.0055006 | 0.0007858 | 0.060114 | 0.060114 | 0.0033396 | 0.45341 | 63.2175 | 5.6129 | tons
E1 | 2104008220 | Ins-NonCat | 0.057113 | 0.0095189 | 0.0019038 | 0.057113 | 0.057113 | 0.0042835 | 0.67013 | 153.1587 | 13.5985 | tons | 0.049633 | 0.0082722 | 0.0016544 | 0.049633 | 0.049633 | 0.0037225 | 0.58236 | 133.0992 | 11.8175 | tons
E1 | 2104008230 | Ins-Cat | 0.042983 | 0.0057311 | 0.0011462 | 0.037252 | 0.037252 | 0.002579 | 0.30661 | 92.2128 | 8.1873 | tons | 0.037353 | 0.0049804 | 0.00099609 | 0.032373 | 0.032373 | 0.0022412 | 0.26645 | 80.1355 | 7.115 | tons
E1 | 2104008310 | WS-Conv | 2.4315 | 0.066619 | 0.018351 | 0.55703 | 0.55703 | 0.018214 | 5.5589 | 1476.305 | 131.0766 | tons | 2.113 | 0.057894 | 0.015947 | 0.48408 | 0.48408 | 0.015829 | 4.8308 | 1282.9504 | 113.9092 | tons
E1 | 2104008320 | WS-NonCat | 1.1591 | 0.1554 | 0.038636 | 0.76548 | 0.76548 | 0.024122 | 11.9424 | 3108.2367 | 275.9708 | tons | 1.0073 | 0.13504 | 0.033575 | 0.66522 | 0.66522 | 0.020963 | 10.3782 | 2701.1447 | 239.8264 | tons
E1 | 2104008330 | WS-Cat | 0.8723 | 0.09356 | 0.023261 | 0.51138 | 0.51138 | 0.014523 | 7.1902 | 1871.386 | 166.1547 | tons | 0.75806 | 0.081306 | 0.020215 | 0.44441 | 0.44441 | 0.012621 | 6.2485 | 1626.2869 | 144.393 | tons
E1 | 2104008410 | PS-Exempt | 0.014616 | 0.025525 | 0.0020399 | 0.018869 | 0.018869 | 0.00045822 | 0.063314 | 195.9801 | 17.4005 | tons | 0.012702 | 0.022182 | 0.0017728 | 0.016398 | 0.016398 | 0.0003982 | 0.055022 | 170.3122 | 15.1215 | tons
E1 | 2104008420 | PS-EPACert | 0.049301 | 0.086095 | 0.0068807 | 0.063647 | 0.063647 | 0.0015456 | 0.21356 | 661.0471 | 58.6924 | tons | 0.042844 | 0.074819 | 0.0059796 | 0.055311 | 0.055311 | 0.0013432 | 0.18559 | 574.4685 | 51.0053 | tons
E1 | 2104008610 | OWBWtd | 1.2498 | 0.044396 | 0.011011 | 0.27171 | 0.27171 | 0.0067102 | 1.6674 | 885.8576 | 78.6526 | tons | 1.1426 | 0.040588 | 0.010067 | 0.2484 | 0.2484 | 0.0061347 | 1.5244 | 809.8771 | 71.9065 | tons
E1 | 2104004000 | COil-Res | 0.10008 | 1.568 | 4.0568 | 0.064088 | 0.064088 | 0.0034383 | 0.06286 | 37675.8706 | 280.7219 | 1000 gal | 0.092356 | 1.4471 | 3.7438 | 0.059144 | 0.059144 | 0.0031731 | 0.05801 | 34769.107 | 259.0637 | 1000 gal
E1 | 2103004001 | COil-Com | 0.031697 | 0.8002 | 0.56562 | 0.020298 | 0.020298 | 0.001089 | 0.019909 | 12314.1586 | 91.7525 | 1000 gal | 0.031165 | 0.78677 | 0.55613 | 0.019958 | 0.019958 | 0.0010707 | 0.019575 | 12107.5722 | 90.2132 | 1000 gal
E1 | 2104004000 | Prtbl | 0.00066932 | 0.016897 | 0.027132 | 0.0003755 | 0.0003755 | 2.2996e-05 | 0.00042041 | 257.2055 | 1.8775 | 1000 gal | 0.00063143 | 0.015941 | 0.025596 | 0.00035424 | 0.00035424 | 2.1694e-05 | 0.00039661 | 242.6445 | 1.7712 | 1000 gal
E1 | 2104004000 | DVOil | 0.0028678 | 0.044933 | 0.11625 | 0.0018365 | 0.0018365 | 9.8528e-05 | 0.0018013 | 1005.5312 | 8.0442 | 1000 gal | 0.0023689 | 0.037117 | 0.096028 | 0.001517 | 0.001517 | 8.1389e-05 | 0.001488 | 830.6186 | 6.6449 | 1000 gal
E1 | 2104006010 | NtGas-Res | 0.0006697 | 0.011446 | 7.3058e-05 | 6.0312e-06 | 6.0312e-06 | 0.0024353 | 0.0048705 | 300.623 | 296.1803 | mcf | 0.0006697 | 0.011446 | 7.3058e-05 | 6.0312e-06 | 6.0312e-06 | 0.0024353 | 0.0048705 | 300.623 | 296.1803 | mcf
E1 | 2103006000 | NtGas-Com | 0.0052613 | 0.09566 | 0.00057396 | 0.0072701 | 0.0072701 | 0.019132 | 0.038264 | 1941.8947 | 1913.1967 | mcf | 0.0052613 | 0.09566 | 0.00057396 | 0.0072701 | 0.0072701 | 0.019132 | 0.038264 | 1941.8947 | 1913.1967 | mcf
E1 | 2104002000 | CoalHt | 0.15177 | 0.071636 | 0.14115 | 0.12127 | 0.12127 | 0.019214 | 1.9818 | 461.3864 | 30.3544 | tons | 0.13287 | 0.062716 | 0.12357 | 0.10617 | 0.10617 | 0.016821 | 1.735 | 403.9349 | 26.5747 | tons
E1 | 2103002000 | Coal-Com | 0.00040148 | 0.0001895 | 0.00037338 | 0.00032078 | 0.00032078 | 5.0826e-05 | 0.0052423 | 18.4569 | 1.2205 | tons | 0.0003794 | 0.00017908 | 0.00035285 | 0.00030314 | 0.00030314 | 4.8031e-05 | 0.0049541 | 17.4368 | 1.1534 | tons
E1 | 2103008000 | Wood-Com | 0.0012268 | 4.8776e-05 | 1.0633e-05 | 0.000345 | 0.000345 | 1.2633e-05 | 0.0024539 | 11.1386 | 0.9198 | tons | 0.0010057 | 4.0924e-05 | 8.6858e-06 | 0.00029694 | 0.00029694 | 1.1446e-05 | 0.0021589 | 9.0984 | 0.75132 | tons
E1 | 2102012000 | WasteOil | 0.00052382 | 0.027346 | 0.019363 | 0.0027261 | 0.0027261 | 1.9058e-05 | 0.00651 | 145.099 | 1.0476 | 1000 gal | 0.00052382 | 0.027346 | 0.019363 | 0.0027261 | 0.0027261 | 1.9058e-05 | 0.00651 | 145.099 | 1.0476 | 1000 gal
E1 | Total |  | 12.1001 | 3.1955 | 5.0416 | 3.4478 | 3.4478 | 0.16745 | 36.6654 | 63464.5281 |  |  | 10.8869 | 2.9756 | 4.6658 | 3.0623 | 3.0623 | 0.15147 | 32.2996 | 58961.6191
E2 | 2104008100 | FP | 3.654 | 0.041486 | 0.0063825 | 0.55209 | 0.55209 | 0.028721 | 4.0306 | 510.5298 | 45.5898 | tons | 3.3792 | 0.038367 | 0.0059025 | 0.51057 | 0.51057 | 0.026561 | 3.7275 | 472.1379 | 42.1614 | tons
E2 | 2104008210 | Ins-Conv | 0.086162 | 0.004552 | 0.00065028 | 0.049747 | 0.049747 | 0.0027637 | 0.37521 | 52.0153 | 4.6449 | tons | 0.075183 | 0.0039719 | 0.00056742 | 0.043408 | 0.043408 | 0.0024115 | 0.3274 | 45.3873 | 4.053 | tons
E2 | 2104008220 | Ins-NonCat | 0.041073 | 0.0068456 | 0.0013691 | 0.041073 | 0.041073 | 0.0030805 | 0.48193 | 109.5138 | 9.7795 | tons | 0.03584 | 0.0059733 | 0.0011947 | 0.03584 | 0.03584 | 0.002688 | 0.42052 | 95.5592 | 8.5333 | tons
E2 | 2104008230 | Ins-Cat | 0.030911 | 0.0041215 | 0.00082431 | 0.02679 | 0.02679 | 0.0018547 | 0.2205 | 65.9353 | 5.888 | tons | 0.026973 | 0.0035964 | 0.00071927 | 0.023376 | 0.023376 | 0.0016184 | 0.1924 | 57.5336 | 5.1377 | tons
E2 | 2104008310 | WS-Conv | 1.7486 | 0.04791 | 0.013197 | 0.40059 | 0.40059 | 0.013099 | 3.9977 | 1055.6095 | 94.2648 | tons | 1.5258 | 0.041805 | 0.011515 | 0.34955 | 0.34955 | 0.01143 | 3.4883 | 921.0998 | 82.2532 | tons
E2 | 2104008320 | WS-NonCat | 0.83355 | 0.11175 | 0.027785 | 0.5505 | 0.5505 | 0.017348 | 8.5884 | 2222.4974 | 198.4666 | tons | 0.72734 | 0.097514 | 0.024245 | 0.48035 | 0.48035 | 0.015137 | 7.4941 | 1939.2985 | 173.1772 | tons
E2 | 2104008330 | WS-Cat | 0.62732 | 0.067284 | 0.016729 | 0.36776 | 0.36776 | 0.010445 | 5.1709 | 1338.1062 | 119.4914 | tons | 0.54739 | 0.058711 | 0.014597 | 0.3209 | 0.3209 | 0.0091137 | 4.512 | 1167.5997 | 104.2654 | tons
E2 | 2104008410 | PS-Exempt | 0.010511 | 0.018356 | 0.001467 | 0.01357 | 0.01357 | 0.00032953 | 0.045533 | 140.1326 | 12.5137 | tons | 0.009172 | 0.016017 | 0.0012801 | 0.011841 | 0.011841 | 0.00028754 | 0.039731 | 122.2764 | 10.9191 | tons
E2 | 2104008420 | PS-EPACert | 0.035455 | 0.061916 | 0.0049483 | 0.045772 | 0.045772 | 0.0011115 | 0.15358 | 472.6717 | 42.2091 | tons | 0.030937 | 0.054026 | 0.0043178 | 0.03994 | 0.03994 | 0.00096989 | 0.13401 | 412.4421 | 36.8306 | tons
E2 | 2104008610 | OWBWtd | 1.1559 | 0.041059 | 0.010184 | 0.25129 | 0.25129 | 0.006206 | 1.5421 | 814.59 | 72.742 | tons | 1.057 | 0.037546 | 0.0093124 | 0.22979 | 0.22979 | 0.0056749 | 1.4101 | 744.8881 | 66.5177 | tons
E2 | 2104004000 | COil-Res | 0.075781 | 1.1873 | 3.0719 | 0.048529 | 0.048529 | 0.0026036 | 0.047599 | 28529.0218 | 212.569 | 1000 gal | 0.070068 | 1.0978 | 2.8403 | 0.044871 | 0.044871 | 0.0024073 | 0.044011 | 26378.4477 | 196.5451 | 1000 gal
E2 | 2103004001 | COil-Com | 0.022526 | 0.56868 | 0.40197 | 0.014425 | 0.014425 | 0.00077392 | 0.014149 | 8751.3543 | 65.2061 | 1000 gal | 0.022148 | 0.55914 | 0.39522 | 0.014183 | 0.014183 | 0.00076094 | 0.013912 | 8604.5387 | 64.1122 | 1000 gal
E2 | 2104004000 | Prtbl | 0.00050319 | 0.012703 | 0.020398 | 0.00028229 | 0.00028229 | 1.7288e-05 | 0.00031606 | 193.3649 | 1.4115 | 1000 gal | 0.00047577 | 0.012011 | 0.019286 | 0.00026691 | 0.00026691 | 1.6346e-05 | 0.00029884 | 182.8296 | 1.3346 | 1000 gal
E2 | 2104004000 | DVOil | 0.0016098 | 0.025223 | 0.065257 | 0.0010309 | 0.0010309 | 5.5308e-05 | 0.0010112 | 564.4542 | 4.5156 | 1000 gal | 0.0013435 | 0.021051 | 0.054462 | 0.00086038 | 0.00086038 | 4.616e-05 | 0.00084389 | 471.085 | 3.7687 | 1000 gal
E2 | 2104006010 | NtGas-Res | 0.0006264 | 0.010706 | 6.8335e-05 | 5.6413e-06 | 5.6413e-06 | 0.0022778 | 0.0045557 | 281.1888 | 277.0333 | mcf | 0.0006264 | 0.010706 | 6.8335e-05 | 5.6413e-06 | 5.6413e-06 | 0.0022778 | 0.0045557 | 281.1888 | 277.0333 | mcf
E2 | 2103006000 | NtGas-Com | 0.0097087 | 0.17652 | 0.0010591 | 0.013416 | 0.013416 | 0.035304 | 0.070609 | 3583.3898 | 3530.4333 | mcf | 0.0097087 | 0.17652 | 0.0010591 | 0.013416 | 0.013416 | 0.035304 | 0.070609 | 3583.3898 | 3530.4333 | mcf
E2 | 2104002000 | CoalHt | 0.11268 | 0.053185 | 0.10479 | 0.090032 | 0.090032 | 0.014265 | 1.4713 | 342.5503 | 22.5362 | tons | 0.099003 | 0.046729 | 0.092073 | 0.079103 | 0.079103 | 0.012533 | 1.2927 | 300.9686 | 19.8006 | tons
E2 | 2103002000 | Coal-Com | 0.00028532 | 0.00013467 | 0.00026535 | 0.00022797 | 0.00022797 | 3.612e-05 | 0.0037256 | 13.1168 | 0.86738 | tons | 0.00026963 | 0.00012727 | 0.00025076 | 0.00021544 | 0.00021544 | 3.4134e-05 | 0.0035207 | 12.3919 | 0.81968 | tons
E2 | 2103008000 | Wood-Com | 0.00087184 | 3.4664e-05 | 7.5569e-06 | 0.00024518 | 0.00024518 | 8.9777e-06 | 0.0017439 | 7.9159 | 0.65368 | tons | 0.00071474 | 2.9083e-05 | 6.1728e-06 | 0.00021103 | 0.00021103 | 8.1342e-06 | 0.0015343 | 6.466 | 0.53394 | tons
E2 | 2102012000 | WasteOil | 0.00037227 | 0.019434 | 0.013761 | 0.0019373 | 0.0019373 | 1.3544e-05 | 0.0046265 | 103.1181 | 0.74454 | 1000 gal | 0.00037227 | 0.019434 | 0.013761 | 0.0019373 | 0.0019373 | 1.3544e-05 | 0.0046265 | 103.1181 | 0.74454 | 1000 gal
E2 | Total |  | 8.4484 | 2.4593 | 3.763 | 2.4693 | 2.4693 | 0.14031 | 26.2261 | 49151.0768 |  |  | 7.6195 | 2.3011 | 3.4902 | 2.2006 | 2.2006 | 0.12929 | 23.1827 | 45902.6469 |  |  | PM Non-Attainment Area Emission Factors (lb/mmBTU), Baseline MC
[23 empty] | VOC | NOX | SO2 | PM10-PRI | PM25-PRI | NH3 | CO
Wtd Avg | 2104008100 | FP | 4.8236 | 0.054766 | 0.0084255 | 0.7288 | 0.7288 | 0.037915 | 5.3207 | 676.4837 | 60.1824 | tons | 4.4502 | 0.050526 | 0.0077733 | 0.67239 | 0.67239 | 0.03498 | 4.9088 | 624.1163 | 55.5239 | tons | 14.2608 | 0.16191 | 0.02491 | 2.1547 | 2.1547 | 0.11209 | 15.7305
Wtd Avg | 2104008210 | Ins-Conv | 0.10443 | 0.005517 | 0.00078814 | 0.060293 | 0.060293 | 0.0033496 | 0.45476 | 63.2686 | 5.6296 | tons | 0.090891 | 0.0048018 | 0.00068597 | 0.052477 | 0.052477 | 0.0029154 | 0.3958 | 55.0666 | 4.8998 | tons | 3.3011 | 0.1744 | 0.024914 | 1.9059 | 1.9059 | 0.10589 | 14.3755
Wtd Avg | 2104008220 | Ins-NonCat | 0.049781 | 0.0082968 | 0.0016594 | 0.049781 | 0.049781 | 0.0037336 | 0.58409 | 133.2068 | 11.8527 | tons | 0.043327 | 0.0072212 | 0.0014442 | 0.043327 | 0.043327 | 0.0032496 | 0.50838 | 115.938 | 10.3161 | tons | 0.74742 | 0.12457 | 0.024914 | 0.74742 | 0.74742 | 0.056057 | 8.7698
Wtd Avg | 2104008230 | Ins-Cat | 0.037465 | 0.0049953 | 0.00099905 | 0.032469 | 0.032469 | 0.0022479 | 0.26725 | 80.2002 | 7.1362 | tons | 0.032608 | 0.0043477 | 0.00086954 | 0.02826 | 0.02826 | 0.0019565 | 0.2326 | 69.8032 | 6.2111 | tons | 0.93428 | 0.12457 | 0.024914 | 0.80971 | 0.80971 | 0.056057 | 6.6645
Wtd Avg | 2104008310 | WS-Conv | 2.1193 | 0.058066 | 0.015995 | 0.48552 | 0.48552 | 0.015876 | 4.8452 | 1283.9871 | 114.2483 | tons | 1.8446 | 0.050539 | 0.013921 | 0.42258 | 0.42258 | 0.013818 | 4.2171 | 1117.533 | 99.4379 | tons | 3.3011 | 0.090447 | 0.024914 | 0.75627 | 0.75627 | 0.024729 | 7.5472
Wtd Avg | 2104008320 | WS-NonCat | 1.0103 | 0.13545 | 0.033675 | 0.6672 | 0.6672 | 0.021025 | 10.4091 | 2703.3273 | 240.5403 | tons | 0.8793 | 0.11789 | 0.02931 | 0.58071 | 0.58071 | 0.0183 | 9.0598 | 2352.8721 | 209.3582 | tons | 0.74742 | 0.10021 | 0.024914 | 0.49362 | 0.49362 | 0.015555 | 7.701
Wtd Avg | 2104008330 | WS-Cat | 0.76031 | 0.081548 | 0.020275 | 0.44573 | 0.44573 | 0.012659 | 6.2671 | 1627.601 | 144.8229 | tons | 0.66175 | 0.070977 | 0.017647 | 0.38795 | 0.38795 | 0.011018 | 5.4546 | 1416.6013 | 126.049 | tons | 0.93428 | 0.10021 | 0.024914 | 0.54771 | 0.54771 | 0.015555 | 7.701
Wtd Avg | 2104008410 | PS-Exempt | 0.01274 | 0.022248 | 0.001778 | 0.016447 | 0.016447 | 0.00039939 | 0.055186 | 170.4498 | 15.1665 | tons | 0.011088 | 0.019364 | 0.0015475 | 0.014315 | 0.014315 | 0.00034762 | 0.048032 | 148.353 | 13.2004 | tons | 0.14948 | 0.26105 | 0.020863 | 0.19298 | 0.19298 | 0.0046863 | 0.64753
Wtd Avg | 2104008420 | PS-EPACert | 0.042972 | 0.075042 | 0.0059974 | 0.055476 | 0.055476 | 0.0013472 | 0.18614 | 574.9326 | 51.1571 | tons | 0.037401 | 0.065314 | 0.0052199 | 0.048284 | 0.048284 | 0.0011725 | 0.16201 | 500.3993 | 44.5255 | tons | 0.14948 | 0.26105 | 0.020863 | 0.19298 | 0.19298 | 0.0046863 | 0.64753
Wtd Avg | 2104008610 | OWBWtd | 1.2068 | 0.04287 | 0.010633 | 0.26237 | 0.26237 | 0.0064797 | 1.6101 | 853.2781 | 75.9506 | tons | 1.1034 | 0.039197 | 0.0097219 | 0.23989 | 0.23989 | 0.0059245 | 1.4722 | 780.1678 | 69.4431 | tons | 2.8287 | 0.10048 | 0.024923 | 0.61498 | 0.61498 | 0.015188 | 3.774
Wtd Avg | 2104004000 | COil-Res | 0.08897 | 1.394 | 3.6066 | 0.056976 | 0.056976 | 0.0030567 | 0.055884 | 33494.454 | 249.5663 | 1000 gal | 0.082167 | 1.2874 | 3.3308 | 0.052619 | 0.052619 | 0.002823 | 0.051611 | 30933.377 | 230.4838 | 1000 gal | 0.0053125 | 0.083238 | 0.21535 | 0.0034021 | 0.0034021 | 0.00018252 | 0.0033369
Wtd Avg | 2103004001 | COil-Com | 0.027504 | 0.69436 | 0.49081 | 0.017614 | 0.017614 | 0.00094497 | 0.017276 | 10685.4481 | 79.617 | 1000 gal | 0.027043 | 0.68271 | 0.48257 | 0.017318 | 0.017318 | 0.00092911 | 0.016986 | 10506.1854 | 78.2813 | 1000 gal | 0.005148 | 0.12996 | 0.091864 | 0.0032967 | 0.0032967 | 0.00017687 | 0.0032335
Wtd Avg | 2104004000 | Prtbl | 0.00059338 | 0.01498 | 0.024053 | 0.00033289 | 0.00033289 | 2.0387e-05 | 0.00037271 | 228.0212 | 1.6644 | 1000 gal | 0.00056027 | 0.014144 | 0.022712 | 0.00031432 | 0.00031432 | 1.9249e-05 | 0.00035192 | 215.3005 | 1.5716 | 1000 gal | 0.0052046 | 0.13139 | 0.21098 | 0.0029198 | 0.0029198 | 0.00017881 | 0.0032691
Wtd Avg | 2104004000 | DVOil | 0.0022927 | 0.035923 | 0.092939 | 0.0014682 | 0.0014682 | 7.877e-05 | 0.0014401 | 803.896 | 6.4312 | 1000 gal | 0.0019002 | 0.029772 | 0.077027 | 0.0012169 | 0.0012169 | 6.5284e-05 | 0.0011935 | 666.2604 | 5.3301 | 1000 gal | 0.005704 | 0.089371 | 0.23122 | 0.0036528 | 0.0036528 | 0.00019597 | 0.0035828
Wtd Avg | 2104006010 | NtGas-Res | 0.00064991 | 0.011107 | 7.0899e-05 | 5.8529e-06 | 5.8529e-06 | 0.0023633 | 0.0047266 | 291.7388 | 287.4274 | mcf | 0.00064991 | 0.011107 | 7.0899e-05 | 5.8529e-06 | 5.8529e-06 | 0.0023633 | 0.0047266 | 291.7388 | 287.4274 | mcf | 0.0044554 | 0.076147 | 0.00048604 | 4.0124e-05 | 4.0124e-05 | 0.016201 | 0.032403
Wtd Avg | 2103006000 | NtGas-Com | 0.0072944 | 0.13263 | 0.00079575 | 0.01008 | 0.01008 | 0.026525 | 0.05305 | 2692.2925 | 2652.5049 | mcf | 0.0072944 | 0.13263 | 0.00079575 | 0.01008 | 0.01008 | 0.026525 | 0.05305 | 2692.2925 | 2652.5049 | mcf | 0.0054187 | 0.098522 | 0.00059113 | 0.0074877 | 0.0074877 | 0.019704 | 0.039409
Wtd Avg | 2104002000 | CoalHt | 0.1339 | 0.063202 | 0.12453 | 0.10699 | 0.10699 | 0.016951 | 1.7484 | 407.0613 | 26.7804 | tons | 0.11739 | 0.055408 | 0.10917 | 0.093794 | 0.093794 | 0.014861 | 1.5328 | 356.8646 | 23.4779 | tons | 0.65789 | 0.31053 | 0.61184 | 0.52566 | 0.52566 | 0.083286 | 8.5905
Wtd Avg | 2103002000 | Coal-Com | 0.00034838 | 0.00016444 | 0.00032399 | 0.00027836 | 0.00027836 | 4.4103e-05 | 0.004549 | 16.0157 | 1.0591 | tons | 0.00032922 | 0.00015539 | 0.00030618 | 0.00026305 | 0.00026305 | 4.1678e-05 | 0.0042988 | 15.1305 | 1.0008 | tons
Wtd Avg | 2103008000 | Wood-Com | 0.0010645 | 4.2325e-05 | 9.2271e-06 | 0.00029937 | 0.00029937 | 1.0962e-05 | 0.0021293 | 9.6654 | 0.79814 | tons | 0.0008727 | 3.5511e-05 | 7.537e-06 | 0.00025767 | 0.00025767 | 9.9319e-06 | 0.0018734 | 7.895 | 0.65195 | tons
Wtd Avg | 2102012000 | WasteOil | 0.00045454 | 0.023729 | 0.016802 | 0.0023655 | 0.0023655 | 1.6537e-05 | 0.005649 | 125.9078 | 0.90908 | 1000 gal | 0.00045454 | 0.023729 | 0.016802 | 0.0023655 | 0.0023655 | 1.6537e-05 | 0.005649 | 125.9078 | 0.90908 | 1000 gal | 0.0072202 | 0.37693 | 0.2669 | 0.037575 | 0.037575 | 0.00026269 | 0.089732
Wtd Avg | Total |  | 10.4307 | 2.8589 | 4.4571 | 3.0005 | 3.0005 | 0.15504 | 31.8931 | 56921.236 |  |  | 9.3932 | 2.6673 | 4.1284 | 2.6684 | 2.6684 | 0.14134 | 28.1319 | 52991.8032 |  |  | 0.35452 | 0.10067 | 0.15581 | 0.10071 | 0.10071 | 0.0053342 | 1.0617
[19 empty] | Residential: | 39644.392 | mmBTU/episode day
[20 empty] | #VALUE! | BTU/HH/episode day |  | PM Non-Attainment Area Emission Factors (lb/mmBTU), Baseline MC
[8 empty] | Needed Aggregations for Measure Benefit Calcs | [14 empty] | VOC | NOX | SO2 | PM10-PRI | PM25-PRI | NH3 | CO
[12 empty] | Uncertified Residential Solid-Fuel Heaters (cordwood insert/stove, OWB, Coal Ht): | 7.6065 | 0.20047 | 0.14127 | 1.4811 | 1.4811 | 0.072498 | 12.5267 | 2933.7483 |  |  | 5.1855 | 0.13667 | 0.09631 | 1.0097 | 1.0097 | 0.049424 | 8.5397
[12 empty] | Phase II Wood Heaters (Cert cordwood insert or stove): | 1.617 | 0.20043 | 0.04927 | 1.0402 | 1.0402 | 0.034524 | 15.2554 | 3955.2147 |  |  | 0.81765 | 0.10135 | 0.024914 | 0.52601 | 0.52601 | 0.017457 | 7.7141
[12 empty] | Residential Oil Devices (central, DV, portable): | 0.084628 | 1.3313 | 3.4305 | 0.05415 | 0.05415 | 0.0029075 | 0.053156 | 31814.9379 | 237.3854 | 1000 gal | 0.00532 | 0.083692 | 0.21566 | 0.0034041 | 0.0034041 | 0.00018278 | 0.0033416
[12 empty] | Other Residential Fuels: | 0.11804 | 0.066515 | 0.10924 | 0.0938 | 0.0938 | 0.017224 | 1.5375 | 648.6034 |  |  | 0.36398 | 0.2051 | 0.33686 | 0.28924 | 0.28924 | 0.053112 | 4.7411
[12 empty] | Commercial Oil: | 0.027043 | 0.68271 | 0.48257 | 0.017318 | 0.017318 | 0.00092911 | 0.016986 | 10506.1854 | 78.2813 | 1000 gal | 0.005148 | 0.12996 | 0.091864 | 0.0032967 | 0.0032967 | 0.00017687 | 0.0032335
[12 empty] | All Wood Devices: | 9.1554 | 0.43021 | 0.088148 | 2.4904 | 2.4904 | 0.093691 | 26.4612 | 7188.7457 | 639.6169 | tons/day | 2.5472 | 0.11969 | 0.024524 | 0.69287 | 0.69287 | 0.026066 | 7.3618
[12 empty] | All Other Devices/Fuels: | 0.0080782 | 0.15651 | 0.017904 | 0.012708 | 0.012708 | 0.026583 | 0.062998 | 2833.3308 |  |  | 0.0057022 | 0.11048 | 0.012638 | 0.0089704 | 0.0089704 | 0.018765 | 0.044469
[12 empty] | CheckSum: | 9.3932 | 2.6673 | 4.1284 | 2.6684 | 2.6684 | 0.14134 | 28.1319 | 52991.8032 |  |  | 0.35452 | 0.10067 | 0.15581 | 0.10071 | 0.10071 | 0.0053342 | 1.0617
[21 empty] | 380.1009 | cords/episode day
[19 empty] | HDD-Based Episode Day/Avg Annual Day Use: | 1.9303 | 71873.8298 | cords/year

## DevSumOut-2024BSR
Summary of Space Heating Emissions and Energy Use by Device Averaged Across Each Modeling Episode
BSR, 2024
|  |  | Grid 3 Domain | [9 empty] | PM Non-Attainment Area
|  | Source | Space Heating Emissions (tons/day) | [6 empty] | Avg Daily |  | Fuel Use | Space Heating Emissions (tons/day) | [6 empty] | Avg Daily |  | Fuel Use
Episode | SCC | Category | VOC | NOX | SO2 | PM10-PRI | PM25-PRI | NH3 | CO | mmBTU | Fuel Use | Units | VOC | NOX | SO2 | PM10-PRI | PM25-PRI | NH3 | CO | mmBTU | Fuel Use | Units
E1 | 2104008100 | FP | 5.8979 | 0.066963 | 0.010302 | 0.89112 | 0.89112 | 0.046359 | 6.5057 | 828.7982 | 73.5865 | tons | 5.4345 | 0.061702 | 0.0094926 | 0.82111 | 0.82111 | 0.042717 | 5.9946 | 763.677 | 67.8046 | tons
E1 | 2104008210 | Ins-Conv | 0.12165 | 0.0064269 | 0.00091813 | 0.070237 | 0.070237 | 0.0039021 | 0.52976 | 73.8639 | 6.5581 | tons | 0.10572 | 0.0055852 | 0.00079789 | 0.061038 | 0.061038 | 0.003391 | 0.46038 | 64.19 | 5.6992 | tons
E1 | 2104008220 | Ins-NonCat | 0.057992 | 0.0096653 | 0.0019331 | 0.057992 | 0.057992 | 0.0043494 | 0.68043 | 155.5142 | 13.8076 | tons | 0.050396 | 0.0083994 | 0.0016799 | 0.050396 | 0.050396 | 0.0037797 | 0.59132 | 135.1467 | 11.9993 | tons
E1 | 2104008230 | Ins-Cat | 0.043644 | 0.0058192 | 0.0011638 | 0.037825 | 0.037825 | 0.0026186 | 0.31133 | 93.6309 | 8.3132 | tons | 0.037928 | 0.0050571 | 0.0010114 | 0.032871 | 0.032871 | 0.0022757 | 0.27055 | 81.3682 | 7.2244 | tons
E1 | 2104008310 | WS-Conv | 2.4688 | 0.067644 | 0.018633 | 0.5656 | 0.5656 | 0.018494 | 5.6444 | 1499.0099 | 133.0925 | tons | 2.1455 | 0.058784 | 0.016192 | 0.49152 | 0.49152 | 0.016072 | 4.9051 | 1302.6861 | 115.6615 | tons
E1 | 2104008320 | WS-NonCat | 1.1769 | 0.15779 | 0.03923 | 0.77725 | 0.77725 | 0.024493 | 12.126 | 3156.0399 | 280.2151 | tons | 1.0228 | 0.13712 | 0.034092 | 0.67546 | 0.67546 | 0.021285 | 10.5379 | 2742.6966 | 243.5157 | tons
E1 | 2104008330 | WS-Cat | 0.88572 | 0.094999 | 0.023619 | 0.51925 | 0.51925 | 0.014747 | 7.3008 | 1900.1671 | 168.71 | tons | 0.76972 | 0.082557 | 0.020526 | 0.45124 | 0.45124 | 0.012815 | 6.3446 | 1651.3042 | 146.6143 | tons
E1 | 2104008410 | PS-Exempt | 0.014841 | 0.025917 | 0.0020713 | 0.01916 | 0.01916 | 0.00046527 | 0.064288 | 198.9942 | 17.6681 | tons | 0.012897 | 0.022523 | 0.0018 | 0.01665 | 0.01665 | 0.00040433 | 0.055868 | 172.9322 | 15.3541 | tons
E1 | 2104008420 | PS-EPACert | 0.050059 | 0.087419 | 0.0069866 | 0.064626 | 0.064626 | 0.0015694 | 0.21685 | 671.2137 | 59.595 | tons | 0.043503 | 0.07597 | 0.0060715 | 0.056162 | 0.056162 | 0.0013638 | 0.18845 | 583.3055 | 51.7899 | tons
E1 | 2104008610 | OWBWtd | 1.269 | 0.045079 | 0.011181 | 0.27589 | 0.27589 | 0.0068135 | 1.6931 | 899.4853 | 79.8626 | tons | 1.1602 | 0.041212 | 0.010222 | 0.25222 | 0.25222 | 0.0062291 | 1.5478 | 822.3378 | 73.0129 | tons
E1 | 2104004000 | COil-Res | 0.1006 | 1.5763 | 4.0782 | 0.064426 | 0.064426 | 0.0034564 | 0.063191 | 37874.2389 | 282.1999 | 1000 gal | 0.092853 | 1.4548 | 3.7639 | 0.059462 | 0.059462 | 0.0031901 | 0.058322 | 34955.9954 | 260.4562 | 1000 gal
E1 | 2103004001 | COil-Com | 0.03213 | 0.81113 | 0.57334 | 0.020576 | 0.020576 | 0.0011039 | 0.020181 | 12482.3711 | 93.0058 | 1000 gal | 0.031595 | 0.79762 | 0.56379 | 0.020233 | 0.020233 | 0.0010855 | 0.019845 | 12274.4839 | 91.4568 | 1000 gal
E1 | 2104004000 | Prtbl | 0.00067431 | 0.017023 | 0.027334 | 0.00037829 | 0.00037829 | 2.3167e-05 | 0.00042354 | 259.1222 | 1.8915 | 1000 gal | 0.00063614 | 0.01606 | 0.025787 | 0.00035688 | 0.00035688 | 2.1856e-05 | 0.00039957 | 244.4543 | 1.7844 | 1000 gal
E1 | 2104004000 | DVOil | 0.0028815 | 0.045147 | 0.1168 | 0.0018453 | 0.0018453 | 9.8998e-05 | 0.0018099 | 1010.3285 | 8.0826 | 1000 gal | 0.0023807 | 0.037301 | 0.096505 | 0.0015246 | 0.0015246 | 8.1793e-05 | 0.0014953 | 834.7407 | 6.6779 | 1000 gal
E1 | 2104006010 | NtGas-Res | 0.0006697 | 0.011446 | 7.3058e-05 | 6.0312e-06 | 6.0312e-06 | 0.0024353 | 0.0048705 | 300.623 | 296.1803 | mcf | 0.0006697 | 0.011446 | 7.3058e-05 | 6.0312e-06 | 6.0312e-06 | 0.0024353 | 0.0048705 | 300.623 | 296.1803 | mcf
E1 | 2103006000 | NtGas-Com | 0.0052613 | 0.09566 | 0.00057396 | 0.0072701 | 0.0072701 | 0.019132 | 0.038264 | 1941.8947 | 1913.1967 | mcf | 0.0052613 | 0.09566 | 0.00057396 | 0.0072701 | 0.0072701 | 0.019132 | 0.038264 | 1941.8947 | 1913.1967 | mcf
E1 | 2104002000 | CoalHt | 0.1529 | 0.07217 | 0.1422 | 0.12217 | 0.12217 | 0.019357 | 1.9965 | 464.8253 | 30.5806 | tons | 0.13387 | 0.063185 | 0.1245 | 0.10696 | 0.10696 | 0.016947 | 1.748 | 406.9521 | 26.7732 | tons
E1 | 2103002000 | Coal-Com | 0.00040148 | 0.0001895 | 0.00037338 | 0.00032078 | 0.00032078 | 5.0826e-05 | 0.0052423 | 18.4569 | 1.2205 | tons | 0.0003794 | 0.00017908 | 0.00035285 | 0.00030314 | 0.00030314 | 4.8031e-05 | 0.0049541 | 17.4368 | 1.1534 | tons
E1 | 2103008000 | Wood-Com | 0.0012268 | 4.8776e-05 | 1.0633e-05 | 0.000345 | 0.000345 | 1.2633e-05 | 0.0024539 | 11.1386 | 0.9198 | tons | 0.0010057 | 4.0924e-05 | 8.6858e-06 | 0.00029694 | 0.00029694 | 1.1446e-05 | 0.0021589 | 9.0984 | 0.75132 | tons
E1 | 2102012000 | WasteOil | 0.00052382 | 0.027346 | 0.019363 | 0.0027261 | 0.0027261 | 1.9058e-05 | 0.00651 | 145.099 | 1.0476 | 1000 gal | 0.00052382 | 0.027346 | 0.019363 | 0.0027261 | 0.0027261 | 1.9058e-05 | 0.00651 | 145.099 | 1.0476 | 1000 gal
E1 | Total |  | 12.2838 | 3.2242 | 5.0743 | 3.499 | 3.499 | 0.1695 | 37.2121 | 63984.8155 |  |  | 11.0522 | 3.0026 | 4.6968 | 3.1078 | 3.1078 | 0.1533 | 32.7813 | 59450.4226
E2 | 2104008100 | FP | 3.7102 | 0.042125 | 0.0064808 | 0.56059 | 0.56059 | 0.029163 | 4.0926 | 518.388 | 46.2915 | tons | 3.4312 | 0.038957 | 0.0059934 | 0.51843 | 0.51843 | 0.02697 | 3.7848 | 479.4065 | 42.8105 | tons
E2 | 2104008210 | Ins-Conv | 0.087487 | 0.004622 | 0.00066028 | 0.050512 | 0.050512 | 0.0028062 | 0.38098 | 52.8153 | 4.7163 | tons | 0.07634 | 0.004033 | 0.00057615 | 0.044075 | 0.044075 | 0.0024486 | 0.33244 | 46.0855 | 4.1154 | tons
E2 | 2104008220 | Ins-NonCat | 0.041705 | 0.0069509 | 0.0013902 | 0.041705 | 0.041705 | 0.0031279 | 0.48934 | 111.1981 | 9.9299 | tons | 0.036391 | 0.0060652 | 0.001213 | 0.036391 | 0.036391 | 0.0027293 | 0.42699 | 97.0291 | 8.6646 | tons
E2 | 2104008230 | Ins-Cat | 0.031387 | 0.0041849 | 0.00083698 | 0.027202 | 0.027202 | 0.0018832 | 0.22389 | 66.9494 | 5.9785 | tons | 0.027388 | 0.0036517 | 0.00073033 | 0.023736 | 0.023736 | 0.0016433 | 0.19536 | 58.4186 | 5.2167 | tons
E2 | 2104008310 | WS-Conv | 1.7755 | 0.048647 | 0.0134 | 0.40676 | 0.40676 | 0.0133 | 4.0592 | 1071.8444 | 95.7145 | tons | 1.5493 | 0.042448 | 0.011692 | 0.35493 | 0.35493 | 0.011606 | 3.542 | 935.2691 | 83.5185 | tons
E2 | 2104008320 | WS-NonCat | 0.84637 | 0.11347 | 0.028212 | 0.55897 | 0.55897 | 0.017615 | 8.7205 | 2256.6786 | 201.5189 | tons | 0.73853 | 0.099014 | 0.024618 | 0.48774 | 0.48774 | 0.01537 | 7.6093 | 1969.1308 | 175.8412 | tons
E2 | 2104008330 | WS-Cat | 0.63697 | 0.068319 | 0.016986 | 0.37342 | 0.37342 | 0.010605 | 5.2504 | 1358.6858 | 121.3292 | tons | 0.55581 | 0.059614 | 0.014822 | 0.32584 | 0.32584 | 0.0092539 | 4.5814 | 1185.5609 | 105.8693 | tons
E2 | 2104008410 | PS-Exempt | 0.010673 | 0.018639 | 0.0014896 | 0.013779 | 0.013779 | 0.0003346 | 0.046233 | 142.2878 | 12.7061 | tons | 0.0093131 | 0.016264 | 0.0012998 | 0.012023 | 0.012023 | 0.00029196 | 0.040342 | 124.1574 | 11.0871 | tons
E2 | 2104008420 | PS-EPACert | 0.036001 | 0.062868 | 0.0050244 | 0.046476 | 0.046476 | 0.0011286 | 0.15595 | 479.9412 | 42.8582 | tons | 0.031413 | 0.054858 | 0.0043842 | 0.040554 | 0.040554 | 0.00098481 | 0.13608 | 418.7867 | 37.3972 | tons
E2 | 2104008610 | OWBWtd | 1.1736 | 0.041691 | 0.01034 | 0.25515 | 0.25515 | 0.0063014 | 1.5658 | 827.1214 | 73.861 | tons | 1.0732 | 0.038124 | 0.0094557 | 0.23332 | 0.23332 | 0.0057623 | 1.4318 | 756.3489 | 67.5411 | tons
E2 | 2104004000 | COil-Res | 0.07618 | 1.1936 | 3.0881 | 0.048785 | 0.048785 | 0.0026173 | 0.04785 | 28679.4556 | 213.6898 | 1000 gal | 0.070445 | 1.1038 | 2.8556 | 0.045112 | 0.045112 | 0.0024203 | 0.044248 | 26520.383 | 197.6027 | 1000 gal
E2 | 2103004001 | COil-Com | 0.022834 | 0.57645 | 0.40746 | 0.014622 | 0.014622 | 0.0007845 | 0.014342 | 8870.8986 | 66.0968 | 1000 gal | 0.022453 | 0.56685 | 0.40067 | 0.014379 | 0.014379 | 0.00077143 | 0.014103 | 8723.1585 | 64.996 | 1000 gal
E2 | 2104004000 | Prtbl | 0.00050692 | 0.012797 | 0.020549 | 0.00028439 | 0.00028439 | 1.7416e-05 | 0.0003184 | 194.7971 | 1.4219 | 1000 gal | 0.0004793 | 0.0121 | 0.019429 | 0.00026889 | 0.00026889 | 1.6467e-05 | 0.00030106 | 184.1853 | 1.3445 | 1000 gal
E2 | 2104004000 | DVOil | 0.0016175 | 0.025344 | 0.06557 | 0.0010359 | 0.0010359 | 5.5574e-05 | 0.001016 | 567.1628 | 4.5373 | 1000 gal | 0.0013502 | 0.021156 | 0.054734 | 0.00086467 | 0.00086467 | 4.639e-05 | 0.0008481 | 473.432 | 3.7875 | 1000 gal
E2 | 2104006010 | NtGas-Res | 0.0006264 | 0.010706 | 6.8335e-05 | 5.6413e-06 | 5.6413e-06 | 0.0022778 | 0.0045557 | 281.1888 | 277.0333 | mcf | 0.0006264 | 0.010706 | 6.8335e-05 | 5.6413e-06 | 5.6413e-06 | 0.0022778 | 0.0045557 | 281.1888 | 277.0333 | mcf
E2 | 2103006000 | NtGas-Com | 0.0097087 | 0.17652 | 0.0010591 | 0.013416 | 0.013416 | 0.035304 | 0.070609 | 3583.3898 | 3530.4333 | mcf | 0.0097087 | 0.17652 | 0.0010591 | 0.013416 | 0.013416 | 0.035304 | 0.070609 | 3583.3898 | 3530.4333 | mcf
E2 | 2104002000 | CoalHt | 0.11351 | 0.053579 | 0.10557 | 0.090698 | 0.090698 | 0.01437 | 1.4822 | 345.0839 | 22.7029 | tons | 0.099737 | 0.047076 | 0.092755 | 0.07969 | 0.07969 | 0.012626 | 1.3023 | 303.1999 | 19.9474 | tons
E2 | 2103002000 | Coal-Com | 0.00028532 | 0.00013467 | 0.00026535 | 0.00022797 | 0.00022797 | 3.612e-05 | 0.0037256 | 13.1168 | 0.86738 | tons | 0.00026963 | 0.00012727 | 0.00025076 | 0.00021544 | 0.00021544 | 3.4134e-05 | 0.0035207 | 12.3919 | 0.81968 | tons
E2 | 2103008000 | Wood-Com | 0.00087184 | 3.4664e-05 | 7.5569e-06 | 0.00024518 | 0.00024518 | 8.9777e-06 | 0.0017439 | 7.9159 | 0.65368 | tons | 0.00071474 | 2.9083e-05 | 6.1728e-06 | 0.00021103 | 0.00021103 | 8.1342e-06 | 0.0015343 | 6.466 | 0.53394 | tons
E2 | 2102012000 | WasteOil | 0.00037227 | 0.019434 | 0.013761 | 0.0019373 | 0.0019373 | 1.3544e-05 | 0.0046265 | 103.1181 | 0.74454 | 1000 gal | 0.00037227 | 0.019434 | 0.013761 | 0.0019373 | 0.0019373 | 1.3544e-05 | 0.0046265 | 103.1181 | 0.74454 | 1000 gal
E2 | Total |  | 8.5765 | 2.4801 | 3.7872 | 2.5058 | 2.5058 | 0.14175 | 26.6159 | 49532.0375 |  |  | 7.735 | 2.3208 | 3.5131 | 2.2331 | 2.2331 | 0.13058 | 23.5273 | 46261.1069 |  |  | PM Non-Attainment Area Emission Factors (lb/mmBTU), Baseline MC
[23 empty] | VOC | NOX | SO2 | PM10-PRI | PM25-PRI | NH3 | CO
Wtd Avg | 2104008100 | FP | 4.8978 | 0.055609 | 0.0085552 | 0.74002 | 0.74002 | 0.038498 | 5.4026 | 686.8964 | 61.1088 | tons | 4.5187 | 0.051304 | 0.007893 | 0.68274 | 0.68274 | 0.035518 | 4.9844 | 633.7248 | 56.3787 | tons | 14.2608 | 0.16191 | 0.02491 | 2.1547 | 2.1547 | 0.11209 | 15.7305
Wtd Avg | 2104008210 | Ins-Conv | 0.10603 | 0.0056018 | 0.00080026 | 0.06122 | 0.06122 | 0.0034011 | 0.46175 | 64.2417 | 5.7162 | tons | 0.092289 | 0.0048756 | 0.00069652 | 0.053284 | 0.053284 | 0.0029602 | 0.40189 | 55.9137 | 4.9752 | tons | 3.3011 | 0.1744 | 0.024914 | 1.9059 | 1.9059 | 0.10589 | 14.3755
Wtd Avg | 2104008220 | Ins-NonCat | 0.050546 | 0.0084244 | 0.0016849 | 0.050546 | 0.050546 | 0.003791 | 0.59308 | 135.2554 | 12.0349 | tons | 0.043994 | 0.0073323 | 0.0014665 | 0.043994 | 0.043994 | 0.0032995 | 0.5162 | 117.7215 | 10.4748 | tons | 0.74742 | 0.12457 | 0.024914 | 0.74742 | 0.74742 | 0.056057 | 8.7698
Wtd Avg | 2104008230 | Ins-Cat | 0.038041 | 0.0050721 | 0.0010144 | 0.032969 | 0.032969 | 0.0022824 | 0.27136 | 81.4337 | 7.2459 | tons | 0.033109 | 0.0044146 | 0.00088292 | 0.028695 | 0.028695 | 0.0019866 | 0.23618 | 70.877 | 6.3066 | tons | 0.93428 | 0.12457 | 0.024914 | 0.80971 | 0.80971 | 0.056057 | 6.6645
Wtd Avg | 2104008310 | WS-Conv | 2.1519 | 0.058959 | 0.016241 | 0.49299 | 0.49299 | 0.01612 | 4.9197 | 1303.7342 | 116.0054 | tons | 1.8729 | 0.051316 | 0.014135 | 0.42908 | 0.42908 | 0.01403 | 4.282 | 1134.724 | 100.9676 | tons | 3.3011 | 0.090447 | 0.024914 | 0.75627 | 0.75627 | 0.024729 | 7.5472
Wtd Avg | 2104008320 | WS-NonCat | 1.0258 | 0.13753 | 0.034193 | 0.67747 | 0.67747 | 0.021349 | 10.5692 | 2744.9033 | 244.2397 | tons | 0.89282 | 0.1197 | 0.029761 | 0.58964 | 0.58964 | 0.018581 | 9.1991 | 2389.0665 | 212.5788 | tons | 0.74742 | 0.10021 | 0.024914 | 0.49362 | 0.49362 | 0.015555 | 7.701
Wtd Avg | 2104008330 | WS-Cat | 0.77201 | 0.082802 | 0.020587 | 0.45258 | 0.45258 | 0.012853 | 6.3634 | 1652.6328 | 147.0502 | tons | 0.67193 | 0.072069 | 0.017918 | 0.39391 | 0.39391 | 0.011187 | 5.5385 | 1438.393 | 127.988 | tons | 0.93428 | 0.10021 | 0.024914 | 0.54771 | 0.54771 | 0.015555 | 7.701
Wtd Avg | 2104008410 | PS-Exempt | 0.012936 | 0.02259 | 0.0018054 | 0.0167 | 0.0167 | 0.00040553 | 0.056034 | 173.0713 | 15.3998 | tons | 0.011259 | 0.019661 | 0.0015713 | 0.014535 | 0.014535 | 0.00035296 | 0.048771 | 150.6351 | 13.4035 | tons | 0.14948 | 0.26105 | 0.020863 | 0.19298 | 0.19298 | 0.0046863 | 0.64753
Wtd Avg | 2104008420 | PS-EPACert | 0.043633 | 0.076196 | 0.0060896 | 0.056329 | 0.056329 | 0.0013679 | 0.18901 | 583.7749 | 51.9439 | tons | 0.037976 | 0.066319 | 0.0053002 | 0.049027 | 0.049027 | 0.0011906 | 0.1645 | 508.0969 | 45.2104 | tons | 0.14948 | 0.26105 | 0.020863 | 0.19298 | 0.19298 | 0.0046863 | 0.64753
Wtd Avg | 2104008610 | OWBWtd | 1.2254 | 0.04353 | 0.010797 | 0.26641 | 0.26641 | 0.0065794 | 1.6349 | 866.4046 | 77.119 | tons | 1.1204 | 0.0398 | 0.0098715 | 0.24358 | 0.24358 | 0.0060157 | 1.4948 | 792.1715 | 70.5115 | tons | 2.8287 | 0.10048 | 0.024923 | 0.61498 | 0.61498 | 0.015188 | 3.774
Wtd Avg | 2104004000 | COil-Res | 0.089439 | 1.4013 | 3.6256 | 0.057276 | 0.057276 | 0.0030728 | 0.056178 | 33670.9094 | 250.881 | 1000 gal | 0.082609 | 1.2943 | 3.3487 | 0.052902 | 0.052902 | 0.0028382 | 0.051888 | 31099.7154 | 231.7231 | 1000 gal | 0.0053125 | 0.083238 | 0.21535 | 0.0034021 | 0.0034021 | 0.00018252 | 0.0033369
Wtd Avg | 2103004001 | COil-Com | 0.02788 | 0.70385 | 0.49751 | 0.017854 | 0.017854 | 0.00095787 | 0.017512 | 10831.4122 | 80.7046 | 1000 gal | 0.027416 | 0.69212 | 0.48922 | 0.017557 | 0.017557 | 0.00094192 | 0.01722 | 10651.0208 | 79.3605 | 1000 gal | 0.005148 | 0.12996 | 0.091864 | 0.0032967 | 0.0032967 | 0.00017687 | 0.0032335
Wtd Avg | 2104004000 | Prtbl | 0.00059779 | 0.015091 | 0.024232 | 0.00033536 | 0.00033536 | 2.0538e-05 | 0.00037548 | 229.7164 | 1.6768 | 1000 gal | 0.00056444 | 0.01425 | 0.022881 | 0.00031666 | 0.00031666 | 1.9392e-05 | 0.00035453 | 216.9028 | 1.5833 | 1000 gal | 0.0052046 | 0.13139 | 0.21098 | 0.0029198 | 0.0029198 | 0.00017881 | 0.0032691
Wtd Avg | 2104004000 | DVOil | 0.0023037 | 0.036094 | 0.093383 | 0.0014752 | 0.0014752 | 7.9147e-05 | 0.001447 | 807.7385 | 6.4619 | 1000 gal | 0.0019096 | 0.02992 | 0.077409 | 0.0012229 | 0.0012229 | 6.5608e-05 | 0.0011995 | 669.571 | 5.3566 | 1000 gal | 0.005704 | 0.089371 | 0.23122 | 0.0036528 | 0.0036528 | 0.00019597 | 0.0035828
Wtd Avg | 2104006010 | NtGas-Res | 0.00064991 | 0.011107 | 7.0899e-05 | 5.8529e-06 | 5.8529e-06 | 0.0023633 | 0.0047266 | 291.7388 | 287.4274 | mcf | 0.00064991 | 0.011107 | 7.0899e-05 | 5.8529e-06 | 5.8529e-06 | 0.0023633 | 0.0047266 | 291.7388 | 287.4274 | mcf | 0.0044554 | 0.076147 | 0.00048604 | 4.0124e-05 | 4.0124e-05 | 0.016201 | 0.032403
Wtd Avg | 2103006000 | NtGas-Com | 0.0072944 | 0.13263 | 0.00079575 | 0.01008 | 0.01008 | 0.026525 | 0.05305 | 2692.2925 | 2652.5049 | mcf | 0.0072944 | 0.13263 | 0.00079575 | 0.01008 | 0.01008 | 0.026525 | 0.05305 | 2692.2925 | 2652.5049 | mcf | 0.0054187 | 0.098522 | 0.00059113 | 0.0074877 | 0.0074877 | 0.019704 | 0.039409
Wtd Avg | 2104002000 | CoalHt | 0.1349 | 0.063671 | 0.12545 | 0.10778 | 0.10778 | 0.017077 | 1.7614 | 410.0863 | 26.9794 | tons | 0.11826 | 0.055821 | 0.10999 | 0.094493 | 0.094493 | 0.014972 | 1.5442 | 359.5225 | 23.6528 | tons | 0.65789 | 0.31053 | 0.61184 | 0.52566 | 0.52566 | 0.083286 | 8.5905
Wtd Avg | 2103002000 | Coal-Com | 0.00034838 | 0.00016444 | 0.00032399 | 0.00027836 | 0.00027836 | 4.4103e-05 | 0.004549 | 16.0157 | 1.0591 | tons | 0.00032922 | 0.00015539 | 0.00030618 | 0.00026305 | 0.00026305 | 4.1678e-05 | 0.0042988 | 15.1305 | 1.0008 | tons
Wtd Avg | 2103008000 | Wood-Com | 0.0010645 | 4.2325e-05 | 9.2271e-06 | 0.00029937 | 0.00029937 | 1.0962e-05 | 0.0021293 | 9.6654 | 0.79814 | tons | 0.0008727 | 3.5511e-05 | 7.537e-06 | 0.00025767 | 0.00025767 | 9.9319e-06 | 0.0018734 | 7.895 | 0.65195 | tons
Wtd Avg | 2102012000 | WasteOil | 0.00045454 | 0.023729 | 0.016802 | 0.0023655 | 0.0023655 | 1.6537e-05 | 0.005649 | 125.9078 | 0.90908 | 1000 gal | 0.00045454 | 0.023729 | 0.016802 | 0.0023655 | 0.0023655 | 1.6537e-05 | 0.005649 | 125.9078 | 0.90908 | 1000 gal | 0.0072202 | 0.37693 | 0.2669 | 0.037575 | 0.037575 | 0.00026269 | 0.089732
Wtd Avg | Total |  | 10.589 | 2.884 | 4.4859 | 3.045 | 3.045 | 0.15682 | 32.3681 | 57377.8313 |  |  | 9.5358 | 2.6909 | 4.1557 | 2.708 | 2.708 | 0.14292 | 28.5509 | 53421.0211 |  |  | 0.35701 | 0.10074 | 0.15558 | 0.10138 | 0.10138 | 0.0053506 | 1.0689
[19 empty] | Residential: | 39928.7745 | mmBTU/episode day
[20 empty] | #VALUE! | BTU/HH/episode day |  | PM Non-Attainment Area Emission Factors (lb/mmBTU), Baseline MC
[8 empty] | Needed Aggregations for Measure Benefit Calcs | [14 empty] | VOC | NOX | SO2 | PM10-PRI | PM25-PRI | NH3 | CO
[12 empty] | Uncertified Residential Solid-Fuel Heaters (cordwood insert/stove, OWB, Coal Ht): | 7.7226 | 0.20312 | 0.14258 | 1.5032 | 1.5032 | 0.073496 | 12.7073 | 2976.0565 |  |  | 5.1898 | 0.1365 | 0.095819 | 1.0102 | 1.0102 | 0.049392 | 8.5397
[12 empty] | Phase II Wood Heaters (Cert cordwood insert or stove): | 1.6419 | 0.20352 | 0.050028 | 1.0562 | 1.0562 | 0.035055 | 15.4901 | 4016.058 |  |  | 0.81765 | 0.10135 | 0.024914 | 0.52601 | 0.52601 | 0.017457 | 7.7141
[12 empty] | Residential Oil Devices (central, DV, portable): | 0.085083 | 1.3385 | 3.449 | 0.054442 | 0.054442 | 0.0029232 | 0.053442 | 31986.1892 | 238.663 | 1000 gal | 0.00532 | 0.083693 | 0.21565 | 0.0034041 | 0.0034041 | 0.00018278 | 0.0033416
[12 empty] | Other Residential Fuels: | 0.11891 | 0.066928 | 0.11006 | 0.094499 | 0.094499 | 0.017335 | 1.549 | 651.2613 |  |  | 0.36518 | 0.20553 | 0.33798 | 0.2902 | 0.2902 | 0.053235 | 4.7568
[12 empty] | Commercial Oil: | 0.027416 | 0.69212 | 0.48922 | 0.017557 | 0.017557 | 0.00094192 | 0.01722 | 10651.0208 | 79.3605 | 1000 gal | 0.005148 | 0.12996 | 0.091864 | 0.0032967 | 0.0032967 | 0.00017687 | 0.0032335
[12 empty] | All Wood Devices: | 9.2963 | 0.43683 | 0.089504 | 2.5288 | 2.5288 | 0.095133 | 26.8683 | 7299.219 | 649.447 | tons/day | 2.5472 | 0.11969 | 0.024524 | 0.69288 | 0.69288 | 0.026067 | 7.362
[12 empty] | All Other Devices/Fuels: | 0.0080782 | 0.15651 | 0.017904 | 0.012708 | 0.012708 | 0.026583 | 0.062998 | 2833.3308 |  |  | 0.0057022 | 0.11048 | 0.012638 | 0.0089704 | 0.0089704 | 0.018765 | 0.044469
[12 empty] | CheckSum: | 9.5358 | 2.6909 | 4.1557 | 2.708 | 2.708 | 0.14292 | 28.5509 | 53421.0211 |  |  | 0.35701 | 0.10074 | 0.15558 | 0.10138 | 0.10138 | 0.0053506 | 1.0689
[21 empty] | 385.9426 | cords/episode day
[19 empty] | HDD-Based Episode Day/Avg Annual Day Use: | 1.9303 | 72978.4413 | cords/year

## DevSumOut-2025BSR
Summary of Space Heating Emissions and Energy Use by Device Averaged Across Each Modeling Episode
BSR, 2025
|  |  | Grid 3 Domain | [9 empty] | PM Non-Attainment Area
|  | Source | Space Heating Emissions (tons/day) | [6 empty] | Avg Daily |  | Fuel Use | Space Heating Emissions (tons/day) | [6 empty] | Avg Daily |  | Fuel Use
Episode | SCC | Category | VOC | NOX | SO2 | PM10-PRI | PM25-PRI | NH3 | CO | mmBTU | Fuel Use | Units | VOC | NOX | SO2 | PM10-PRI | PM25-PRI | NH3 | CO | mmBTU | Fuel Use | Units
E1 | 2104008100 | FP | 5.9432 | 0.067477 | 0.010381 | 0.89796 | 0.89796 | 0.046715 | 6.5556 | 835.1575 | 74.1511 | tons | 5.4762 | 0.062175 | 0.0095654 | 0.82741 | 0.82741 | 0.043044 | 6.0405 | 769.5367 | 68.3248 | tons
E1 | 2104008210 | Ins-Conv | 0.12259 | 0.0064762 | 0.00092518 | 0.070776 | 0.070776 | 0.003932 | 0.53383 | 74.4306 | 6.6085 | tons | 0.10653 | 0.0056281 | 0.00080401 | 0.061507 | 0.061507 | 0.003417 | 0.46391 | 64.6825 | 5.743 | tons
E1 | 2104008220 | Ins-NonCat | 0.058437 | 0.0097394 | 0.0019479 | 0.058437 | 0.058437 | 0.0043827 | 0.68566 | 156.7075 | 13.9136 | tons | 0.050783 | 0.0084639 | 0.0016928 | 0.050783 | 0.050783 | 0.0038087 | 0.59586 | 136.1837 | 12.0913 | tons
E1 | 2104008230 | Ins-Cat | 0.043979 | 0.0058638 | 0.0011728 | 0.038115 | 0.038115 | 0.0026387 | 0.31372 | 94.3494 | 8.377 | tons | 0.038219 | 0.0050959 | 0.0010192 | 0.033123 | 0.033123 | 0.0022931 | 0.27263 | 81.9925 | 7.2799 | tons
E1 | 2104008310 | WS-Conv | 2.4878 | 0.068163 | 0.018776 | 0.56994 | 0.56994 | 0.018636 | 5.6877 | 1510.5117 | 134.1137 | tons | 2.162 | 0.059236 | 0.016317 | 0.4953 | 0.4953 | 0.016196 | 4.9428 | 1312.6815 | 116.549 | tons
E1 | 2104008320 | WS-NonCat | 1.1859 | 0.159 | 0.039531 | 0.78322 | 0.78322 | 0.024681 | 12.2191 | 3180.256 | 282.3652 | tons | 1.0306 | 0.13817 | 0.034353 | 0.68064 | 0.68064 | 0.021449 | 10.6187 | 2763.7411 | 245.3841 | tons
E1 | 2104008330 | WS-Cat | 0.89252 | 0.095728 | 0.0238 | 0.52323 | 0.52323 | 0.01486 | 7.3568 | 1914.7469 | 170.0045 | tons | 0.77562 | 0.08319 | 0.020683 | 0.4547 | 0.4547 | 0.012914 | 6.3933 | 1663.9745 | 147.7392 | tons
E1 | 2104008410 | PS-Exempt | 0.014955 | 0.026116 | 0.0020872 | 0.019307 | 0.019307 | 0.00046884 | 0.064781 | 200.5211 | 17.8037 | tons | 0.012996 | 0.022696 | 0.0018138 | 0.016778 | 0.016778 | 0.00040743 | 0.056297 | 174.2591 | 15.4719 | tons
E1 | 2104008420 | PS-EPACert | 0.050444 | 0.08809 | 0.0070402 | 0.065122 | 0.065122 | 0.0015814 | 0.21851 | 676.3639 | 60.0523 | tons | 0.043837 | 0.076553 | 0.0061181 | 0.056593 | 0.056593 | 0.0013743 | 0.18989 | 587.7812 | 52.1873 | tons
E1 | 2104008610 | OWBWtd | 1.2787 | 0.045424 | 0.011266 | 0.278 | 0.278 | 0.0068657 | 1.706 | 906.387 | 80.4753 | tons | 1.1691 | 0.041528 | 0.0103 | 0.25416 | 0.25416 | 0.0062769 | 1.5597 | 828.6476 | 73.5731 | tons
E1 | 2104004000 | COil-Res | 0.10137 | 1.5883 | 4.1093 | 0.064918 | 0.064918 | 0.0034829 | 0.063674 | 38163.5722 | 284.3557 | 1000 gal | 0.093562 | 1.4659 | 3.7927 | 0.059916 | 0.059916 | 0.0032145 | 0.058768 | 35223.0353 | 262.4459 | 1000 gal
E1 | 2103004001 | COil-Com | 0.032573 | 0.82232 | 0.58125 | 0.020859 | 0.020859 | 0.0011191 | 0.02046 | 12654.5991 | 94.2891 | 1000 gal | 0.032035 | 0.80873 | 0.57164 | 0.020515 | 0.020515 | 0.0011006 | 0.020121 | 12445.3954 | 92.7303 | 1000 gal
E1 | 2104004000 | Prtbl | 0.00067946 | 0.017153 | 0.027543 | 0.00038118 | 0.00038118 | 2.3344e-05 | 0.00042678 | 261.1017 | 1.9059 | 1000 gal | 0.000641 | 0.016182 | 0.025984 | 0.00035961 | 0.00035961 | 2.2023e-05 | 0.00040262 | 246.3218 | 1.798 | 1000 gal
E1 | 2104004000 | DVOil | 0.0029035 | 0.045492 | 0.1177 | 0.0018593 | 0.0018593 | 9.9754e-05 | 0.0018237 | 1018.0467 | 8.1444 | 1000 gal | 0.0023989 | 0.037586 | 0.097242 | 0.0015362 | 0.0015362 | 8.2418e-05 | 0.0015068 | 841.1175 | 6.7289 | 1000 gal
E1 | 2104006010 | NtGas-Res | 0.0006697 | 0.011446 | 7.3058e-05 | 6.0312e-06 | 6.0312e-06 | 0.0024353 | 0.0048705 | 300.623 | 296.1803 | mcf | 0.0006697 | 0.011446 | 7.3058e-05 | 6.0312e-06 | 6.0312e-06 | 0.0024353 | 0.0048705 | 300.623 | 296.1803 | mcf
E1 | 2103006000 | NtGas-Com | 0.0052613 | 0.09566 | 0.00057396 | 0.0072701 | 0.0072701 | 0.019132 | 0.038264 | 1941.8947 | 1913.1967 | mcf | 0.0052613 | 0.09566 | 0.00057396 | 0.0072701 | 0.0072701 | 0.019132 | 0.038264 | 1941.8947 | 1913.1967 | mcf
E1 | 2104002000 | CoalHt | 0.15407 | 0.072722 | 0.14329 | 0.1231 | 0.1231 | 0.019505 | 2.0118 | 468.3762 | 30.8142 | tons | 0.13489 | 0.063667 | 0.12545 | 0.10778 | 0.10778 | 0.017076 | 1.7613 | 410.0609 | 26.9777 | tons
E1 | 2103002000 | Coal-Com | 0.00040148 | 0.0001895 | 0.00037338 | 0.00032078 | 0.00032078 | 5.0826e-05 | 0.0052423 | 18.4569 | 1.2205 | tons | 0.0003794 | 0.00017908 | 0.00035285 | 0.00030314 | 0.00030314 | 4.8031e-05 | 0.0049541 | 17.4368 | 1.1534 | tons
E1 | 2103008000 | Wood-Com | 0.0012268 | 4.8776e-05 | 1.0633e-05 | 0.000345 | 0.000345 | 1.2633e-05 | 0.0024539 | 11.1386 | 0.9198 | tons | 0.0010057 | 4.0924e-05 | 8.6858e-06 | 0.00029694 | 0.00029694 | 1.1446e-05 | 0.0021589 | 9.0984 | 0.75132 | tons
E1 | 2102012000 | WasteOil | 0.00052382 | 0.027346 | 0.019363 | 0.0027261 | 0.0027261 | 1.9058e-05 | 0.00651 | 145.099 | 1.0476 | 1000 gal | 0.00052382 | 0.027346 | 0.019363 | 0.0027261 | 0.0027261 | 1.9058e-05 | 0.00651 | 145.099 | 1.0476 | 1000 gal
E1 | Total |  | 12.3782 | 3.2528 | 5.1164 | 3.5259 | 3.5259 | 0.17064 | 37.4972 | 64532.3396 |  |  | 11.1372 | 3.0295 | 4.736 | 3.1317 | 3.1317 | 0.15432 | 33.0325 | 59963.5633
E2 | 2104008100 | FP | 3.7387 | 0.042448 | 0.0065305 | 0.56489 | 0.56489 | 0.029387 | 4.124 | 522.3656 | 46.6467 | tons | 3.4576 | 0.039256 | 0.0060394 | 0.52241 | 0.52241 | 0.027177 | 3.8139 | 483.085 | 43.139 | tons
E2 | 2104008210 | Ins-Conv | 0.088159 | 0.0046574 | 0.00066535 | 0.050899 | 0.050899 | 0.0028277 | 0.38391 | 53.2205 | 4.7525 | tons | 0.076925 | 0.004064 | 0.00058057 | 0.044414 | 0.044414 | 0.0024674 | 0.33499 | 46.4391 | 4.147 | tons
E2 | 2104008220 | Ins-NonCat | 0.042025 | 0.0070042 | 0.0014008 | 0.042025 | 0.042025 | 0.0031519 | 0.49309 | 112.0513 | 10.0061 | tons | 0.03667 | 0.0061117 | 0.0012223 | 0.03667 | 0.03667 | 0.0027503 | 0.43026 | 97.7736 | 8.7311 | tons
E2 | 2104008230 | Ins-Cat | 0.031628 | 0.004217 | 0.00084341 | 0.027411 | 0.027411 | 0.0018977 | 0.22561 | 67.4631 | 6.0244 | tons | 0.027598 | 0.0036797 | 0.00073594 | 0.023918 | 0.023918 | 0.0016559 | 0.19686 | 58.8669 | 5.2567 | tons
E2 | 2104008310 | WS-Conv | 1.7891 | 0.04902 | 0.013503 | 0.40988 | 0.40988 | 0.013402 | 4.0903 | 1080.0686 | 96.4489 | tons | 1.5611 | 0.042774 | 0.011782 | 0.35765 | 0.35765 | 0.011695 | 3.5691 | 942.4453 | 84.1593 | tons
E2 | 2104008320 | WS-NonCat | 0.85287 | 0.11434 | 0.028429 | 0.56326 | 0.56326 | 0.01775 | 8.7874 | 2273.994 | 203.0652 | tons | 0.74419 | 0.099774 | 0.024806 | 0.49149 | 0.49149 | 0.015488 | 7.6677 | 1984.2398 | 177.1904 | tons
E2 | 2104008330 | WS-Cat | 0.64186 | 0.068843 | 0.017116 | 0.37629 | 0.37629 | 0.010687 | 5.2907 | 1369.1109 | 122.2601 | tons | 0.56007 | 0.060071 | 0.014935 | 0.32834 | 0.32834 | 0.0093249 | 4.6165 | 1194.6576 | 106.6816 | tons
E2 | 2104008410 | PS-Exempt | 0.010755 | 0.018782 | 0.001501 | 0.013884 | 0.013884 | 0.00033717 | 0.046588 | 143.3796 | 12.8036 | tons | 0.0093846 | 0.016388 | 0.0013098 | 0.012115 | 0.012115 | 0.0002942 | 0.040652 | 125.11 | 11.1722 | tons
E2 | 2104008420 | PS-EPACert | 0.036277 | 0.063351 | 0.005063 | 0.046833 | 0.046833 | 0.0011373 | 0.15714 | 483.6238 | 43.1871 | tons | 0.031654 | 0.055278 | 0.0044179 | 0.040865 | 0.040865 | 0.00099236 | 0.13712 | 422 | 37.6841 | tons
E2 | 2104008610 | OWBWtd | 1.1826 | 0.042011 | 0.01042 | 0.25711 | 0.25711 | 0.0063498 | 1.5778 | 833.4678 | 74.4278 | tons | 1.0815 | 0.038416 | 0.0095282 | 0.23511 | 0.23511 | 0.0058065 | 1.4428 | 762.1523 | 68.0594 | tons
E2 | 2104004000 | COil-Res | 0.076762 | 1.2027 | 3.1117 | 0.049158 | 0.049158 | 0.0026373 | 0.048216 | 28898.5471 | 215.3223 | 1000 gal | 0.070984 | 1.1122 | 2.8774 | 0.045457 | 0.045457 | 0.0024388 | 0.044586 | 26722.9806 | 199.1122 | 1000 gal
E2 | 2103004001 | COil-Com | 0.023149 | 0.5844 | 0.41308 | 0.014824 | 0.014824 | 0.00079532 | 0.01454 | 8993.2965 | 67.0088 | 1000 gal | 0.022766 | 0.57474 | 0.40625 | 0.014579 | 0.014579 | 0.00078217 | 0.0143 | 8844.6209 | 65.901 | 1000 gal
E2 | 2104004000 | Prtbl | 0.00051079 | 0.012895 | 0.020706 | 0.00028656 | 0.00028656 | 1.7549e-05 | 0.00032083 | 196.2852 | 1.4328 | 1000 gal | 0.00048296 | 0.012193 | 0.019578 | 0.00027095 | 0.00027095 | 1.6593e-05 | 0.00030336 | 185.5924 | 1.3547 | 1000 gal
E2 | 2104004000 | DVOil | 0.0016299 | 0.025538 | 0.066071 | 0.0010438 | 0.0010438 | 5.5998e-05 | 0.0010238 | 571.4956 | 4.572 | 1000 gal | 0.0013605 | 0.021317 | 0.055152 | 0.00087128 | 0.00087128 | 4.6744e-05 | 0.00085458 | 477.0487 | 3.8164 | 1000 gal
E2 | 2104006010 | NtGas-Res | 0.0006264 | 0.010706 | 6.8335e-05 | 5.6413e-06 | 5.6413e-06 | 0.0022778 | 0.0045557 | 281.1888 | 277.0333 | mcf | 0.0006264 | 0.010706 | 6.8335e-05 | 5.6413e-06 | 5.6413e-06 | 0.0022778 | 0.0045557 | 281.1888 | 277.0333 | mcf
E2 | 2103006000 | NtGas-Com | 0.0097087 | 0.17652 | 0.0010591 | 0.013416 | 0.013416 | 0.035304 | 0.070609 | 3583.3898 | 3530.4333 | mcf | 0.0097087 | 0.17652 | 0.0010591 | 0.013416 | 0.013416 | 0.035304 | 0.070609 | 3583.3898 | 3530.4333 | mcf
E2 | 2104002000 | CoalHt | 0.11438 | 0.053988 | 0.10637 | 0.091391 | 0.091391 | 0.01448 | 1.4935 | 347.7201 | 22.8763 | tons | 0.1005 | 0.047435 | 0.093464 | 0.080298 | 0.080298 | 0.012723 | 1.3123 | 305.5161 | 20.0997 | tons
E2 | 2103002000 | Coal-Com | 0.00028532 | 0.00013467 | 0.00026535 | 0.00022797 | 0.00022797 | 3.612e-05 | 0.0037256 | 13.1168 | 0.86738 | tons | 0.00026963 | 0.00012727 | 0.00025076 | 0.00021544 | 0.00021544 | 3.4134e-05 | 0.0035207 | 12.3919 | 0.81968 | tons
E2 | 2103008000 | Wood-Com | 0.00087184 | 3.4664e-05 | 7.5569e-06 | 0.00024518 | 0.00024518 | 8.9777e-06 | 0.0017439 | 7.9159 | 0.65368 | tons | 0.00071474 | 2.9083e-05 | 6.1728e-06 | 0.00021103 | 0.00021103 | 8.1342e-06 | 0.0015343 | 6.466 | 0.53394 | tons
E2 | 2102012000 | WasteOil | 0.00037227 | 0.019434 | 0.013761 | 0.0019373 | 0.0019373 | 1.3544e-05 | 0.0046265 | 103.1181 | 0.74454 | 1000 gal | 0.00037227 | 0.019434 | 0.013761 | 0.0019373 | 0.0019373 | 1.3544e-05 | 0.0046265 | 103.1181 | 0.74454 | 1000 gal
E2 | Total |  | 8.6423 | 2.5011 | 3.8186 | 2.525 | 2.525 | 0.14255 | 26.8195 | 49934.819 |  |  | 7.7944 | 2.3405 | 3.5424 | 2.2502 | 2.2502 | 0.1313 | 23.7072 | 46639.083 |  |  | PM Non-Attainment Area Emission Factors (lb/mmBTU), Baseline MC
[23 empty] | VOC | NOX | SO2 | PM10-PRI | PM25-PRI | NH3 | CO
Wtd Avg | 2104008100 | FP | 4.9354 | 0.056035 | 0.0086208 | 0.7457 | 0.7457 | 0.038794 | 5.444 | 692.1669 | 61.5776 | tons | 4.5534 | 0.051698 | 0.0079535 | 0.68798 | 0.68798 | 0.035791 | 5.0226 | 638.5873 | 56.8113 | tons | 14.2608 | 0.16191 | 0.02491 | 2.1547 | 2.1547 | 0.11209 | 15.7305
Wtd Avg | 2104008210 | Ins-Conv | 0.10685 | 0.0056448 | 0.0008064 | 0.06169 | 0.06169 | 0.0034272 | 0.46529 | 64.7346 | 5.76 | tons | 0.092997 | 0.0049131 | 0.00070186 | 0.053693 | 0.053693 | 0.0029829 | 0.40498 | 56.3427 | 5.0134 | tons | 3.3011 | 0.1744 | 0.024914 | 1.9059 | 1.9059 | 0.10589 | 14.3755
Wtd Avg | 2104008220 | Ins-NonCat | 0.050934 | 0.008489 | 0.0016978 | 0.050934 | 0.050934 | 0.0038201 | 0.59763 | 136.2932 | 12.1273 | tons | 0.044332 | 0.0073886 | 0.0014777 | 0.044332 | 0.044332 | 0.0033249 | 0.52016 | 118.6248 | 10.5552 | tons | 0.74742 | 0.12457 | 0.024914 | 0.74742 | 0.74742 | 0.056057 | 8.7698
Wtd Avg | 2104008230 | Ins-Cat | 0.038333 | 0.005111 | 0.0010222 | 0.033222 | 0.033222 | 0.0023 | 0.27344 | 82.0585 | 7.3015 | tons | 0.033364 | 0.0044485 | 0.00088969 | 0.028915 | 0.028915 | 0.0020018 | 0.23799 | 71.4208 | 6.355 | tons | 0.93428 | 0.12457 | 0.024914 | 0.80971 | 0.80971 | 0.056057 | 6.6645
Wtd Avg | 2104008310 | WS-Conv | 2.1684 | 0.059412 | 0.016365 | 0.49677 | 0.49677 | 0.016244 | 4.9575 | 1313.7377 | 116.8955 | tons | 1.8873 | 0.05171 | 0.014244 | 0.43237 | 0.43237 | 0.014138 | 4.3148 | 1143.4307 | 101.7423 | tons | 3.3011 | 0.090447 | 0.024914 | 0.75627 | 0.75627 | 0.024729 | 7.5472
Wtd Avg | 2104008320 | WS-NonCat | 1.0337 | 0.13858 | 0.034456 | 0.68266 | 0.68266 | 0.021513 | 10.6503 | 2765.9648 | 246.1138 | tons | 0.89967 | 0.12062 | 0.029989 | 0.59417 | 0.59417 | 0.018724 | 9.2697 | 2407.3976 | 214.2099 | tons | 0.74742 | 0.10021 | 0.024914 | 0.49362 | 0.49362 | 0.015555 | 7.701
Wtd Avg | 2104008330 | WS-Cat | 0.77793 | 0.083438 | 0.020745 | 0.45606 | 0.45606 | 0.012952 | 6.4123 | 1665.3133 | 148.1785 | tons | 0.67709 | 0.072622 | 0.018056 | 0.39694 | 0.39694 | 0.011273 | 5.581 | 1449.4296 | 128.97 | tons | 0.93428 | 0.10021 | 0.024914 | 0.54771 | 0.54771 | 0.015555 | 7.701
Wtd Avg | 2104008410 | PS-Exempt | 0.013035 | 0.022763 | 0.0018192 | 0.016828 | 0.016828 | 0.00040864 | 0.056464 | 174.3993 | 15.5179 | tons | 0.011345 | 0.019812 | 0.0015834 | 0.014646 | 0.014646 | 0.00035567 | 0.049145 | 151.7909 | 13.5063 | tons | 0.14948 | 0.26105 | 0.020863 | 0.19298 | 0.19298 | 0.0046863 | 0.64753
Wtd Avg | 2104008420 | PS-EPACert | 0.043967 | 0.076781 | 0.0061363 | 0.056761 | 0.056761 | 0.0013784 | 0.19046 | 588.2541 | 52.3425 | tons | 0.038268 | 0.066828 | 0.0053409 | 0.049403 | 0.049403 | 0.0011997 | 0.16577 | 511.9955 | 45.5573 | tons | 0.14948 | 0.26105 | 0.020863 | 0.19298 | 0.19298 | 0.0046863 | 0.64753
Wtd Avg | 2104008610 | OWBWtd | 1.2348 | 0.043864 | 0.010879 | 0.26845 | 0.26845 | 0.0066299 | 1.6474 | 873.0525 | 77.7107 | tons | 1.129 | 0.040106 | 0.0099473 | 0.24545 | 0.24545 | 0.0060618 | 1.5063 | 798.2498 | 71.0525 | tons | 2.8287 | 0.10048 | 0.024923 | 0.61498 | 0.61498 | 0.015188 | 3.774
Wtd Avg | 2104004000 | COil-Res | 0.090122 | 1.4121 | 3.6533 | 0.057713 | 0.057713 | 0.0030963 | 0.056607 | 33928.1321 | 252.7976 | 1000 gal | 0.08324 | 1.3042 | 3.3743 | 0.053306 | 0.053306 | 0.0028599 | 0.052284 | 31337.296 | 233.4933 | 1000 gal | 0.0053125 | 0.083238 | 0.21535 | 0.0034021 | 0.0034021 | 0.00018252 | 0.0033369
Wtd Avg | 2103004001 | COil-Com | 0.028265 | 0.71356 | 0.50437 | 0.0181 | 0.0181 | 0.00097109 | 0.017754 | 10980.8608 | 81.8181 | 1000 gal | 0.027798 | 0.70176 | 0.49604 | 0.017801 | 0.017801 | 0.00095504 | 0.01746 | 10799.3271 | 80.4655 | 1000 gal | 0.005148 | 0.12996 | 0.091864 | 0.0032967 | 0.0032967 | 0.00017687 | 0.0032335
Wtd Avg | 2104004000 | Prtbl | 0.00060235 | 0.015207 | 0.024417 | 0.00033793 | 0.00033793 | 2.0695e-05 | 0.00037835 | 231.4713 | 1.6896 | 1000 gal | 0.00056875 | 0.014358 | 0.023055 | 0.00031908 | 0.00031908 | 1.9541e-05 | 0.00035724 | 218.5598 | 1.5954 | 1000 gal | 0.0052046 | 0.13139 | 0.21098 | 0.0029198 | 0.0029198 | 0.00017881 | 0.0032691
Wtd Avg | 2104004000 | DVOil | 0.0023213 | 0.03637 | 0.094096 | 0.0014865 | 0.0014865 | 7.9751e-05 | 0.001458 | 813.909 | 6.5113 | 1000 gal | 0.0019242 | 0.030149 | 0.078001 | 0.0012322 | 0.0012322 | 6.611e-05 | 0.0012086 | 674.686 | 5.3975 | 1000 gal | 0.005704 | 0.089371 | 0.23122 | 0.0036528 | 0.0036528 | 0.00019597 | 0.0035828
Wtd Avg | 2104006010 | NtGas-Res | 0.00064991 | 0.011107 | 7.0899e-05 | 5.8529e-06 | 5.8529e-06 | 0.0023633 | 0.0047266 | 291.7388 | 287.4274 | mcf | 0.00064991 | 0.011107 | 7.0899e-05 | 5.8529e-06 | 5.8529e-06 | 0.0023633 | 0.0047266 | 291.7388 | 287.4274 | mcf | 0.0044554 | 0.076147 | 0.00048604 | 4.0124e-05 | 4.0124e-05 | 0.016201 | 0.032403
Wtd Avg | 2103006000 | NtGas-Com | 0.0072944 | 0.13263 | 0.00079575 | 0.01008 | 0.01008 | 0.026525 | 0.05305 | 2692.2925 | 2652.5049 | mcf | 0.0072944 | 0.13263 | 0.00079575 | 0.01008 | 0.01008 | 0.026525 | 0.05305 | 2692.2925 | 2652.5049 | mcf | 0.0054187 | 0.098522 | 0.00059113 | 0.0074877 | 0.0074877 | 0.019704 | 0.039409
Wtd Avg | 2104002000 | CoalHt | 0.13593 | 0.064158 | 0.12641 | 0.10861 | 0.10861 | 0.017208 | 1.7749 | 413.2191 | 27.1855 | tons | 0.11917 | 0.056247 | 0.11083 | 0.095215 | 0.095215 | 0.015086 | 1.556 | 362.269 | 23.8335 | tons | 0.65789 | 0.31053 | 0.61184 | 0.52566 | 0.52566 | 0.083286 | 8.5905
Wtd Avg | 2103002000 | Coal-Com | 0.00034838 | 0.00016444 | 0.00032399 | 0.00027836 | 0.00027836 | 4.4103e-05 | 0.004549 | 16.0157 | 1.0591 | tons | 0.00032922 | 0.00015539 | 0.00030618 | 0.00026305 | 0.00026305 | 4.1678e-05 | 0.0042988 | 15.1305 | 1.0008 | tons
Wtd Avg | 2103008000 | Wood-Com | 0.0010645 | 4.2325e-05 | 9.2271e-06 | 0.00029937 | 0.00029937 | 1.0962e-05 | 0.0021293 | 9.6654 | 0.79814 | tons | 0.0008727 | 3.5511e-05 | 7.537e-06 | 0.00025767 | 0.00025767 | 9.9319e-06 | 0.0018734 | 7.895 | 0.65195 | tons
Wtd Avg | 2102012000 | WasteOil | 0.00045454 | 0.023729 | 0.016802 | 0.0023655 | 0.0023655 | 1.6537e-05 | 0.005649 | 125.9078 | 0.90908 | 1000 gal | 0.00045454 | 0.023729 | 0.016802 | 0.0023655 | 0.0023655 | 1.6537e-05 | 0.005649 | 125.9078 | 0.90908 | 1000 gal | 0.0072202 | 0.37693 | 0.2669 | 0.037575 | 0.037575 | 0.00026269 | 0.089732
Wtd Avg | Total |  | 10.6704 | 2.9091 | 4.5231 | 3.0683 | 3.0683 | 0.1578 | 32.616 | 57859.1873 |  |  | 9.6091 | 2.7145 | 4.1904 | 2.7287 | 2.7287 | 0.1438 | 28.7695 | 53872.3723 |  |  | 0.35673 | 0.10078 | 0.15557 | 0.1013 | 0.1013 | 0.0053384 | 1.0681
[19 empty] | Residential: | 40231.8194 | mmBTU/episode day
[20 empty] | #VALUE! | BTU/HH/episode day |  | PM Non-Attainment Area Emission Factors (lb/mmBTU), Baseline MC
[8 empty] | Needed Aggregations for Measure Benefit Calcs | [14 empty] | VOC | NOX | SO2 | PM10-PRI | PM25-PRI | NH3 | CO
[12 empty] | Uncertified Residential Solid-Fuel Heaters (cordwood insert/stove, OWB, Coal Ht): | 7.7819 | 0.20467 | 0.14367 | 1.5147 | 1.5147 | 0.07406 | 12.8048 | 2998.8795 |  |  | 5.1899 | 0.1365 | 0.095817 | 1.0102 | 1.0102 | 0.049391 | 8.5397
[12 empty] | Phase II Wood Heaters (Cert cordwood insert or stove): | 1.6545 | 0.20508 | 0.050412 | 1.0644 | 1.0644 | 0.035324 | 15.6089 | 4046.8729 |  |  | 0.81765 | 0.10135 | 0.024914 | 0.52601 | 0.52601 | 0.017457 | 7.7141
[12 empty] | Residential Oil Devices (central, DV, portable): | 0.085733 | 1.3487 | 3.4753 | 0.054858 | 0.054858 | 0.0029455 | 0.05385 | 32230.5418 | 240.4862 | 1000 gal | 0.00532 | 0.083693 | 0.21565 | 0.0034041 | 0.0034041 | 0.00018278 | 0.0033416
[12 empty] | Other Residential Fuels: | 0.11982 | 0.067355 | 0.1109 | 0.095221 | 0.095221 | 0.017449 | 1.5608 | 654.0078 |  |  | 0.36641 | 0.20597 | 0.33913 | 0.29119 | 0.29119 | 0.053361 | 4.7729
[12 empty] | Commercial Oil: | 0.027798 | 0.70176 | 0.49604 | 0.017801 | 0.017801 | 0.00095504 | 0.01746 | 10799.3271 | 80.4655 | 1000 gal | 0.005148 | 0.12996 | 0.091864 | 0.0032967 | 0.0032967 | 0.00017687 | 0.0032335
[12 empty] | All Wood Devices: | 9.3676 | 0.44018 | 0.09019 | 2.5482 | 2.5482 | 0.095863 | 27.0744 | 7355.1648 | 654.4252 | tons/day | 2.5472 | 0.11969 | 0.024524 | 0.69289 | 0.69289 | 0.026067 | 7.362
[12 empty] | All Other Devices/Fuels: | 0.0080782 | 0.15651 | 0.017904 | 0.012708 | 0.012708 | 0.026583 | 0.062998 | 2833.3308 |  |  | 0.0057022 | 0.11048 | 0.012638 | 0.0089704 | 0.0089704 | 0.018765 | 0.044469
[12 empty] | CheckSum: | 9.6091 | 2.7145 | 4.1904 | 2.7287 | 2.7287 | 0.1438 | 28.7695 | 53872.3723 |  |  | 0.35673 | 0.10078 | 0.15557 | 0.1013 | 0.1013 | 0.0053384 | 1.0681
[21 empty] | 388.9009 | cords/episode day
[19 empty] | HDD-Based Episode Day/Avg Annual Day Use: | 1.9303 | 73537.8372 | cords/year

## DevSumOut-2026BSR
Summary of Space Heating Emissions and Energy Use by Device Averaged Across Each Modeling Episode
BSR, 2026
|  |  | Grid 3 Domain | [9 empty] | PM Non-Attainment Area
|  | Source | Space Heating Emissions (tons/day) | [6 empty] | Avg Daily |  | Fuel Use | Space Heating Emissions (tons/day) | [6 empty] | Avg Daily |  | Fuel Use
Episode | SCC | Category | VOC | NOX | SO2 | PM10-PRI | PM25-PRI | NH3 | CO | mmBTU | Fuel Use | Units | VOC | NOX | SO2 | PM10-PRI | PM25-PRI | NH3 | CO | mmBTU | Fuel Use | Units
E1 | 2104008100 | FP | 5.9856 | 0.067958 | 0.010455 | 0.90437 | 0.90437 | 0.047048 | 6.6024 | 841.1148 | 74.68 | tons | 5.5153 | 0.062619 | 0.0096336 | 0.83331 | 0.83331 | 0.043351 | 6.0836 | 775.0259 | 68.8122 | tons
E1 | 2104008210 | Ins-Conv | 0.12346 | 0.0065224 | 0.00093178 | 0.071281 | 0.071281 | 0.0039601 | 0.53764 | 74.9616 | 6.6556 | tons | 0.10729 | 0.0056682 | 0.00080974 | 0.061945 | 0.061945 | 0.0034414 | 0.46722 | 65.1439 | 5.7839 | tons
E1 | 2104008220 | Ins-NonCat | 0.058853 | 0.0098089 | 0.0019618 | 0.058853 | 0.058853 | 0.004414 | 0.69055 | 157.8253 | 14.0128 | tons | 0.051145 | 0.0085242 | 0.0017048 | 0.051145 | 0.051145 | 0.0038359 | 0.60011 | 137.1551 | 12.1776 | tons
E1 | 2104008230 | Ins-Cat | 0.044293 | 0.0059057 | 0.0011811 | 0.038387 | 0.038387 | 0.0026576 | 0.31595 | 95.0224 | 8.4367 | tons | 0.038492 | 0.0051322 | 0.0010264 | 0.033359 | 0.033359 | 0.0023095 | 0.27457 | 82.5774 | 7.3318 | tons
E1 | 2104008310 | WS-Conv | 2.5055 | 0.068649 | 0.01891 | 0.57401 | 0.57401 | 0.018769 | 5.7283 | 1521.2864 | 135.0704 | tons | 2.1774 | 0.059658 | 0.016433 | 0.49883 | 0.49883 | 0.016311 | 4.978 | 1322.0451 | 117.3803 | tons
E1 | 2104008320 | WS-NonCat | 1.1944 | 0.16013 | 0.039813 | 0.7888 | 0.7888 | 0.024857 | 12.3062 | 3202.9412 | 284.3794 | tons | 1.038 | 0.13916 | 0.034599 | 0.68549 | 0.68549 | 0.021602 | 10.6945 | 2783.4553 | 247.1345 | tons
E1 | 2104008330 | WS-Cat | 0.89888 | 0.096411 | 0.02397 | 0.52696 | 0.52696 | 0.014966 | 7.4092 | 1928.4051 | 171.2172 | tons | 0.78116 | 0.083784 | 0.020831 | 0.45795 | 0.45795 | 0.013006 | 6.4389 | 1675.8439 | 148.7931 | tons
E1 | 2104008410 | PS-Exempt | 0.015062 | 0.026302 | 0.0021021 | 0.019444 | 0.019444 | 0.00047218 | 0.065243 | 201.9514 | 17.9307 | tons | 0.013089 | 0.022858 | 0.0018268 | 0.016898 | 0.016898 | 0.00041034 | 0.056698 | 175.5021 | 15.5823 | tons
E1 | 2104008420 | PS-EPACert | 0.050803 | 0.088718 | 0.0070904 | 0.065586 | 0.065586 | 0.0015927 | 0.22007 | 681.1885 | 60.4806 | tons | 0.04415 | 0.077099 | 0.0061618 | 0.056996 | 0.056996 | 0.0013841 | 0.19125 | 591.9739 | 52.5596 | tons
E1 | 2104008610 | OWBWtd | 1.2879 | 0.045748 | 0.011347 | 0.27999 | 0.27999 | 0.0069147 | 1.7182 | 912.8524 | 81.0494 | tons | 1.1774 | 0.041825 | 0.010374 | 0.25597 | 0.25597 | 0.0063216 | 1.5708 | 834.5585 | 74.0979 | tons
E1 | 2104004000 | COil-Res | 0.10209 | 1.5996 | 4.1384 | 0.065377 | 0.065377 | 0.0035075 | 0.064124 | 38433.4116 | 286.3663 | 1000 gal | 0.094223 | 1.4763 | 3.8195 | 0.06034 | 0.06034 | 0.0032372 | 0.059183 | 35472.0834 | 264.3015 | 1000 gal
E1 | 2103004001 | COil-Com | 0.032998 | 0.83304 | 0.58883 | 0.021131 | 0.021131 | 0.0011337 | 0.020726 | 12819.6335 | 95.5187 | 1000 gal | 0.032457 | 0.81938 | 0.57918 | 0.020785 | 0.020785 | 0.0011151 | 0.020386 | 12609.3654 | 93.952 | 1000 gal
E1 | 2104004000 | Prtbl | 0.00068427 | 0.017275 | 0.027738 | 0.00038388 | 0.00038388 | 2.3509e-05 | 0.0004298 | 262.9478 | 1.9194 | 1000 gal | 0.00064553 | 0.016297 | 0.026168 | 0.00036215 | 0.00036215 | 2.2178e-05 | 0.00040547 | 248.0634 | 1.8107 | 1000 gal
E1 | 2104004000 | DVOil | 0.002924 | 0.045814 | 0.11853 | 0.0018725 | 0.0018725 | 0.00010046 | 0.0018366 | 1025.2449 | 8.202 | 1000 gal | 0.0024158 | 0.037852 | 0.097929 | 0.0015471 | 0.0015471 | 8.3e-05 | 0.0015174 | 847.0647 | 6.7765 | 1000 gal
E1 | 2104006010 | NtGas-Res | 0.0006697 | 0.011446 | 7.3058e-05 | 6.0312e-06 | 6.0312e-06 | 0.0024353 | 0.0048705 | 300.623 | 296.1803 | mcf | 0.0006697 | 0.011446 | 7.3058e-05 | 6.0312e-06 | 6.0312e-06 | 0.0024353 | 0.0048705 | 300.623 | 296.1803 | mcf
E1 | 2103006000 | NtGas-Com | 0.0052613 | 0.09566 | 0.00057396 | 0.0072701 | 0.0072701 | 0.019132 | 0.038264 | 1941.8947 | 1913.1967 | mcf | 0.0052613 | 0.09566 | 0.00057396 | 0.0072701 | 0.0072701 | 0.019132 | 0.038264 | 1941.8947 | 1913.1967 | mcf
E1 | 2104002000 | CoalHt | 0.15516 | 0.073236 | 0.1443 | 0.12397 | 0.12397 | 0.019643 | 2.026 | 471.6879 | 31.0321 | tons | 0.13584 | 0.064118 | 0.12633 | 0.10854 | 0.10854 | 0.017197 | 1.7738 | 412.9603 | 27.1684 | tons
E1 | 2103002000 | Coal-Com | 0.00040148 | 0.0001895 | 0.00037338 | 0.00032078 | 0.00032078 | 5.0826e-05 | 0.0052423 | 18.4569 | 1.2205 | tons | 0.0003794 | 0.00017908 | 0.00035285 | 0.00030314 | 0.00030314 | 4.8031e-05 | 0.0049541 | 17.4368 | 1.1534 | tons
E1 | 2103008000 | Wood-Com | 0.0012268 | 4.8776e-05 | 1.0633e-05 | 0.000345 | 0.000345 | 1.2633e-05 | 0.0024539 | 11.1386 | 0.9198 | tons | 0.0010057 | 4.0924e-05 | 8.6858e-06 | 0.00029694 | 0.00029694 | 1.1446e-05 | 0.0021589 | 9.0984 | 0.75132 | tons
E1 | 2102012000 | WasteOil | 0.00052382 | 0.027346 | 0.019363 | 0.0027261 | 0.0027261 | 1.9058e-05 | 0.00651 | 145.099 | 1.0476 | 1000 gal | 0.00052382 | 0.027346 | 0.019363 | 0.0027261 | 0.0027261 | 1.9058e-05 | 0.00651 | 145.099 | 1.0476 | 1000 gal
E1 | Total |  | 12.4666 | 3.2798 | 5.1559 | 3.5511 | 3.5511 | 0.17171 | 37.7643 | 65047.687 |  |  | 11.2167 | 3.055 | 4.7729 | 3.1541 | 3.1541 | 0.15527 | 33.2677 | 60446.9701
E2 | 2104008100 | FP | 3.7654 | 0.042751 | 0.0065771 | 0.56892 | 0.56892 | 0.029597 | 4.1534 | 526.0917 | 46.9794 | tons | 3.4822 | 0.039536 | 0.0060825 | 0.52613 | 0.52613 | 0.027371 | 3.8411 | 486.5309 | 43.4467 | tons
E2 | 2104008210 | Ins-Conv | 0.088788 | 0.0046907 | 0.0006701 | 0.051262 | 0.051262 | 0.0028479 | 0.38664 | 53.6001 | 4.7864 | tons | 0.077474 | 0.004093 | 0.00058471 | 0.04473 | 0.04473 | 0.002485 | 0.33738 | 46.7704 | 4.1765 | tons
E2 | 2104008220 | Ins-NonCat | 0.042325 | 0.0070541 | 0.0014108 | 0.042325 | 0.042325 | 0.0031744 | 0.49661 | 112.8506 | 10.0774 | tons | 0.036932 | 0.0061553 | 0.0012311 | 0.036932 | 0.036932 | 0.0027699 | 0.43333 | 98.4711 | 8.7934 | tons
E2 | 2104008230 | Ins-Cat | 0.031853 | 0.0042471 | 0.00084942 | 0.027606 | 0.027606 | 0.0019112 | 0.22722 | 67.9443 | 6.0674 | tons | 0.027795 | 0.0037059 | 0.00074119 | 0.024089 | 0.024089 | 0.0016677 | 0.19827 | 59.2868 | 5.2942 | tons
E2 | 2104008310 | WS-Conv | 1.8019 | 0.049369 | 0.013599 | 0.4128 | 0.4128 | 0.013498 | 4.1195 | 1087.7729 | 97.1369 | tons | 1.5723 | 0.043079 | 0.011866 | 0.3602 | 0.3602 | 0.011778 | 3.5946 | 949.1679 | 84.7597 | tons
E2 | 2104008320 | WS-NonCat | 0.85895 | 0.11516 | 0.028632 | 0.56727 | 0.56727 | 0.017876 | 8.8501 | 2290.2147 | 204.5137 | tons | 0.7495 | 0.10049 | 0.024983 | 0.49499 | 0.49499 | 0.015598 | 7.7224 | 1998.3937 | 178.4544 | tons
E2 | 2104008330 | WS-Cat | 0.64644 | 0.069334 | 0.017238 | 0.37897 | 0.37897 | 0.010763 | 5.3284 | 1378.8769 | 123.1322 | tons | 0.56407 | 0.0605 | 0.015042 | 0.33068 | 0.33068 | 0.0093914 | 4.6495 | 1203.1793 | 107.4426 | tons
E2 | 2104008410 | PS-Exempt | 0.010832 | 0.018915 | 0.0015117 | 0.013983 | 0.013983 | 0.00033957 | 0.04692 | 144.4023 | 12.895 | tons | 0.0094515 | 0.016505 | 0.0013191 | 0.012202 | 0.012202 | 0.0002963 | 0.040942 | 126.0025 | 11.2519 | tons
E2 | 2104008420 | PS-EPACert | 0.036536 | 0.063803 | 0.0050991 | 0.047167 | 0.047167 | 0.0011454 | 0.15826 | 487.0735 | 43.4951 | tons | 0.03188 | 0.055673 | 0.0044494 | 0.041157 | 0.041157 | 0.00099944 | 0.1381 | 425.0102 | 37.9529 | tons
E2 | 2104008610 | OWBWtd | 1.1911 | 0.042311 | 0.010494 | 0.25895 | 0.25895 | 0.0063951 | 1.5891 | 839.413 | 74.9587 | tons | 1.0892 | 0.03869 | 0.0095962 | 0.23679 | 0.23679 | 0.0058479 | 1.4531 | 767.5889 | 68.5448 | tons
E2 | 2104004000 | COil-Res | 0.077305 | 1.2112 | 3.1337 | 0.049505 | 0.049505 | 0.002656 | 0.048556 | 29102.8772 | 216.8447 | 1000 gal | 0.071485 | 1.12 | 2.8978 | 0.045778 | 0.045778 | 0.002456 | 0.044901 | 26911.9281 | 200.52 | 1000 gal
E2 | 2103004001 | COil-Com | 0.023451 | 0.59202 | 0.41847 | 0.015018 | 0.015018 | 0.00080569 | 0.01473 | 9110.5822 | 67.8827 | 1000 gal | 0.023066 | 0.58231 | 0.4116 | 0.014771 | 0.014771 | 0.00079248 | 0.014488 | 8961.1501 | 66.7693 | 1000 gal
E2 | 2104004000 | Prtbl | 0.0005144 | 0.012986 | 0.020852 | 0.00028858 | 0.00028858 | 1.7673e-05 | 0.0003231 | 197.6731 | 1.4429 | 1000 gal | 0.00048638 | 0.012279 | 0.019716 | 0.00027286 | 0.00027286 | 1.671e-05 | 0.0003055 | 186.9046 | 1.3643 | 1000 gal
E2 | 2104004000 | DVOil | 0.0016414 | 0.025718 | 0.066538 | 0.0010512 | 0.0010512 | 5.6394e-05 | 0.001031 | 575.5364 | 4.6043 | 1000 gal | 0.0013702 | 0.021468 | 0.055542 | 0.00087744 | 0.00087744 | 4.7074e-05 | 0.00086062 | 480.4217 | 3.8434 | 1000 gal
E2 | 2104006010 | NtGas-Res | 0.0006264 | 0.010706 | 6.8335e-05 | 5.6413e-06 | 5.6413e-06 | 0.0022778 | 0.0045557 | 281.1888 | 277.0333 | mcf | 0.0006264 | 0.010706 | 6.8335e-05 | 5.6413e-06 | 5.6413e-06 | 0.0022778 | 0.0045557 | 281.1888 | 277.0333 | mcf
E2 | 2103006000 | NtGas-Com | 0.0097087 | 0.17652 | 0.0010591 | 0.013416 | 0.013416 | 0.035304 | 0.070609 | 3583.3898 | 3530.4333 | mcf | 0.0097087 | 0.17652 | 0.0010591 | 0.013416 | 0.013416 | 0.035304 | 0.070609 | 3583.3898 | 3530.4333 | mcf
E2 | 2104002000 | CoalHt | 0.11519 | 0.05437 | 0.10713 | 0.092037 | 0.092037 | 0.014583 | 1.5041 | 350.1787 | 23.0381 | tons | 0.10121 | 0.047771 | 0.094125 | 0.080866 | 0.080866 | 0.012813 | 1.3215 | 307.6763 | 20.2419 | tons
E2 | 2103002000 | Coal-Com | 0.00028532 | 0.00013467 | 0.00026535 | 0.00022797 | 0.00022797 | 3.612e-05 | 0.0037256 | 13.1168 | 0.86738 | tons | 0.00026963 | 0.00012727 | 0.00025076 | 0.00021544 | 0.00021544 | 3.4134e-05 | 0.0035207 | 12.3919 | 0.81968 | tons
E2 | 2103008000 | Wood-Com | 0.00087184 | 3.4664e-05 | 7.5569e-06 | 0.00024518 | 0.00024518 | 8.9777e-06 | 0.0017439 | 7.9159 | 0.65368 | tons | 0.00071474 | 2.9083e-05 | 6.1728e-06 | 0.00021103 | 0.00021103 | 8.1342e-06 | 0.0015343 | 6.466 | 0.53394 | tons
E2 | 2102012000 | WasteOil | 0.00037227 | 0.019434 | 0.013761 | 0.0019373 | 0.0019373 | 1.3544e-05 | 0.0046265 | 103.1181 | 0.74454 | 1000 gal | 0.00037227 | 0.019434 | 0.013761 | 0.0019373 | 0.0019373 | 1.3544e-05 | 0.0046265 | 103.1181 | 0.74454 | 1000 gal
E2 | Total |  | 8.704 | 2.5208 | 3.8479 | 2.543 | 2.543 | 0.14331 | 27.0102 | 50313.8173 |  |  | 7.8501 | 2.3591 | 3.5698 | 2.2663 | 2.2663 | 0.13197 | 23.8757 | 46995.0371 |  |  | PM Non-Attainment Area Emission Factors (lb/mmBTU), Baseline MC
[23 empty] | VOC | NOX | SO2 | PM10-PRI | PM25-PRI | NH3 | CO
Wtd Avg | 2104008100 | FP | 4.9706 | 0.056435 | 0.0086823 | 0.75102 | 0.75102 | 0.03907 | 5.4829 | 697.1042 | 62.0169 | tons | 4.5859 | 0.052067 | 0.0080102 | 0.69289 | 0.69289 | 0.036046 | 5.0585 | 643.1425 | 57.2165 | tons | 14.2608 | 0.16191 | 0.02491 | 2.1547 | 2.1547 | 0.11209 | 15.7305
Wtd Avg | 2104008210 | Ins-Conv | 0.10761 | 0.0056851 | 0.00081215 | 0.06213 | 0.06213 | 0.0034516 | 0.46861 | 65.1963 | 5.8011 | tons | 0.09366 | 0.0049481 | 0.00070687 | 0.054076 | 0.054076 | 0.0030042 | 0.40786 | 56.7446 | 5.0491 | tons | 3.3011 | 0.1744 | 0.024914 | 1.9059 | 1.9059 | 0.10589 | 14.3755
Wtd Avg | 2104008220 | Ins-NonCat | 0.051297 | 0.0085496 | 0.0017099 | 0.051297 | 0.051297 | 0.0038473 | 0.60189 | 137.2654 | 12.2138 | tons | 0.044648 | 0.0074413 | 0.0014883 | 0.044648 | 0.044648 | 0.0033486 | 0.52387 | 119.471 | 10.6305 | tons | 0.74742 | 0.12457 | 0.024914 | 0.74742 | 0.74742 | 0.056057 | 8.7698
Wtd Avg | 2104008230 | Ins-Cat | 0.038606 | 0.0051475 | 0.0010295 | 0.033459 | 0.033459 | 0.0023164 | 0.27539 | 82.6438 | 7.3536 | tons | 0.033602 | 0.0044802 | 0.00089604 | 0.029121 | 0.029121 | 0.0020161 | 0.23969 | 71.9303 | 6.4003 | tons | 0.93428 | 0.12457 | 0.024914 | 0.80971 | 0.80971 | 0.056057 | 6.6645
Wtd Avg | 2104008310 | WS-Conv | 2.1839 | 0.059835 | 0.016482 | 0.50031 | 0.50031 | 0.01636 | 4.9928 | 1323.1088 | 117.7294 | tons | 1.9008 | 0.052079 | 0.014345 | 0.43546 | 0.43546 | 0.014239 | 4.3456 | 1151.587 | 102.468 | tons | 3.3011 | 0.090447 | 0.024914 | 0.75627 | 0.75627 | 0.024729 | 7.5472
Wtd Avg | 2104008320 | WS-NonCat | 1.041 | 0.13957 | 0.034701 | 0.68753 | 0.68753 | 0.021666 | 10.7263 | 2785.6948 | 247.8693 | tons | 0.90609 | 0.12148 | 0.030203 | 0.59841 | 0.59841 | 0.018857 | 9.3358 | 2424.57 | 215.7379 | tons | 0.74742 | 0.10021 | 0.024914 | 0.49362 | 0.49362 | 0.015555 | 7.701
Wtd Avg | 2104008330 | WS-Cat | 0.78348 | 0.084033 | 0.020893 | 0.45931 | 0.45931 | 0.013045 | 6.458 | 1677.1922 | 149.2355 | tons | 0.68192 | 0.07314 | 0.018184 | 0.39977 | 0.39977 | 0.011354 | 5.6209 | 1459.7686 | 129.89 | tons | 0.93428 | 0.10021 | 0.024914 | 0.54771 | 0.54771 | 0.015555 | 7.701
Wtd Avg | 2104008410 | PS-Exempt | 0.013128 | 0.022925 | 0.0018322 | 0.016948 | 0.016948 | 0.00041156 | 0.056867 | 175.6433 | 15.6286 | tons | 0.011426 | 0.019954 | 0.0015947 | 0.014751 | 0.014751 | 0.00035821 | 0.049495 | 152.8737 | 13.6027 | tons | 0.14948 | 0.26105 | 0.020863 | 0.19298 | 0.19298 | 0.0046863 | 0.64753
Wtd Avg | 2104008420 | PS-EPACert | 0.044281 | 0.077328 | 0.0061801 | 0.057166 | 0.057166 | 0.0013882 | 0.19181 | 592.4502 | 52.7158 | tons | 0.038541 | 0.067304 | 0.005379 | 0.049755 | 0.049755 | 0.0012082 | 0.16695 | 515.6477 | 45.8823 | tons | 0.14948 | 0.26105 | 0.020863 | 0.19298 | 0.19298 | 0.0046863 | 0.64753
Wtd Avg | 2104008610 | OWBWtd | 1.2436 | 0.044177 | 0.010957 | 0.27037 | 0.27037 | 0.0066772 | 1.6592 | 879.2801 | 78.2651 | tons | 1.1371 | 0.040392 | 0.010018 | 0.2472 | 0.2472 | 0.0061051 | 1.517 | 803.9438 | 71.5594 | tons | 2.8287 | 0.10048 | 0.024923 | 0.61498 | 0.61498 | 0.015188 | 3.774
Wtd Avg | 2104004000 | COil-Res | 0.09076 | 1.422 | 3.6791 | 0.058121 | 0.058121 | 0.0031182 | 0.057007 | 34168.0245 | 254.585 | 1000 gal | 0.083829 | 1.3134 | 3.3981 | 0.053683 | 0.053683 | 0.0028801 | 0.052654 | 31558.8696 | 235.1443 | 1000 gal | 0.0053125 | 0.083238 | 0.21535 | 0.0034021 | 0.0034021 | 0.00018252 | 0.0033369
Wtd Avg | 2103004001 | COil-Com | 0.028633 | 0.72286 | 0.51095 | 0.018337 | 0.018337 | 0.00098375 | 0.017985 | 11124.0672 | 82.8851 | 1000 gal | 0.028164 | 0.71101 | 0.50257 | 0.018036 | 0.018036 | 0.00096762 | 0.01769 | 10941.6098 | 81.5256 | 1000 gal | 0.005148 | 0.12996 | 0.091864 | 0.0032967 | 0.0032967 | 0.00017687 | 0.0032335
Wtd Avg | 2104004000 | Prtbl | 0.00060661 | 0.015314 | 0.02459 | 0.00034032 | 0.00034032 | 2.0841e-05 | 0.00038102 | 233.108 | 1.7016 | 1000 gal | 0.00057278 | 0.01446 | 0.023218 | 0.00032133 | 0.00032133 | 1.9679e-05 | 0.00035977 | 220.1051 | 1.6067 | 1000 gal | 0.0052046 | 0.13139 | 0.21098 | 0.0029198 | 0.0029198 | 0.00017881 | 0.0032691
Wtd Avg | 2104004000 | DVOil | 0.0023377 | 0.036627 | 0.094762 | 0.001497 | 0.001497 | 8.0315e-05 | 0.0014683 | 819.6639 | 6.5573 | 1000 gal | 0.0019378 | 0.030362 | 0.078552 | 0.001241 | 0.001241 | 6.6577e-05 | 0.0012172 | 679.4565 | 5.4357 | 1000 gal | 0.005704 | 0.089371 | 0.23122 | 0.0036528 | 0.0036528 | 0.00019597 | 0.0035828
Wtd Avg | 2104006010 | NtGas-Res | 0.00064991 | 0.011107 | 7.0899e-05 | 5.8529e-06 | 5.8529e-06 | 0.0023633 | 0.0047266 | 291.7388 | 287.4274 | mcf | 0.00064991 | 0.011107 | 7.0899e-05 | 5.8529e-06 | 5.8529e-06 | 0.0023633 | 0.0047266 | 291.7388 | 287.4274 | mcf | 0.0044554 | 0.076147 | 0.00048604 | 4.0124e-05 | 4.0124e-05 | 0.016201 | 0.032403
Wtd Avg | 2103006000 | NtGas-Com | 0.0072944 | 0.13263 | 0.00079575 | 0.01008 | 0.01008 | 0.026525 | 0.05305 | 2692.2925 | 2652.5049 | mcf | 0.0072944 | 0.13263 | 0.00079575 | 0.01008 | 0.01008 | 0.026525 | 0.05305 | 2692.2925 | 2652.5049 | mcf | 0.0054187 | 0.098522 | 0.00059113 | 0.0074877 | 0.0074877 | 0.019704 | 0.039409
Wtd Avg | 2104002000 | CoalHt | 0.13689 | 0.064611 | 0.12731 | 0.10937 | 0.10937 | 0.017329 | 1.7874 | 416.1408 | 27.3777 | tons | 0.12001 | 0.056645 | 0.11161 | 0.095888 | 0.095888 | 0.015193 | 1.567 | 364.8305 | 24.002 | tons | 0.65789 | 0.31053 | 0.61184 | 0.52566 | 0.52566 | 0.083286 | 8.5905
Wtd Avg | 2103002000 | Coal-Com | 0.00034838 | 0.00016444 | 0.00032399 | 0.00027836 | 0.00027836 | 4.4103e-05 | 0.004549 | 16.0157 | 1.0591 | tons | 0.00032922 | 0.00015539 | 0.00030618 | 0.00026305 | 0.00026305 | 4.1678e-05 | 0.0042988 | 15.1305 | 1.0008 | tons
Wtd Avg | 2103008000 | Wood-Com | 0.0010645 | 4.2325e-05 | 9.2271e-06 | 0.00029937 | 0.00029937 | 1.0962e-05 | 0.0021293 | 9.6654 | 0.79814 | tons | 0.0008727 | 3.5511e-05 | 7.537e-06 | 0.00025767 | 0.00025767 | 9.9319e-06 | 0.0018734 | 7.895 | 0.65195 | tons
Wtd Avg | 2102012000 | WasteOil | 0.00045454 | 0.023729 | 0.016802 | 0.0023655 | 0.0023655 | 1.6537e-05 | 0.005649 | 125.9078 | 0.90908 | 1000 gal | 0.00045454 | 0.023729 | 0.016802 | 0.0023655 | 0.0023655 | 1.6537e-05 | 0.005649 | 125.9078 | 0.90908 | 1000 gal | 0.0072202 | 0.37693 | 0.2669 | 0.037575 | 0.037575 | 0.00026269 | 0.089732
Wtd Avg | Total |  | 10.7466 | 2.9328 | 4.558 | 3.0902 | 3.0902 | 0.15873 | 32.8481 | 58312.2037 |  |  | 9.6777 | 2.7369 | 4.2229 | 2.7482 | 2.7482 | 0.14462 | 28.9742 | 54297.515 |  |  | 0.35647 | 0.10081 | 0.15555 | 0.10123 | 0.10123 | 0.0053269 | 1.0672
[19 empty] | Residential: | 40514.6794 | mmBTU/episode day
[20 empty] | #VALUE! | BTU/HH/episode day |  | PM Non-Attainment Area Emission Factors (lb/mmBTU), Baseline MC
[8 empty] | Needed Aggregations for Measure Benefit Calcs | [14 empty] | VOC | NOX | SO2 | PM10-PRI | PM25-PRI | NH3 | CO
[12 empty] | Uncertified Residential Solid-Fuel Heaters (cordwood insert/stove, OWB, Coal Ht): | 7.8374 | 0.20613 | 0.14469 | 1.5255 | 1.5255 | 0.074587 | 12.896 | 3020.2483 |  |  | 5.1899 | 0.1365 | 0.095813 | 1.0102 | 1.0102 | 0.049391 | 8.5397
[12 empty] | Phase II Wood Heaters (Cert cordwood insert or stove): | 1.6663 | 0.20654 | 0.050772 | 1.0719 | 1.0719 | 0.035576 | 15.7202 | 4075.7398 |  |  | 0.81765 | 0.10135 | 0.024914 | 0.52601 | 0.52601 | 0.017457 | 7.7141
[12 empty] | Residential Oil Devices (central, DV, portable): | 0.08634 | 1.3583 | 3.4999 | 0.055245 | 0.055245 | 0.0029664 | 0.054231 | 32458.4312 | 242.1866 | 1000 gal | 0.00532 | 0.083693 | 0.21565 | 0.0034041 | 0.0034041 | 0.00018278 | 0.0033416
[12 empty] | Other Residential Fuels: | 0.12066 | 0.067752 | 0.11168 | 0.095894 | 0.095894 | 0.017556 | 1.5718 | 656.5693 |  |  | 0.36755 | 0.20638 | 0.34019 | 0.29211 | 0.29211 | 0.053478 | 4.7878
[12 empty] | Commercial Oil: | 0.028164 | 0.71101 | 0.50257 | 0.018036 | 0.018036 | 0.00096762 | 0.01769 | 10941.6098 | 81.5256 | 1000 gal | 0.005148 | 0.12996 | 0.091864 | 0.0032967 | 0.0032967 | 0.00017687 | 0.0032335
[12 empty] | All Wood Devices: | 9.4345 | 0.44332 | 0.090834 | 2.5663 | 2.5663 | 0.096546 | 27.2675 | 7407.574 | 659.0886 | tons/day | 2.5472 | 0.11969 | 0.024525 | 0.69289 | 0.69289 | 0.026067 | 7.3621
[12 empty] | All Other Devices/Fuels: | 0.0080782 | 0.15651 | 0.017904 | 0.012708 | 0.012708 | 0.026583 | 0.062998 | 2833.3308 |  |  | 0.0057022 | 0.11048 | 0.012638 | 0.0089704 | 0.0089704 | 0.018765 | 0.044469
[12 empty] | CheckSum: | 9.6777 | 2.7369 | 4.2229 | 2.7482 | 2.7482 | 0.14462 | 28.9742 | 54297.515 |  |  | 0.35647 | 0.10081 | 0.15555 | 0.10123 | 0.10123 | 0.0053269 | 1.0672
[21 empty] | 391.6722 | cords/episode day
[19 empty] | HDD-Based Episode Day/Avg Annual Day Use: | 1.9303 | 74061.8711 | cords/year

## DevSumOut-2027BSR
Summary of Space Heating Emissions and Energy Use by Device Averaged Across Each Modeling Episode
BSR, 2027
|  |  | Grid 3 Domain | [9 empty] | PM Non-Attainment Area
|  | Source | Space Heating Emissions (tons/day) | [6 empty] | Avg Daily |  | Fuel Use | Space Heating Emissions (tons/day) | [6 empty] | Avg Daily |  | Fuel Use
Episode | SCC | Category | VOC | NOX | SO2 | PM10-PRI | PM25-PRI | NH3 | CO | mmBTU | Fuel Use | Units | VOC | NOX | SO2 | PM10-PRI | PM25-PRI | NH3 | CO | mmBTU | Fuel Use | Units
E1 | 2104008100 | FP | 6.0279 | 0.06844 | 0.010529 | 0.91077 | 0.91077 | 0.047381 | 6.6492 | 847.0721 | 75.2089 | tons | 5.5543 | 0.063062 | 0.0097019 | 0.83921 | 0.83921 | 0.043658 | 6.1267 | 780.5151 | 69.2996 | tons
E1 | 2104008210 | Ins-Conv | 0.12433 | 0.0065686 | 0.00093838 | 0.071786 | 0.071786 | 0.0039881 | 0.54144 | 75.4925 | 6.7027 | tons | 0.10805 | 0.0057084 | 0.00081548 | 0.062384 | 0.062384 | 0.0034658 | 0.47053 | 65.6053 | 5.8249 | tons
E1 | 2104008220 | Ins-NonCat | 0.05927 | 0.0098784 | 0.0019757 | 0.05927 | 0.05927 | 0.0044453 | 0.69544 | 158.9431 | 14.1121 | tons | 0.051508 | 0.0085846 | 0.0017169 | 0.051508 | 0.051508 | 0.0038631 | 0.60436 | 138.1265 | 12.2638 | tons
E1 | 2104008230 | Ins-Cat | 0.044606 | 0.0059475 | 0.0011895 | 0.038659 | 0.038659 | 0.0026764 | 0.31819 | 95.6954 | 8.4965 | tons | 0.038764 | 0.0051686 | 0.0010337 | 0.033596 | 0.033596 | 0.0023259 | 0.27652 | 83.1623 | 7.3837 | tons
E1 | 2104008310 | WS-Conv | 2.5233 | 0.069135 | 0.019044 | 0.57807 | 0.57807 | 0.018902 | 5.7688 | 1532.0611 | 136.027 | tons | 2.1928 | 0.060081 | 0.01655 | 0.50236 | 0.50236 | 0.016427 | 5.0133 | 1331.4086 | 118.2117 | tons
E1 | 2104008320 | WS-NonCat | 1.2028 | 0.16127 | 0.040095 | 0.79439 | 0.79439 | 0.025033 | 12.3934 | 3225.6264 | 286.3935 | tons | 1.0453 | 0.14014 | 0.034844 | 0.69035 | 0.69035 | 0.021755 | 10.7702 | 2803.1695 | 248.8849 | tons
E1 | 2104008330 | WS-Cat | 0.90525 | 0.097093 | 0.02414 | 0.5307 | 0.5307 | 0.015072 | 7.4617 | 1942.0633 | 172.4299 | tons | 0.78669 | 0.084377 | 0.020978 | 0.46119 | 0.46119 | 0.013098 | 6.4845 | 1687.7133 | 149.8469 | tons
E1 | 2104008410 | PS-Exempt | 0.015168 | 0.026489 | 0.002117 | 0.019582 | 0.019582 | 0.00047552 | 0.065705 | 203.3818 | 18.0576 | tons | 0.013182 | 0.023019 | 0.0018397 | 0.017017 | 0.017017 | 0.00041325 | 0.0571 | 176.7451 | 15.6927 | tons
E1 | 2104008420 | PS-EPACert | 0.051163 | 0.089347 | 0.0071406 | 0.066051 | 0.066051 | 0.001604 | 0.22163 | 686.0131 | 60.909 | tons | 0.044462 | 0.077645 | 0.0062054 | 0.0574 | 0.0574 | 0.0013939 | 0.1926 | 596.1667 | 52.9318 | tons
E1 | 2104008610 | OWBWtd | 1.297 | 0.046073 | 0.011427 | 0.28197 | 0.28197 | 0.0069637 | 1.7304 | 919.3178 | 81.6234 | tons | 1.1857 | 0.042121 | 0.010447 | 0.25779 | 0.25779 | 0.0063664 | 1.582 | 840.4693 | 74.6227 | tons
E1 | 2104004000 | COil-Res | 0.10281 | 1.6108 | 4.1674 | 0.065836 | 0.065836 | 0.0035321 | 0.064574 | 38703.2511 | 288.3769 | 1000 gal | 0.094885 | 1.4867 | 3.8463 | 0.060763 | 0.060763 | 0.00326 | 0.059599 | 35721.1315 | 266.1572 | 1000 gal
E1 | 2103004001 | COil-Com | 0.033423 | 0.84377 | 0.59641 | 0.021403 | 0.021403 | 0.0011483 | 0.020993 | 12984.6679 | 96.7484 | 1000 gal | 0.032879 | 0.83004 | 0.58671 | 0.021055 | 0.021055 | 0.0011296 | 0.020652 | 12773.3353 | 95.1738 | 1000 gal
E1 | 2104004000 | Prtbl | 0.00068907 | 0.017396 | 0.027933 | 0.00038657 | 0.00038657 | 2.3674e-05 | 0.00043281 | 264.794 | 1.9329 | 1000 gal | 0.00065006 | 0.016411 | 0.026351 | 0.00036469 | 0.00036469 | 2.2334e-05 | 0.00040831 | 249.8051 | 1.8235 | 1000 gal
E1 | 2104004000 | DVOil | 0.0029445 | 0.046135 | 0.11936 | 0.0018856 | 0.0018856 | 0.00010116 | 0.0018495 | 1032.4431 | 8.2595 | 1000 gal | 0.0024328 | 0.038117 | 0.098617 | 0.0015579 | 0.0015579 | 8.3583e-05 | 0.0015281 | 853.0119 | 6.8241 | 1000 gal
E1 | 2104006010 | NtGas-Res | 0.0006697 | 0.011446 | 7.3058e-05 | 6.0312e-06 | 6.0312e-06 | 0.0024353 | 0.0048705 | 300.623 | 296.1803 | mcf | 0.0006697 | 0.011446 | 7.3058e-05 | 6.0312e-06 | 6.0312e-06 | 0.0024353 | 0.0048705 | 300.623 | 296.1803 | mcf
E1 | 2103006000 | NtGas-Com | 0.0052613 | 0.09566 | 0.00057396 | 0.0072701 | 0.0072701 | 0.019132 | 0.038264 | 1941.8947 | 1913.1967 | mcf | 0.0052613 | 0.09566 | 0.00057396 | 0.0072701 | 0.0072701 | 0.019132 | 0.038264 | 1941.8947 | 1913.1967 | mcf
E1 | 2104002000 | CoalHt | 0.15625 | 0.07375 | 0.14531 | 0.12484 | 0.12484 | 0.01978 | 2.0402 | 474.9996 | 31.25 | tons | 0.1368 | 0.064568 | 0.12722 | 0.1093 | 0.1093 | 0.017318 | 1.7862 | 415.8597 | 27.3592 | tons
E1 | 2103002000 | Coal-Com | 0.00040148 | 0.0001895 | 0.00037338 | 0.00032078 | 0.00032078 | 5.0826e-05 | 0.0052423 | 18.4569 | 1.2205 | tons | 0.0003794 | 0.00017908 | 0.00035285 | 0.00030314 | 0.00030314 | 4.8031e-05 | 0.0049541 | 17.4368 | 1.1534 | tons
E1 | 2103008000 | Wood-Com | 0.0012268 | 4.8776e-05 | 1.0633e-05 | 0.000345 | 0.000345 | 1.2633e-05 | 0.0024539 | 11.1386 | 0.9198 | tons | 0.0010057 | 4.0924e-05 | 8.6858e-06 | 0.00029694 | 0.00029694 | 1.1446e-05 | 0.0021589 | 9.0984 | 0.75132 | tons
E1 | 2102012000 | WasteOil | 0.00052382 | 0.027346 | 0.019363 | 0.0027261 | 0.0027261 | 1.9058e-05 | 0.00651 | 145.099 | 1.0476 | 1000 gal | 0.00052382 | 0.027346 | 0.019363 | 0.0027261 | 0.0027261 | 1.9058e-05 | 0.00651 | 145.099 | 1.0476 | 1000 gal
E1 | Total |  | 12.555 | 3.3068 | 5.1954 | 3.5763 | 3.5763 | 0.17278 | 38.0313 | 65563.0345 |  |  | 11.2963 | 3.0804 | 4.8097 | 3.1764 | 3.1764 | 0.15622 | 33.5029 | 60930.377
E2 | 2104008100 | FP | 3.792 | 0.043054 | 0.0066236 | 0.57295 | 0.57295 | 0.029806 | 4.1828 | 529.8178 | 47.3121 | tons | 3.5069 | 0.039816 | 0.0061256 | 0.52986 | 0.52986 | 0.027565 | 3.8683 | 489.9768 | 43.7544 | tons
E2 | 2104008210 | Ins-Conv | 0.089416 | 0.0047239 | 0.00067484 | 0.051625 | 0.051625 | 0.0028681 | 0.38938 | 53.9798 | 4.8203 | tons | 0.078023 | 0.004122 | 0.00058885 | 0.045047 | 0.045047 | 0.0025026 | 0.33977 | 47.1016 | 4.2061 | tons
E2 | 2104008220 | Ins-NonCat | 0.042625 | 0.0071041 | 0.0014208 | 0.042625 | 0.042625 | 0.0031968 | 0.50013 | 113.6499 | 10.1488 | tons | 0.037193 | 0.0061989 | 0.0012398 | 0.037193 | 0.037193 | 0.0027895 | 0.4364 | 99.1685 | 8.8556 | tons
E2 | 2104008230 | Ins-Cat | 0.032079 | 0.0042772 | 0.00085544 | 0.027802 | 0.027802 | 0.0019247 | 0.22883 | 68.4255 | 6.1103 | tons | 0.027991 | 0.0037322 | 0.00074644 | 0.024259 | 0.024259 | 0.0016795 | 0.19967 | 59.7067 | 5.3317 | tons
E2 | 2104008310 | WS-Conv | 1.8146 | 0.049719 | 0.013695 | 0.41572 | 0.41572 | 0.013594 | 4.1487 | 1095.4771 | 97.8249 | tons | 1.5834 | 0.043384 | 0.01195 | 0.36275 | 0.36275 | 0.011862 | 3.6201 | 955.8905 | 85.36 | tons
E2 | 2104008320 | WS-NonCat | 0.86503 | 0.11598 | 0.028834 | 0.57129 | 0.57129 | 0.018003 | 8.9128 | 2306.4354 | 205.9622 | tons | 0.75481 | 0.1012 | 0.02516 | 0.4985 | 0.4985 | 0.015709 | 7.7771 | 2012.5475 | 179.7183 | tons
E2 | 2104008330 | WS-Cat | 0.65102 | 0.069825 | 0.01736 | 0.38165 | 0.38165 | 0.010839 | 5.3662 | 1388.643 | 124.0043 | tons | 0.56806 | 0.060928 | 0.015148 | 0.33302 | 0.33302 | 0.009458 | 4.6824 | 1211.701 | 108.2036 | tons
E2 | 2104008410 | PS-Exempt | 0.010908 | 0.019049 | 0.0015224 | 0.014083 | 0.014083 | 0.00034198 | 0.047253 | 145.4251 | 12.9863 | tons | 0.0095184 | 0.016622 | 0.0013284 | 0.012288 | 0.012288 | 0.0002984 | 0.041232 | 126.8949 | 11.3316 | tons
E2 | 2104008420 | PS-EPACert | 0.036794 | 0.064254 | 0.0051352 | 0.047501 | 0.047501 | 0.0011535 | 0.15938 | 490.5233 | 43.8032 | tons | 0.032106 | 0.056067 | 0.0044809 | 0.041448 | 0.041448 | 0.0010065 | 0.13908 | 428.0204 | 38.2218 | tons
E2 | 2104008610 | OWBWtd | 1.1995 | 0.04261 | 0.010568 | 0.26078 | 0.26078 | 0.0064404 | 1.6003 | 845.3583 | 75.4896 | tons | 1.0969 | 0.038964 | 0.0096642 | 0.23847 | 0.23847 | 0.0058893 | 1.4634 | 773.0254 | 69.0303 | tons
E2 | 2104004000 | COil-Res | 0.077848 | 1.2197 | 3.1557 | 0.049853 | 0.049853 | 0.0026746 | 0.048897 | 29307.2073 | 218.3672 | 1000 gal | 0.071987 | 1.1279 | 2.9181 | 0.0461 | 0.0461 | 0.0024733 | 0.045216 | 27100.8757 | 201.9279 | 1000 gal
E2 | 2103004001 | COil-Com | 0.023753 | 0.59964 | 0.42386 | 0.015211 | 0.015211 | 0.00081606 | 0.014919 | 9227.8679 | 68.7566 | 1000 gal | 0.023366 | 0.58989 | 0.41696 | 0.014963 | 0.014963 | 0.00080278 | 0.014677 | 9077.6793 | 67.6375 | 1000 gal
E2 | 2104004000 | Prtbl | 0.00051801 | 0.013077 | 0.020998 | 0.00029061 | 0.00029061 | 1.7797e-05 | 0.00032537 | 199.0609 | 1.4531 | 1000 gal | 0.00048979 | 0.012365 | 0.019855 | 0.00027478 | 0.00027478 | 1.6828e-05 | 0.00030765 | 188.2169 | 1.3739 | 1000 gal
E2 | 2104004000 | DVOil | 0.001653 | 0.025899 | 0.067005 | 0.0010585 | 0.0010585 | 5.679e-05 | 0.0010382 | 579.5772 | 4.6366 | 1000 gal | 0.0013798 | 0.021619 | 0.055932 | 0.0008836 | 0.0008836 | 4.7405e-05 | 0.00086666 | 483.7947 | 3.8704 | 1000 gal
E2 | 2104006010 | NtGas-Res | 0.0006264 | 0.010706 | 6.8335e-05 | 5.6413e-06 | 5.6413e-06 | 0.0022778 | 0.0045557 | 281.1888 | 277.0333 | mcf | 0.0006264 | 0.010706 | 6.8335e-05 | 5.6413e-06 | 5.6413e-06 | 0.0022778 | 0.0045557 | 281.1888 | 277.0333 | mcf
E2 | 2103006000 | NtGas-Com | 0.0097087 | 0.17652 | 0.0010591 | 0.013416 | 0.013416 | 0.035304 | 0.070609 | 3583.3898 | 3530.4333 | mcf | 0.0097087 | 0.17652 | 0.0010591 | 0.013416 | 0.013416 | 0.035304 | 0.070609 | 3583.3898 | 3530.4333 | mcf
E2 | 2104002000 | CoalHt | 0.116 | 0.054752 | 0.10788 | 0.092683 | 0.092683 | 0.014685 | 1.5147 | 352.6373 | 23.1998 | tons | 0.10192 | 0.048106 | 0.094786 | 0.081434 | 0.081434 | 0.012903 | 1.3308 | 309.8365 | 20.384 | tons
E2 | 2103002000 | Coal-Com | 0.00028532 | 0.00013467 | 0.00026535 | 0.00022797 | 0.00022797 | 3.612e-05 | 0.0037256 | 13.1168 | 0.86738 | tons | 0.00026963 | 0.00012727 | 0.00025076 | 0.00021544 | 0.00021544 | 3.4134e-05 | 0.0035207 | 12.3919 | 0.81968 | tons
E2 | 2103008000 | Wood-Com | 0.00087184 | 3.4664e-05 | 7.5569e-06 | 0.00024518 | 0.00024518 | 8.9777e-06 | 0.0017439 | 7.9159 | 0.65368 | tons | 0.00071474 | 2.9083e-05 | 6.1728e-06 | 0.00021103 | 0.00021103 | 8.1342e-06 | 0.0015343 | 6.466 | 0.53394 | tons
E2 | 2102012000 | WasteOil | 0.00037227 | 0.019434 | 0.013761 | 0.0019373 | 0.0019373 | 1.3544e-05 | 0.0046265 | 103.1181 | 0.74454 | 1000 gal | 0.00037227 | 0.019434 | 0.013761 | 0.0019373 | 0.0019373 | 1.3544e-05 | 0.0046265 | 103.1181 | 0.74454 | 1000 gal
E2 | Total |  | 8.7657 | 2.5405 | 3.8773 | 2.561 | 2.561 | 0.14406 | 27.2009 | 50692.8155 |  |  | 7.9057 | 2.3777 | 3.5972 | 2.2823 | 2.2823 | 0.13264 | 24.0442 | 47350.9912 |  |  | PM Non-Attainment Area Emission Factors (lb/mmBTU), Baseline MC
[23 empty] | VOC | NOX | SO2 | PM10-PRI | PM25-PRI | NH3 | CO
Wtd Avg | 2104008100 | FP | 5.0058 | 0.056835 | 0.0087438 | 0.75634 | 0.75634 | 0.039347 | 5.5217 | 702.0416 | 62.4561 | tons | 4.6183 | 0.052435 | 0.008067 | 0.69779 | 0.69779 | 0.036301 | 5.0943 | 647.6976 | 57.6218 | tons | 14.2608 | 0.16191 | 0.02491 | 2.1547 | 2.1547 | 0.11209 | 15.7305
Wtd Avg | 2104008210 | Ins-Conv | 0.10837 | 0.0057253 | 0.0008179 | 0.06257 | 0.06257 | 0.0034761 | 0.47193 | 65.6581 | 5.8422 | tons | 0.094324 | 0.0049831 | 0.00071188 | 0.054459 | 0.054459 | 0.0030255 | 0.41075 | 57.1465 | 5.0849 | tons | 3.3011 | 0.1744 | 0.024914 | 1.9059 | 1.9059 | 0.10589 | 14.3755
Wtd Avg | 2104008220 | Ins-NonCat | 0.051661 | 0.0086101 | 0.001722 | 0.051661 | 0.051661 | 0.0038746 | 0.60615 | 138.2376 | 12.3003 | tons | 0.044964 | 0.007494 | 0.0014988 | 0.044964 | 0.044964 | 0.0033723 | 0.52758 | 120.3171 | 10.7058 | tons | 0.74742 | 0.12457 | 0.024914 | 0.74742 | 0.74742 | 0.056057 | 8.7698
Wtd Avg | 2104008230 | Ins-Cat | 0.038879 | 0.0051839 | 0.0010368 | 0.033696 | 0.033696 | 0.0023328 | 0.27734 | 83.2292 | 7.4057 | tons | 0.03384 | 0.0045119 | 0.00090239 | 0.029328 | 0.029328 | 0.0020304 | 0.24139 | 72.4397 | 6.4457 | tons | 0.93428 | 0.12457 | 0.024914 | 0.80971 | 0.80971 | 0.056057 | 6.6645
Wtd Avg | 2104008310 | WS-Conv | 2.1993 | 0.060259 | 0.016599 | 0.50386 | 0.50386 | 0.016475 | 5.0282 | 1332.4799 | 118.5632 | tons | 1.9142 | 0.052448 | 0.014447 | 0.43854 | 0.43854 | 0.01434 | 4.3764 | 1159.7432 | 103.1938 | tons | 3.3011 | 0.090447 | 0.024914 | 0.75627 | 0.75627 | 0.024729 | 7.5472
Wtd Avg | 2104008320 | WS-NonCat | 1.0484 | 0.14056 | 0.034947 | 0.6924 | 0.6924 | 0.021819 | 10.8023 | 2805.4248 | 249.6249 | tons | 0.91251 | 0.12234 | 0.030417 | 0.60265 | 0.60265 | 0.018991 | 9.402 | 2441.7423 | 217.2659 | tons | 0.74742 | 0.10021 | 0.024914 | 0.49362 | 0.49362 | 0.015555 | 7.701
Wtd Avg | 2104008330 | WS-Cat | 0.78903 | 0.084628 | 0.021041 | 0.46256 | 0.46256 | 0.013137 | 6.5038 | 1689.0712 | 150.2925 | tons | 0.68675 | 0.073658 | 0.018313 | 0.4026 | 0.4026 | 0.011434 | 5.6607 | 1470.1076 | 130.81 | tons | 0.93428 | 0.10021 | 0.024914 | 0.54771 | 0.54771 | 0.015555 | 7.701
Wtd Avg | 2104008410 | PS-Exempt | 0.013221 | 0.023088 | 0.0018452 | 0.017068 | 0.017068 | 0.00041447 | 0.05727 | 176.8873 | 15.7393 | tons | 0.011507 | 0.020095 | 0.001606 | 0.014855 | 0.014855 | 0.00036075 | 0.049846 | 153.9564 | 13.699 | tons | 0.14948 | 0.26105 | 0.020863 | 0.19298 | 0.19298 | 0.0046863 | 0.64753
Wtd Avg | 2104008420 | PS-EPACert | 0.044595 | 0.077876 | 0.0062239 | 0.057571 | 0.057571 | 0.001398 | 0.19317 | 596.6463 | 53.0892 | tons | 0.038814 | 0.067781 | 0.0054171 | 0.050108 | 0.050108 | 0.0012168 | 0.16813 | 519.2998 | 46.2072 | tons | 0.14948 | 0.26105 | 0.020863 | 0.19298 | 0.19298 | 0.0046863 | 0.64753
Wtd Avg | 2104008610 | OWBWtd | 1.2524 | 0.04449 | 0.011035 | 0.27228 | 0.27228 | 0.0067245 | 1.6709 | 885.5077 | 78.8194 | tons | 1.1451 | 0.040678 | 0.010089 | 0.24895 | 0.24895 | 0.0061483 | 1.5278 | 809.6378 | 72.0662 | tons | 2.8287 | 0.10048 | 0.024923 | 0.61498 | 0.61498 | 0.015188 | 3.774
Wtd Avg | 2104004000 | COil-Res | 0.091397 | 1.432 | 3.7049 | 0.058529 | 0.058529 | 0.0031401 | 0.057408 | 34407.9168 | 256.3725 | 1000 gal | 0.084417 | 1.3227 | 3.422 | 0.05406 | 0.05406 | 0.0029003 | 0.053024 | 31780.4431 | 236.7952 | 1000 gal | 0.0053125 | 0.083238 | 0.21535 | 0.0034021 | 0.0034021 | 0.00018252 | 0.0033369
Wtd Avg | 2103004001 | COil-Com | 0.029002 | 0.73217 | 0.51753 | 0.018573 | 0.018573 | 0.00099642 | 0.018217 | 11267.2736 | 83.9522 | 1000 gal | 0.02853 | 0.72025 | 0.50911 | 0.01827 | 0.01827 | 0.0009802 | 0.01792 | 11083.8926 | 82.5858 | 1000 gal | 0.005148 | 0.12996 | 0.091864 | 0.0032967 | 0.0032967 | 0.00017687 | 0.0032335
Wtd Avg | 2104004000 | Prtbl | 0.00061087 | 0.015422 | 0.024763 | 0.00034271 | 0.00034271 | 2.0988e-05 | 0.0003837 | 234.7446 | 1.7135 | 1000 gal | 0.0005768 | 0.014562 | 0.023381 | 0.00032359 | 0.00032359 | 1.9817e-05 | 0.00036229 | 221.6505 | 1.6179 | 1000 gal | 0.0052046 | 0.13139 | 0.21098 | 0.0029198 | 0.0029198 | 0.00017881 | 0.0032691
Wtd Avg | 2104004000 | DVOil | 0.0023541 | 0.036884 | 0.095427 | 0.0015075 | 0.0015075 | 8.0879e-05 | 0.0014786 | 825.4187 | 6.6033 | 1000 gal | 0.0019514 | 0.030575 | 0.079104 | 0.0012497 | 0.0012497 | 6.7044e-05 | 0.0012257 | 684.2269 | 5.4738 | 1000 gal | 0.005704 | 0.089371 | 0.23122 | 0.0036528 | 0.0036528 | 0.00019597 | 0.0035828
Wtd Avg | 2104006010 | NtGas-Res | 0.00064991 | 0.011107 | 7.0899e-05 | 5.8529e-06 | 5.8529e-06 | 0.0023633 | 0.0047266 | 291.7388 | 287.4274 | mcf | 0.00064991 | 0.011107 | 7.0899e-05 | 5.8529e-06 | 5.8529e-06 | 0.0023633 | 0.0047266 | 291.7388 | 287.4274 | mcf | 0.0044554 | 0.076147 | 0.00048604 | 4.0124e-05 | 4.0124e-05 | 0.016201 | 0.032403
Wtd Avg | 2103006000 | NtGas-Com | 0.0072944 | 0.13263 | 0.00079575 | 0.01008 | 0.01008 | 0.026525 | 0.05305 | 2692.2925 | 2652.5049 | mcf | 0.0072944 | 0.13263 | 0.00079575 | 0.01008 | 0.01008 | 0.026525 | 0.05305 | 2692.2925 | 2652.5049 | mcf | 0.0054187 | 0.098522 | 0.00059113 | 0.0074877 | 0.0074877 | 0.019704 | 0.039409
Wtd Avg | 2104002000 | CoalHt | 0.13785 | 0.065065 | 0.1282 | 0.11014 | 0.11014 | 0.017451 | 1.8 | 419.0625 | 27.5699 | tons | 0.12085 | 0.057042 | 0.11239 | 0.096561 | 0.096561 | 0.015299 | 1.578 | 367.3919 | 24.1705 | tons | 0.65789 | 0.31053 | 0.61184 | 0.52566 | 0.52566 | 0.083286 | 8.5905
Wtd Avg | 2103002000 | Coal-Com | 0.00034838 | 0.00016444 | 0.00032399 | 0.00027836 | 0.00027836 | 4.4103e-05 | 0.004549 | 16.0157 | 1.0591 | tons | 0.00032922 | 0.00015539 | 0.00030618 | 0.00026305 | 0.00026305 | 4.1678e-05 | 0.0042988 | 15.1305 | 1.0008 | tons
Wtd Avg | 2103008000 | Wood-Com | 0.0010645 | 4.2325e-05 | 9.2271e-06 | 0.00029937 | 0.00029937 | 1.0962e-05 | 0.0021293 | 9.6654 | 0.79814 | tons | 0.0008727 | 3.5511e-05 | 7.537e-06 | 0.00025767 | 0.00025767 | 9.9319e-06 | 0.0018734 | 7.895 | 0.65195 | tons
Wtd Avg | 2102012000 | WasteOil | 0.00045454 | 0.023729 | 0.016802 | 0.0023655 | 0.0023655 | 1.6537e-05 | 0.005649 | 125.9078 | 0.90908 | 1000 gal | 0.00045454 | 0.023729 | 0.016802 | 0.0023655 | 0.0023655 | 1.6537e-05 | 0.005649 | 125.9078 | 0.90908 | 1000 gal | 0.0072202 | 0.37693 | 0.2669 | 0.037575 | 0.037575 | 0.00026269 | 0.089732
Wtd Avg | Total |  | 10.8228 | 2.9565 | 4.5928 | 3.1121 | 3.1121 | 0.15965 | 33.0803 | 58765.2201 |  |  | 9.7463 | 2.7592 | 4.2554 | 2.7677 | 2.7677 | 0.14544 | 29.1789 | 54722.6578 |  |  | 0.35621 | 0.10084 | 0.15553 | 0.10115 | 0.10115 | 0.0053156 | 1.0664
[19 empty] | Residential: | 40797.5394 | mmBTU/episode day
[20 empty] | #VALUE! | BTU/HH/episode day |  | PM Non-Attainment Area Emission Factors (lb/mmBTU), Baseline MC
[8 empty] | Needed Aggregations for Measure Benefit Calcs | [14 empty] | VOC | NOX | SO2 | PM10-PRI | PM25-PRI | NH3 | CO
[12 empty] | Uncertified Residential Solid-Fuel Heaters (cordwood insert/stove, OWB, Coal Ht): | 7.8929 | 0.20759 | 0.14571 | 1.5363 | 1.5363 | 0.075114 | 12.9872 | 3041.6171 |  |  | 5.1899 | 0.1365 | 0.09581 | 1.0102 | 1.0102 | 0.049391 | 8.5397
[12 empty] | Phase II Wood Heaters (Cert cordwood insert or stove): | 1.6781 | 0.208 | 0.051131 | 1.0795 | 1.0795 | 0.035828 | 15.8316 | 4104.6068 |  |  | 0.81765 | 0.10135 | 0.024914 | 0.52601 | 0.52601 | 0.017457 | 7.7141
[12 empty] | Residential Oil Devices (central, DV, portable): | 0.086946 | 1.3678 | 3.5245 | 0.055633 | 0.055633 | 0.0029872 | 0.054612 | 32686.3205 | 243.887 | 1000 gal | 0.00532 | 0.083693 | 0.21565 | 0.0034041 | 0.0034041 | 0.00018278 | 0.0033416
[12 empty] | Other Residential Fuels: | 0.1215 | 0.06815 | 0.11246 | 0.096567 | 0.096567 | 0.017663 | 1.5828 | 659.1308 |  |  | 0.36867 | 0.20679 | 0.34125 | 0.29301 | 0.29301 | 0.053594 | 4.8026
[12 empty] | Commercial Oil: | 0.02853 | 0.72025 | 0.50911 | 0.01827 | 0.01827 | 0.0009802 | 0.01792 | 11083.8926 | 82.5858 | 1000 gal | 0.005148 | 0.12996 | 0.091864 | 0.0032967 | 0.0032967 | 0.00017687 | 0.0032335
[12 empty] | All Wood Devices: | 9.5013 | 0.44646 | 0.091477 | 2.5845 | 2.5845 | 0.09723 | 27.4606 | 7459.9832 | 663.7521 | tons/day | 2.5473 | 0.11969 | 0.024525 | 0.6929 | 0.6929 | 0.026067 | 7.3621
[12 empty] | All Other Devices/Fuels: | 0.0080782 | 0.15651 | 0.017904 | 0.012708 | 0.012708 | 0.026583 | 0.062998 | 2833.3308 |  |  | 0.0057022 | 0.11048 | 0.012638 | 0.0089704 | 0.0089704 | 0.018765 | 0.044469
[12 empty] | CheckSum: | 9.7463 | 2.7592 | 4.2554 | 2.7677 | 2.7677 | 0.14544 | 29.1789 | 54722.6578 |  |  | 0.35621 | 0.10084 | 0.15553 | 0.10115 | 0.10115 | 0.0053156 | 1.0664
[21 empty] | 394.4436 | cords/episode day
[19 empty] | HDD-Based Episode Day/Avg Annual Day Use: | 1.9303 | 74585.905 | cords/year

## DevSumOut-2028BSR
Summary of Space Heating Emissions and Energy Use by Device Averaged Across Each Modeling Episode
BSR, 2028
|  |  | Grid 3 Domain | [9 empty] | PM Non-Attainment Area
|  | Source | Space Heating Emissions (tons/day) | [6 empty] | Avg Daily |  | Fuel Use | Space Heating Emissions (tons/day) | [6 empty] | Avg Daily |  | Fuel Use
Episode | SCC | Category | VOC | NOX | SO2 | PM10-PRI | PM25-PRI | NH3 | CO | mmBTU | Fuel Use | Units | VOC | NOX | SO2 | PM10-PRI | PM25-PRI | NH3 | CO | mmBTU | Fuel Use | Units
E1 | 2104008100 | FP | 6.0703 | 0.068921 | 0.010603 | 0.91718 | 0.91718 | 0.047714 | 6.6959 | 853.0294 | 75.7379 | tons | 5.5934 | 0.063506 | 0.0097701 | 0.84511 | 0.84511 | 0.043965 | 6.1698 | 786.0043 | 69.7869 | tons
E1 | 2104008210 | Ins-Conv | 0.12521 | 0.0066148 | 0.00094498 | 0.072291 | 0.072291 | 0.0040161 | 0.54525 | 76.0234 | 6.7499 | tons | 0.10881 | 0.0057485 | 0.00082121 | 0.062823 | 0.062823 | 0.0034902 | 0.47384 | 66.0667 | 5.8659 | tons
E1 | 2104008220 | Ins-NonCat | 0.059687 | 0.0099478 | 0.0019896 | 0.059687 | 0.059687 | 0.0044765 | 0.70033 | 160.0609 | 14.2113 | tons | 0.05187 | 0.008645 | 0.001729 | 0.05187 | 0.05187 | 0.0038902 | 0.60861 | 139.0979 | 12.3501 | tons
E1 | 2104008230 | Ins-Cat | 0.04492 | 0.0059893 | 0.0011979 | 0.038931 | 0.038931 | 0.0026952 | 0.32043 | 96.3684 | 8.5563 | tons | 0.039037 | 0.0052049 | 0.001041 | 0.033832 | 0.033832 | 0.0023422 | 0.27846 | 83.7471 | 7.4357 | tons
E1 | 2104008310 | WS-Conv | 2.541 | 0.069621 | 0.019178 | 0.58214 | 0.58214 | 0.019035 | 5.8094 | 1542.8358 | 136.9837 | tons | 2.2082 | 0.060503 | 0.016666 | 0.50589 | 0.50589 | 0.016542 | 5.0485 | 1340.7722 | 119.0431 | tons
E1 | 2104008320 | WS-NonCat | 1.2113 | 0.1624 | 0.040377 | 0.79998 | 0.79998 | 0.025209 | 12.4805 | 3248.3117 | 288.4077 | tons | 1.0527 | 0.14113 | 0.035089 | 0.6952 | 0.6952 | 0.021908 | 10.846 | 2822.8836 | 250.6352 | tons
E1 | 2104008330 | WS-Cat | 0.91162 | 0.097776 | 0.02431 | 0.53443 | 0.53443 | 0.015178 | 7.5142 | 1955.7215 | 173.6425 | tons | 0.79222 | 0.084971 | 0.021126 | 0.46443 | 0.46443 | 0.01319 | 6.5301 | 1699.5826 | 150.9008 | tons
E1 | 2104008410 | PS-Exempt | 0.015275 | 0.026675 | 0.0021319 | 0.01972 | 0.01972 | 0.00047887 | 0.066168 | 204.8121 | 18.1846 | tons | 0.013274 | 0.023181 | 0.0018527 | 0.017137 | 0.017137 | 0.00041615 | 0.057502 | 177.9881 | 15.803 | tons
E1 | 2104008420 | PS-EPACert | 0.051523 | 0.089975 | 0.0071908 | 0.066515 | 0.066515 | 0.0016152 | 0.22319 | 690.8377 | 61.3374 | tons | 0.044775 | 0.078191 | 0.006249 | 0.057804 | 0.057804 | 0.0014037 | 0.19395 | 600.3594 | 53.3041 | tons
E1 | 2104008610 | OWBWtd | 1.3061 | 0.046397 | 0.011508 | 0.28395 | 0.28395 | 0.0070127 | 1.7425 | 925.7831 | 82.1975 | tons | 1.1941 | 0.042417 | 0.010521 | 0.2596 | 0.2596 | 0.0064112 | 1.5931 | 846.3802 | 75.1475 | tons
E1 | 2104004000 | COil-Res | 0.10352 | 1.622 | 4.1965 | 0.066295 | 0.066295 | 0.0035567 | 0.065024 | 38973.0905 | 290.3874 | 1000 gal | 0.095547 | 1.497 | 3.8731 | 0.061187 | 0.061187 | 0.0032827 | 0.060014 | 35970.1795 | 268.0128 | 1000 gal
E1 | 2103004001 | COil-Com | 0.033847 | 0.85449 | 0.60399 | 0.021676 | 0.021676 | 0.0011629 | 0.02126 | 13149.7023 | 97.9781 | 1000 gal | 0.033301 | 0.84069 | 0.59424 | 0.021325 | 0.021325 | 0.0011441 | 0.020917 | 12937.3053 | 96.3955 | 1000 gal
E1 | 2104004000 | Prtbl | 0.00069387 | 0.017517 | 0.028127 | 0.00038927 | 0.00038927 | 2.3839e-05 | 0.00043583 | 266.6401 | 1.9463 | 1000 gal | 0.0006546 | 0.016526 | 0.026535 | 0.00036723 | 0.00036723 | 2.249e-05 | 0.00041116 | 251.5467 | 1.8362 | 1000 gal
E1 | 2104004000 | DVOil | 0.0029651 | 0.046457 | 0.12019 | 0.0018988 | 0.0018988 | 0.00010187 | 0.0018624 | 1039.6413 | 8.3171 | 1000 gal | 0.0024498 | 0.038383 | 0.099305 | 0.0015688 | 0.0015688 | 8.4166e-05 | 0.0015387 | 858.9591 | 6.8717 | 1000 gal
E1 | 2104006010 | NtGas-Res | 0.0006697 | 0.011446 | 7.3058e-05 | 6.0312e-06 | 6.0312e-06 | 0.0024353 | 0.0048705 | 300.623 | 296.1803 | mcf | 0.0006697 | 0.011446 | 7.3058e-05 | 6.0312e-06 | 6.0312e-06 | 0.0024353 | 0.0048705 | 300.623 | 296.1803 | mcf
E1 | 2103006000 | NtGas-Com | 0.0052613 | 0.09566 | 0.00057396 | 0.0072701 | 0.0072701 | 0.019132 | 0.038264 | 1941.8947 | 1913.1967 | mcf | 0.0052613 | 0.09566 | 0.00057396 | 0.0072701 | 0.0072701 | 0.019132 | 0.038264 | 1941.8947 | 1913.1967 | mcf
E1 | 2104002000 | CoalHt | 0.15734 | 0.074264 | 0.14633 | 0.12571 | 0.12571 | 0.019918 | 2.0545 | 478.3113 | 31.4678 | tons | 0.13775 | 0.065018 | 0.12811 | 0.11006 | 0.11006 | 0.017438 | 1.7987 | 418.759 | 27.5499 | tons
E1 | 2103002000 | Coal-Com | 0.00040148 | 0.0001895 | 0.00037338 | 0.00032078 | 0.00032078 | 5.0826e-05 | 0.0052423 | 18.4569 | 1.2205 | tons | 0.0003794 | 0.00017908 | 0.00035285 | 0.00030314 | 0.00030314 | 4.8031e-05 | 0.0049541 | 17.4368 | 1.1534 | tons
E1 | 2103008000 | Wood-Com | 0.0012268 | 4.8776e-05 | 1.0633e-05 | 0.000345 | 0.000345 | 1.2633e-05 | 0.0024539 | 11.1386 | 0.9198 | tons | 0.0010057 | 4.0924e-05 | 8.6858e-06 | 0.00029694 | 0.00029694 | 1.1446e-05 | 0.0021589 | 9.0984 | 0.75132 | tons
E1 | 2102012000 | WasteOil | 0.00052382 | 0.027346 | 0.019363 | 0.0027261 | 0.0027261 | 1.9058e-05 | 0.00651 | 145.099 | 1.0476 | 1000 gal | 0.00052382 | 0.027346 | 0.019363 | 0.0027261 | 0.0027261 | 1.9058e-05 | 0.00651 | 145.099 | 1.0476 | 1000 gal
E1 | Total |  | 12.6435 | 3.3338 | 5.2349 | 3.6015 | 3.6015 | 0.17384 | 38.2984 | 66078.3819 |  |  | 11.3759 | 3.1058 | 4.8466 | 3.1988 | 3.1988 | 0.15718 | 33.7382 | 61413.7839
E2 | 2104008100 | FP | 3.8187 | 0.043356 | 0.0066702 | 0.57697 | 0.57697 | 0.030016 | 4.2122 | 533.5439 | 47.6449 | tons | 3.5315 | 0.040096 | 0.0061686 | 0.53359 | 0.53359 | 0.027759 | 3.8955 | 493.4227 | 44.0621 | tons
E2 | 2104008210 | Ins-Conv | 0.090045 | 0.0047571 | 0.00067959 | 0.051988 | 0.051988 | 0.0028882 | 0.39212 | 54.3594 | 4.8542 | tons | 0.078572 | 0.004151 | 0.00059299 | 0.045364 | 0.045364 | 0.0025202 | 0.34216 | 47.4329 | 4.2357 | tons
E2 | 2104008220 | Ins-NonCat | 0.042924 | 0.0071541 | 0.0014308 | 0.042924 | 0.042924 | 0.0032193 | 0.50365 | 114.4491 | 10.2202 | tons | 0.037455 | 0.0062425 | 0.0012485 | 0.037455 | 0.037455 | 0.0028091 | 0.43947 | 99.8659 | 8.9179 | tons
E2 | 2104008230 | Ins-Cat | 0.032305 | 0.0043073 | 0.00086145 | 0.027997 | 0.027997 | 0.0019383 | 0.23044 | 68.9068 | 6.1533 | tons | 0.028188 | 0.0037584 | 0.00075169 | 0.02443 | 0.02443 | 0.0016913 | 0.20108 | 60.1266 | 5.3692 | tons
E2 | 2104008310 | WS-Conv | 1.8274 | 0.050069 | 0.013792 | 0.41865 | 0.41865 | 0.013689 | 4.1779 | 1103.1814 | 98.5129 | tons | 1.5946 | 0.043689 | 0.012034 | 0.3653 | 0.3653 | 0.011945 | 3.6455 | 962.6131 | 85.9603 | tons
E2 | 2104008320 | WS-NonCat | 0.87112 | 0.11679 | 0.029037 | 0.57531 | 0.57531 | 0.01813 | 8.9755 | 2322.6562 | 207.4107 | tons | 0.76012 | 0.10191 | 0.025337 | 0.502 | 0.502 | 0.015819 | 7.8318 | 2026.7014 | 180.9822 | tons
E2 | 2104008330 | WS-Cat | 0.6556 | 0.070317 | 0.017483 | 0.38434 | 0.38434 | 0.010915 | 5.4039 | 1398.4091 | 124.8764 | tons | 0.57206 | 0.061357 | 0.015255 | 0.33537 | 0.33537 | 0.0095245 | 4.7153 | 1220.2226 | 108.9645 | tons
E2 | 2104008410 | PS-Exempt | 0.010985 | 0.019183 | 0.0015331 | 0.014182 | 0.014182 | 0.00034438 | 0.047585 | 146.4478 | 13.0776 | tons | 0.0095854 | 0.016739 | 0.0013378 | 0.012375 | 0.012375 | 0.0003005 | 0.041522 | 127.7873 | 11.4113 | tons
E2 | 2104008420 | PS-EPACert | 0.037053 | 0.064706 | 0.0051713 | 0.047835 | 0.047835 | 0.0011616 | 0.16051 | 493.9731 | 44.1113 | tons | 0.032332 | 0.056461 | 0.0045124 | 0.04174 | 0.04174 | 0.0010136 | 0.14005 | 431.0306 | 38.4906 | tons
E2 | 2104008610 | OWBWtd | 1.208 | 0.04291 | 0.010643 | 0.26261 | 0.26261 | 0.0064857 | 1.6116 | 851.3035 | 76.0205 | tons | 1.1046 | 0.039238 | 0.0097321 | 0.24014 | 0.24014 | 0.0059307 | 1.4737 | 778.462 | 69.5158 | tons
E2 | 2104004000 | COil-Res | 0.078391 | 1.2282 | 3.1777 | 0.0502 | 0.0502 | 0.0026933 | 0.049238 | 29511.5375 | 219.8897 | 1000 gal | 0.072489 | 1.1358 | 2.9385 | 0.046421 | 0.046421 | 0.0024905 | 0.045532 | 27289.8233 | 203.3357 | 1000 gal
E2 | 2103004001 | COil-Com | 0.024054 | 0.60727 | 0.42924 | 0.015404 | 0.015404 | 0.00082644 | 0.015109 | 9345.1536 | 69.6305 | 1000 gal | 0.023666 | 0.59746 | 0.42231 | 0.015155 | 0.015155 | 0.00081309 | 0.014865 | 9194.2085 | 68.5058 | 1000 gal
E2 | 2104004000 | Prtbl | 0.00052162 | 0.013169 | 0.021145 | 0.00029264 | 0.00029264 | 1.7921e-05 | 0.00032764 | 200.4488 | 1.4632 | 1000 gal | 0.00049321 | 0.012451 | 0.019993 | 0.00027669 | 0.00027669 | 1.6945e-05 | 0.00030979 | 189.5291 | 1.3835 | 1000 gal
E2 | 2104004000 | DVOil | 0.0016645 | 0.026079 | 0.067472 | 0.0010659 | 0.0010659 | 5.7186e-05 | 0.0010455 | 583.618 | 4.6689 | 1000 gal | 0.0013894 | 0.021769 | 0.056322 | 0.00088976 | 0.00088976 | 4.7735e-05 | 0.0008727 | 487.1677 | 3.8973 | 1000 gal
E2 | 2104006010 | NtGas-Res | 0.0006264 | 0.010706 | 6.8335e-05 | 5.6413e-06 | 5.6413e-06 | 0.0022778 | 0.0045557 | 281.1888 | 277.0333 | mcf | 0.0006264 | 0.010706 | 6.8335e-05 | 5.6413e-06 | 5.6413e-06 | 0.0022778 | 0.0045557 | 281.1888 | 277.0333 | mcf
E2 | 2103006000 | NtGas-Com | 0.0097087 | 0.17652 | 0.0010591 | 0.013416 | 0.013416 | 0.035304 | 0.070609 | 3583.3898 | 3530.4333 | mcf | 0.0097087 | 0.17652 | 0.0010591 | 0.013416 | 0.013416 | 0.035304 | 0.070609 | 3583.3898 | 3530.4333 | mcf
E2 | 2104002000 | CoalHt | 0.11681 | 0.055133 | 0.10863 | 0.093329 | 0.093329 | 0.014787 | 1.5252 | 355.0958 | 23.3616 | tons | 0.10263 | 0.048442 | 0.095446 | 0.082002 | 0.082002 | 0.012993 | 1.3401 | 311.9967 | 20.5261 | tons
E2 | 2103002000 | Coal-Com | 0.00028532 | 0.00013467 | 0.00026535 | 0.00022797 | 0.00022797 | 3.612e-05 | 0.0037256 | 13.1168 | 0.86738 | tons | 0.00026963 | 0.00012727 | 0.00025076 | 0.00021544 | 0.00021544 | 3.4134e-05 | 0.0035207 | 12.3919 | 0.81968 | tons
E2 | 2103008000 | Wood-Com | 0.00087184 | 3.4664e-05 | 7.5569e-06 | 0.00024518 | 0.00024518 | 8.9777e-06 | 0.0017439 | 7.9159 | 0.65368 | tons | 0.00071474 | 2.9083e-05 | 6.1728e-06 | 0.00021103 | 0.00021103 | 8.1342e-06 | 0.0015343 | 6.466 | 0.53394 | tons
E2 | 2102012000 | WasteOil | 0.00037227 | 0.019434 | 0.013761 | 0.0019373 | 0.0019373 | 1.3544e-05 | 0.0046265 | 103.1181 | 0.74454 | 1000 gal | 0.00037227 | 0.019434 | 0.013761 | 0.0019373 | 0.0019373 | 1.3544e-05 | 0.0046265 | 103.1181 | 0.74454 | 1000 gal
E2 | Total |  | 8.8274 | 2.5603 | 3.9066 | 2.5789 | 2.5789 | 0.14481 | 27.3916 | 51071.8137 |  |  | 7.9614 | 2.3964 | 3.6247 | 2.2983 | 2.2983 | 0.13331 | 24.2127 | 47706.9452 |  |  | PM Non-Attainment Area Emission Factors (lb/mmBTU), Baseline MC
[23 empty] | VOC | NOX | SO2 | PM10-PRI | PM25-PRI | NH3 | CO
Wtd Avg | 2104008100 | FP | 5.041 | 0.057234 | 0.0088053 | 0.76166 | 0.76166 | 0.039624 | 5.5605 | 706.9789 | 62.8954 | tons | 4.6508 | 0.052804 | 0.0081237 | 0.7027 | 0.7027 | 0.036557 | 5.1301 | 652.2527 | 58.027 | tons | 14.2608 | 0.16191 | 0.02491 | 2.1547 | 2.1547 | 0.11209 | 15.7305
Wtd Avg | 2104008210 | Ins-Conv | 0.10913 | 0.0057656 | 0.00082366 | 0.06301 | 0.06301 | 0.0035005 | 0.47525 | 66.1199 | 5.8833 | tons | 0.094987 | 0.0050182 | 0.00071688 | 0.054842 | 0.054842 | 0.0030468 | 0.41364 | 57.5484 | 5.1206 | tons | 3.3011 | 0.1744 | 0.024914 | 1.9059 | 1.9059 | 0.10589 | 14.3755
Wtd Avg | 2104008220 | Ins-NonCat | 0.052024 | 0.0086707 | 0.0017341 | 0.052024 | 0.052024 | 0.0039018 | 0.61042 | 139.2098 | 12.3868 | tons | 0.04528 | 0.0075467 | 0.0015093 | 0.04528 | 0.04528 | 0.003396 | 0.53129 | 121.1633 | 10.7811 | tons | 0.74742 | 0.12457 | 0.024914 | 0.74742 | 0.74742 | 0.056057 | 8.7698
Wtd Avg | 2104008230 | Ins-Cat | 0.039153 | 0.0052204 | 0.0010441 | 0.033933 | 0.033933 | 0.0023492 | 0.27929 | 83.8145 | 7.4578 | tons | 0.034078 | 0.0045437 | 0.00090873 | 0.029534 | 0.029534 | 0.0020447 | 0.24309 | 72.9492 | 6.491 | tons | 0.93428 | 0.12457 | 0.024914 | 0.80971 | 0.80971 | 0.056057 | 6.6645
Wtd Avg | 2104008310 | WS-Conv | 2.2148 | 0.060683 | 0.016715 | 0.5074 | 0.5074 | 0.016591 | 5.0636 | 1341.851 | 119.397 | tons | 1.9277 | 0.052817 | 0.014549 | 0.44162 | 0.44162 | 0.014441 | 4.4072 | 1167.8995 | 103.9195 | tons | 3.3011 | 0.090447 | 0.024914 | 0.75627 | 0.75627 | 0.024729 | 7.5472
Wtd Avg | 2104008320 | WS-NonCat | 1.0558 | 0.14155 | 0.035193 | 0.69727 | 0.69727 | 0.021973 | 10.8782 | 2825.1549 | 251.3805 | tons | 0.91893 | 0.1232 | 0.030631 | 0.60688 | 0.60688 | 0.019125 | 9.4681 | 2458.9146 | 218.7938 | tons | 0.74742 | 0.10021 | 0.024914 | 0.49362 | 0.49362 | 0.015555 | 7.701
Wtd Avg | 2104008330 | WS-Cat | 0.79458 | 0.085223 | 0.021189 | 0.46582 | 0.46582 | 0.013229 | 6.5495 | 1700.9501 | 151.3494 | tons | 0.69158 | 0.074176 | 0.018442 | 0.40543 | 0.40543 | 0.011514 | 5.7005 | 1480.4466 | 131.7299 | tons | 0.93428 | 0.10021 | 0.024914 | 0.54771 | 0.54771 | 0.015555 | 7.701
Wtd Avg | 2104008410 | PS-Exempt | 0.013314 | 0.02325 | 0.0018582 | 0.017188 | 0.017188 | 0.00041739 | 0.057673 | 178.1313 | 15.85 | tons | 0.011588 | 0.020236 | 0.0016173 | 0.01496 | 0.01496 | 0.00036328 | 0.050196 | 155.0392 | 13.7954 | tons | 0.14948 | 0.26105 | 0.020863 | 0.19298 | 0.19298 | 0.0046863 | 0.64753
Wtd Avg | 2104008420 | PS-EPACert | 0.044908 | 0.078424 | 0.0062676 | 0.057976 | 0.057976 | 0.0014079 | 0.19453 | 600.8424 | 53.4626 | tons | 0.039087 | 0.068258 | 0.0054552 | 0.05046 | 0.05046 | 0.0012254 | 0.16931 | 522.952 | 46.5322 | tons | 0.14948 | 0.26105 | 0.020863 | 0.19298 | 0.19298 | 0.0046863 | 0.64753
Wtd Avg | 2104008610 | OWBWtd | 1.2612 | 0.044803 | 0.011112 | 0.2742 | 0.2742 | 0.0067718 | 1.6827 | 891.7353 | 79.3737 | tons | 1.1532 | 0.040964 | 0.01016 | 0.25071 | 0.25071 | 0.0061916 | 1.5385 | 815.3319 | 72.573 | tons | 2.8287 | 0.10048 | 0.024923 | 0.61498 | 0.61498 | 0.015188 | 3.774
Wtd Avg | 2104004000 | COil-Res | 0.092034 | 1.442 | 3.7307 | 0.058938 | 0.058938 | 0.003162 | 0.057808 | 34647.8091 | 258.1599 | 1000 gal | 0.085006 | 1.3319 | 3.4459 | 0.054437 | 0.054437 | 0.0029205 | 0.053394 | 32002.0167 | 238.4462 | 1000 gal | 0.0053125 | 0.083238 | 0.21535 | 0.0034021 | 0.0034021 | 0.00018252 | 0.0033369
Wtd Avg | 2103004001 | COil-Com | 0.029371 | 0.74148 | 0.52411 | 0.018809 | 0.018809 | 0.0010091 | 0.018448 | 11410.4801 | 85.0192 | 1000 gal | 0.028896 | 0.7295 | 0.51564 | 0.018505 | 0.018505 | 0.00099278 | 0.01815 | 11226.1754 | 83.6459 | 1000 gal | 0.005148 | 0.12996 | 0.091864 | 0.0032967 | 0.0032967 | 0.00017687 | 0.0032335
Wtd Avg | 2104004000 | Prtbl | 0.00061513 | 0.015529 | 0.024935 | 0.00034509 | 0.00034509 | 2.1134e-05 | 0.00038637 | 236.3812 | 1.7255 | 1000 gal | 0.00058082 | 0.014663 | 0.023544 | 0.00032585 | 0.00032585 | 1.9955e-05 | 0.00036482 | 223.1958 | 1.6292 | 1000 gal | 0.0052046 | 0.13139 | 0.21098 | 0.0029198 | 0.0029198 | 0.00017881 | 0.0032691
Wtd Avg | 2104004000 | DVOil | 0.0023705 | 0.037142 | 0.096092 | 0.001518 | 0.001518 | 8.1443e-05 | 0.0014889 | 831.1735 | 6.6494 | 1000 gal | 0.001965 | 0.030788 | 0.079655 | 0.0012584 | 0.0012584 | 6.7512e-05 | 0.0012343 | 688.9974 | 5.512 | 1000 gal | 0.005704 | 0.089371 | 0.23122 | 0.0036528 | 0.0036528 | 0.00019597 | 0.0035828
Wtd Avg | 2104006010 | NtGas-Res | 0.00064991 | 0.011107 | 7.0899e-05 | 5.8529e-06 | 5.8529e-06 | 0.0023633 | 0.0047266 | 291.7388 | 287.4274 | mcf | 0.00064991 | 0.011107 | 7.0899e-05 | 5.8529e-06 | 5.8529e-06 | 0.0023633 | 0.0047266 | 291.7388 | 287.4274 | mcf | 0.0044554 | 0.076147 | 0.00048604 | 4.0124e-05 | 4.0124e-05 | 0.016201 | 0.032403
Wtd Avg | 2103006000 | NtGas-Com | 0.0072944 | 0.13263 | 0.00079575 | 0.01008 | 0.01008 | 0.026525 | 0.05305 | 2692.2925 | 2652.5049 | mcf | 0.0072944 | 0.13263 | 0.00079575 | 0.01008 | 0.01008 | 0.026525 | 0.05305 | 2692.2925 | 2652.5049 | mcf | 0.0054187 | 0.098522 | 0.00059113 | 0.0074877 | 0.0074877 | 0.019704 | 0.039409
Wtd Avg | 2104002000 | CoalHt | 0.13881 | 0.065519 | 0.12909 | 0.11091 | 0.11091 | 0.017573 | 1.8125 | 421.9842 | 27.7621 | tons | 0.1217 | 0.05744 | 0.11318 | 0.097234 | 0.097234 | 0.015406 | 1.589 | 369.9534 | 24.339 | tons | 0.65789 | 0.31053 | 0.61184 | 0.52566 | 0.52566 | 0.083286 | 8.5905
Wtd Avg | 2103002000 | Coal-Com | 0.00034838 | 0.00016444 | 0.00032399 | 0.00027836 | 0.00027836 | 4.4103e-05 | 0.004549 | 16.0157 | 1.0591 | tons | 0.00032922 | 0.00015539 | 0.00030618 | 0.00026305 | 0.00026305 | 4.1678e-05 | 0.0042988 | 15.1305 | 1.0008 | tons
Wtd Avg | 2103008000 | Wood-Com | 0.0010645 | 4.2325e-05 | 9.2271e-06 | 0.00029937 | 0.00029937 | 1.0962e-05 | 0.0021293 | 9.6654 | 0.79814 | tons | 0.0008727 | 3.5511e-05 | 7.537e-06 | 0.00025767 | 0.00025767 | 9.9319e-06 | 0.0018734 | 7.895 | 0.65195 | tons
Wtd Avg | 2102012000 | WasteOil | 0.00045454 | 0.023729 | 0.016802 | 0.0023655 | 0.0023655 | 1.6537e-05 | 0.005649 | 125.9078 | 0.90908 | 1000 gal | 0.00045454 | 0.023729 | 0.016802 | 0.0023655 | 0.0023655 | 1.6537e-05 | 0.005649 | 125.9078 | 0.90908 | 1000 gal | 0.0072202 | 0.37693 | 0.2669 | 0.037575 | 0.037575 | 0.00026269 | 0.089732
Wtd Avg | Total |  | 10.899 | 2.9802 | 4.6277 | 3.134 | 3.134 | 0.16057 | 33.3124 | 59218.2364 |  |  | 9.815 | 2.7815 | 4.288 | 2.7872 | 2.7872 | 0.14627 | 29.3837 | 55147.8005 |  |  | 0.35595 | 0.10087 | 0.15551 | 0.10108 | 0.10108 | 0.0053045 | 1.0656
[19 empty] | Residential: | 41080.3994 | mmBTU/episode day
[20 empty] | #VALUE! | BTU/HH/episode day |  | PM Non-Attainment Area Emission Factors (lb/mmBTU), Baseline MC
[8 empty] | Needed Aggregations for Measure Benefit Calcs | [14 empty] | VOC | NOX | SO2 | PM10-PRI | PM25-PRI | NH3 | CO
[12 empty] | Uncertified Residential Solid-Fuel Heaters (cordwood insert/stove, OWB, Coal Ht): | 7.9484 | 0.20904 | 0.14673 | 1.5471 | 1.5471 | 0.075642 | 13.0785 | 3062.9859 |  |  | 5.19 | 0.1365 | 0.095806 | 1.0102 | 1.0102 | 0.049391 | 8.5397
[12 empty] | Phase II Wood Heaters (Cert cordwood insert or stove): | 1.6899 | 0.20947 | 0.051491 | 1.0871 | 1.0871 | 0.03608 | 15.9429 | 4133.4737 |  |  | 0.81765 | 0.10135 | 0.024914 | 0.52601 | 0.52601 | 0.017457 | 7.7141
[12 empty] | Residential Oil Devices (central, DV, portable): | 0.087552 | 1.3773 | 3.5491 | 0.056021 | 0.056021 | 0.003008 | 0.054993 | 32914.2098 | 245.5874 | 1000 gal | 0.00532 | 0.083693 | 0.21565 | 0.0034041 | 0.0034041 | 0.00018278 | 0.0033416
[12 empty] | Other Residential Fuels: | 0.12235 | 0.068548 | 0.11325 | 0.09724 | 0.09724 | 0.017769 | 1.5938 | 661.6922 |  |  | 0.36979 | 0.20719 | 0.3423 | 0.29391 | 0.29391 | 0.053709 | 4.8172
[12 empty] | Commercial Oil: | 0.028896 | 0.7295 | 0.51564 | 0.018505 | 0.018505 | 0.00099278 | 0.01815 | 11226.1754 | 83.6459 | 1000 gal | 0.005148 | 0.12996 | 0.091864 | 0.0032967 | 0.0032967 | 0.00017687 | 0.0032335
[12 empty] | All Wood Devices: | 9.5681 | 0.4496 | 0.09212 | 2.6027 | 2.6027 | 0.097914 | 27.6538 | 7512.3924 | 668.4155 | tons/day | 2.5473 | 0.1197 | 0.024525 | 0.6929 | 0.6929 | 0.026067 | 7.3622
[12 empty] | All Other Devices/Fuels: | 0.0080782 | 0.15651 | 0.017904 | 0.012708 | 0.012708 | 0.026583 | 0.062998 | 2833.3308 |  |  | 0.0057022 | 0.11048 | 0.012638 | 0.0089704 | 0.0089704 | 0.018765 | 0.044469
[12 empty] | CheckSum: | 9.815 | 2.7815 | 4.288 | 2.7872 | 2.7872 | 0.14627 | 29.3837 | 55147.8005 |  |  | 0.35595 | 0.10087 | 0.15551 | 0.10108 | 0.10108 | 0.0053045 | 1.0656
[21 empty] | 397.2149 | cords/episode day
[19 empty] | HDD-Based Episode Day/Avg Annual Day Use: | 1.9303 | 75109.9389 | cords/year

## DevSumOut-2029BSR
Summary of Space Heating Emissions and Energy Use by Device Averaged Across Each Modeling Episode
BSR, 2029
|  |  | Grid 3 Domain | [9 empty] | PM Non-Attainment Area
|  | Source | Space Heating Emissions (tons/day) | [6 empty] | Avg Daily |  | Fuel Use | Space Heating Emissions (tons/day) | [6 empty] | Avg Daily |  | Fuel Use
Episode | SCC | Category | VOC | NOX | SO2 | PM10-PRI | PM25-PRI | NH3 | CO | mmBTU | Fuel Use | Units | VOC | NOX | SO2 | PM10-PRI | PM25-PRI | NH3 | CO | mmBTU | Fuel Use | Units
E1 | 2104008100 | FP | 6.1127 | 0.069402 | 0.010677 | 0.92358 | 0.92358 | 0.048048 | 6.7427 | 858.9867 | 76.2668 | tons | 5.6324 | 0.063949 | 0.0098383 | 0.85101 | 0.85101 | 0.044272 | 6.2129 | 791.4936 | 70.2743 | tons
E1 | 2104008210 | Ins-Conv | 0.12608 | 0.006661 | 0.00095158 | 0.072796 | 0.072796 | 0.0040442 | 0.54906 | 76.5543 | 6.797 | tons | 0.10957 | 0.0057886 | 0.00082695 | 0.063262 | 0.063262 | 0.0035145 | 0.47715 | 66.5281 | 5.9068 | tons
E1 | 2104008220 | Ins-NonCat | 0.060104 | 0.010017 | 0.0020035 | 0.060104 | 0.060104 | 0.0045078 | 0.70522 | 161.1787 | 14.3106 | tons | 0.052232 | 0.0087054 | 0.0017411 | 0.052232 | 0.052232 | 0.0039174 | 0.61286 | 140.0693 | 12.4363 | tons
E1 | 2104008230 | Ins-Cat | 0.045234 | 0.0060312 | 0.0012062 | 0.039203 | 0.039203 | 0.002714 | 0.32267 | 97.0414 | 8.616 | tons | 0.039309 | 0.0052413 | 0.0010483 | 0.034068 | 0.034068 | 0.0023586 | 0.28041 | 84.332 | 7.4876 | tons
E1 | 2104008310 | WS-Conv | 2.5588 | 0.070108 | 0.019311 | 0.5862 | 0.5862 | 0.019168 | 5.85 | 1553.6105 | 137.9403 | tons | 2.2237 | 0.060926 | 0.016782 | 0.50943 | 0.50943 | 0.016658 | 5.0838 | 1350.1358 | 119.8744 | tons
E1 | 2104008320 | WS-NonCat | 1.2198 | 0.16353 | 0.040659 | 0.80556 | 0.80556 | 0.025385 | 12.5677 | 3270.9969 | 290.4218 | tons | 1.06 | 0.14212 | 0.035334 | 0.70006 | 0.70006 | 0.022061 | 10.9217 | 2842.5978 | 252.3856 | tons
E1 | 2104008330 | WS-Cat | 0.91798 | 0.098459 | 0.02448 | 0.53816 | 0.53816 | 0.015284 | 7.5667 | 1969.3797 | 174.8552 | tons | 0.79776 | 0.085564 | 0.021273 | 0.46768 | 0.46768 | 0.013282 | 6.5757 | 1711.452 | 151.9546 | tons
E1 | 2104008410 | PS-Exempt | 0.015382 | 0.026861 | 0.0021467 | 0.019857 | 0.019857 | 0.00048221 | 0.06663 | 206.2425 | 18.3116 | tons | 0.013367 | 0.023343 | 0.0018656 | 0.017257 | 0.017257 | 0.00041906 | 0.057903 | 179.2311 | 15.9134 | tons
E1 | 2104008420 | PS-EPACert | 0.051883 | 0.090604 | 0.007241 | 0.06698 | 0.06698 | 0.0016265 | 0.22474 | 695.6623 | 61.7657 | tons | 0.045088 | 0.078737 | 0.0062927 | 0.058207 | 0.058207 | 0.0014135 | 0.19531 | 604.5521 | 53.6763 | tons
E1 | 2104008610 | OWBWtd | 1.3152 | 0.046721 | 0.011588 | 0.28594 | 0.28594 | 0.0070616 | 1.7547 | 932.2485 | 82.7715 | tons | 1.2024 | 0.042713 | 0.010594 | 0.26141 | 0.26141 | 0.006456 | 1.6042 | 852.2911 | 75.6723 | tons
E1 | 2104004000 | COil-Res | 0.10424 | 1.6332 | 4.2255 | 0.066754 | 0.066754 | 0.0035814 | 0.065475 | 39242.9299 | 292.398 | 1000 gal | 0.096208 | 1.5074 | 3.8999 | 0.061611 | 0.061611 | 0.0033054 | 0.06043 | 36219.2276 | 269.8685 | 1000 gal
E1 | 2103004001 | COil-Com | 0.034272 | 0.86522 | 0.61157 | 0.021948 | 0.021948 | 0.0011775 | 0.021527 | 13314.7367 | 99.2077 | 1000 gal | 0.033723 | 0.85135 | 0.60177 | 0.021596 | 0.021596 | 0.0011586 | 0.021182 | 13101.2753 | 97.6172 | 1000 gal
E1 | 2104004000 | Prtbl | 0.00069868 | 0.017638 | 0.028322 | 0.00039197 | 0.00039197 | 2.4004e-05 | 0.00043885 | 268.4863 | 1.9598 | 1000 gal | 0.00065913 | 0.01664 | 0.026719 | 0.00036978 | 0.00036978 | 2.2646e-05 | 0.00041401 | 253.2884 | 1.8489 | 1000 gal
E1 | 2104004000 | DVOil | 0.0029856 | 0.046779 | 0.12103 | 0.0019119 | 0.0019119 | 0.00010258 | 0.0018753 | 1046.8395 | 8.3747 | 1000 gal | 0.0024667 | 0.038649 | 0.099992 | 0.0015797 | 0.0015797 | 8.4748e-05 | 0.0015494 | 864.9064 | 6.9193 | 1000 gal
E1 | 2104006010 | NtGas-Res | 0.0006697 | 0.011446 | 7.3058e-05 | 6.0312e-06 | 6.0312e-06 | 0.0024353 | 0.0048705 | 300.623 | 296.1803 | mcf | 0.0006697 | 0.011446 | 7.3058e-05 | 6.0312e-06 | 6.0312e-06 | 0.0024353 | 0.0048705 | 300.623 | 296.1803 | mcf
E1 | 2103006000 | NtGas-Com | 0.0052613 | 0.09566 | 0.00057396 | 0.0072701 | 0.0072701 | 0.019132 | 0.038264 | 1941.8947 | 1913.1967 | mcf | 0.0052613 | 0.09566 | 0.00057396 | 0.0072701 | 0.0072701 | 0.019132 | 0.038264 | 1941.8947 | 1913.1967 | mcf
E1 | 2104002000 | CoalHt | 0.15843 | 0.074778 | 0.14734 | 0.12658 | 0.12658 | 0.020056 | 2.0687 | 481.623 | 31.6857 | tons | 0.1387 | 0.065468 | 0.12899 | 0.11082 | 0.11082 | 0.017559 | 1.8111 | 421.6584 | 27.7407 | tons
E1 | 2103002000 | Coal-Com | 0.00040148 | 0.0001895 | 0.00037338 | 0.00032078 | 0.00032078 | 5.0826e-05 | 0.0052423 | 18.4569 | 1.2205 | tons | 0.0003794 | 0.00017908 | 0.00035285 | 0.00030314 | 0.00030314 | 4.8031e-05 | 0.0049541 | 17.4368 | 1.1534 | tons
E1 | 2103008000 | Wood-Com | 0.0012268 | 4.8776e-05 | 1.0633e-05 | 0.000345 | 0.000345 | 1.2633e-05 | 0.0024539 | 11.1386 | 0.9198 | tons | 0.0010057 | 4.0924e-05 | 8.6858e-06 | 0.00029694 | 0.00029694 | 1.1446e-05 | 0.0021589 | 9.0984 | 0.75132 | tons
E1 | 2102012000 | WasteOil | 0.00052382 | 0.027346 | 0.019363 | 0.0027261 | 0.0027261 | 1.9058e-05 | 0.00651 | 145.099 | 1.0476 | 1000 gal | 0.00052382 | 0.027346 | 0.019363 | 0.0027261 | 0.0027261 | 1.9058e-05 | 0.00651 | 145.099 | 1.0476 | 1000 gal
E1 | Total |  | 12.7319 | 3.3607 | 5.2744 | 3.6266 | 3.6266 | 0.17491 | 38.5654 | 66593.7294 |  |  | 11.4554 | 3.1313 | 4.8834 | 3.2212 | 3.2212 | 0.15813 | 33.9734 | 61897.1908
E2 | 2104008100 | FP | 3.8454 | 0.043659 | 0.0067168 | 0.581 | 0.581 | 0.030226 | 4.2417 | 537.27 | 47.9776 | tons | 3.5562 | 0.040376 | 0.0062117 | 0.53731 | 0.53731 | 0.027953 | 3.9227 | 496.8686 | 44.3698 | tons
E2 | 2104008210 | Ins-Conv | 0.090674 | 0.0047903 | 0.00068433 | 0.052351 | 0.052351 | 0.0029084 | 0.39486 | 54.739 | 4.8881 | tons | 0.07912 | 0.0041799 | 0.00059713 | 0.045681 | 0.045681 | 0.0025378 | 0.34455 | 47.7641 | 4.2653 | tons
E2 | 2104008220 | Ins-NonCat | 0.043224 | 0.007204 | 0.0014408 | 0.043224 | 0.043224 | 0.0032418 | 0.50716 | 115.2484 | 10.2916 | tons | 0.037717 | 0.0062861 | 0.0012572 | 0.037717 | 0.037717 | 0.0028287 | 0.44254 | 100.5634 | 8.9802 | tons
E2 | 2104008230 | Ins-Cat | 0.03253 | 0.0043374 | 0.00086747 | 0.028193 | 0.028193 | 0.0019518 | 0.23205 | 69.388 | 6.1963 | tons | 0.028385 | 0.0037847 | 0.00075694 | 0.0246 | 0.0246 | 0.0017031 | 0.20248 | 60.5465 | 5.4067 | tons
E2 | 2104008310 | WS-Conv | 1.8402 | 0.050418 | 0.013888 | 0.42157 | 0.42157 | 0.013785 | 4.207 | 1110.8857 | 99.2009 | tons | 1.6057 | 0.043994 | 0.012118 | 0.36785 | 0.36785 | 0.012028 | 3.671 | 969.3358 | 86.5606 | tons
E2 | 2104008320 | WS-NonCat | 0.8772 | 0.11761 | 0.02924 | 0.57933 | 0.57933 | 0.018256 | 9.0382 | 2338.8769 | 208.8592 | tons | 0.76543 | 0.10262 | 0.025514 | 0.50551 | 0.50551 | 0.01593 | 7.8865 | 2040.8553 | 182.2461 | tons
E2 | 2104008330 | WS-Cat | 0.66017 | 0.070808 | 0.017605 | 0.38702 | 0.38702 | 0.010992 | 5.4416 | 1408.1752 | 125.7485 | tons | 0.57605 | 0.061785 | 0.015361 | 0.33771 | 0.33771 | 0.009591 | 4.7483 | 1228.7443 | 109.7255 | tons
E2 | 2104008410 | PS-Exempt | 0.011062 | 0.019317 | 0.0015438 | 0.014281 | 0.014281 | 0.00034679 | 0.047917 | 147.4706 | 13.169 | tons | 0.0096523 | 0.016856 | 0.0013471 | 0.012461 | 0.012461 | 0.0003026 | 0.041812 | 128.6797 | 11.491 | tons
E2 | 2104008420 | PS-EPACert | 0.037312 | 0.065158 | 0.0052075 | 0.048169 | 0.048169 | 0.0011697 | 0.16163 | 497.4228 | 44.4193 | tons | 0.032558 | 0.056856 | 0.0045439 | 0.042031 | 0.042031 | 0.0010207 | 0.14103 | 434.0408 | 38.7594 | tons
E2 | 2104008610 | OWBWtd | 1.2164 | 0.04321 | 0.010717 | 0.26445 | 0.26445 | 0.006531 | 1.6229 | 857.2488 | 76.5514 | tons | 1.1123 | 0.039512 | 0.0098001 | 0.24182 | 0.24182 | 0.0059721 | 1.484 | 783.8985 | 70.0013 | tons
E2 | 2104004000 | COil-Res | 0.078933 | 1.2367 | 3.1997 | 0.050548 | 0.050548 | 0.0027119 | 0.049579 | 29715.8676 | 221.4121 | 1000 gal | 0.072991 | 1.1436 | 2.9588 | 0.046743 | 0.046743 | 0.0025077 | 0.045847 | 27478.7708 | 204.7436 | 1000 gal
E2 | 2103004001 | COil-Com | 0.024356 | 0.61489 | 0.43463 | 0.015598 | 0.015598 | 0.00083681 | 0.015299 | 9462.4393 | 70.5044 | 1000 gal | 0.023966 | 0.60503 | 0.42766 | 0.015347 | 0.015347 | 0.00082339 | 0.015053 | 9310.7378 | 69.3741 | 1000 gal
E2 | 2104004000 | Prtbl | 0.00052524 | 0.01326 | 0.021291 | 0.00029466 | 0.00029466 | 1.8045e-05 | 0.00032991 | 201.8367 | 1.4733 | 1000 gal | 0.00049662 | 0.012537 | 0.020131 | 0.00027861 | 0.00027861 | 1.7062e-05 | 0.00031194 | 190.8414 | 1.3931 | 1000 gal
E2 | 2104004000 | DVOil | 0.001676 | 0.02626 | 0.067939 | 0.0010733 | 0.0010733 | 5.7582e-05 | 0.0010527 | 587.6588 | 4.7013 | 1000 gal | 0.001399 | 0.02192 | 0.056712 | 0.00089592 | 0.00089592 | 4.8066e-05 | 0.00087875 | 490.5407 | 3.9243 | 1000 gal
E2 | 2104006010 | NtGas-Res | 0.0006264 | 0.010706 | 6.8335e-05 | 5.6413e-06 | 5.6413e-06 | 0.0022778 | 0.0045557 | 281.1888 | 277.0333 | mcf | 0.0006264 | 0.010706 | 6.8335e-05 | 5.6413e-06 | 5.6413e-06 | 0.0022778 | 0.0045557 | 281.1888 | 277.0333 | mcf
E2 | 2103006000 | NtGas-Com | 0.0097087 | 0.17652 | 0.0010591 | 0.013416 | 0.013416 | 0.035304 | 0.070609 | 3583.3898 | 3530.4333 | mcf | 0.0097087 | 0.17652 | 0.0010591 | 0.013416 | 0.013416 | 0.035304 | 0.070609 | 3583.3898 | 3530.4333 | mcf
E2 | 2104002000 | CoalHt | 0.11762 | 0.055515 | 0.10938 | 0.093976 | 0.093976 | 0.01489 | 1.5358 | 357.5544 | 23.5233 | tons | 0.10334 | 0.048777 | 0.096107 | 0.08257 | 0.08257 | 0.013082 | 1.3494 | 314.1569 | 20.6682 | tons
E2 | 2103002000 | Coal-Com | 0.00028532 | 0.00013467 | 0.00026535 | 0.00022797 | 0.00022797 | 3.612e-05 | 0.0037256 | 13.1168 | 0.86738 | tons | 0.00026963 | 0.00012727 | 0.00025076 | 0.00021544 | 0.00021544 | 3.4134e-05 | 0.0035207 | 12.3919 | 0.81968 | tons
E2 | 2103008000 | Wood-Com | 0.00087184 | 3.4664e-05 | 7.5569e-06 | 0.00024518 | 0.00024518 | 8.9777e-06 | 0.0017439 | 7.9159 | 0.65368 | tons | 0.00071474 | 2.9083e-05 | 6.1728e-06 | 0.00021103 | 0.00021103 | 8.1342e-06 | 0.0015343 | 6.466 | 0.53394 | tons
E2 | 2102012000 | WasteOil | 0.00037227 | 0.019434 | 0.013761 | 0.0019373 | 0.0019373 | 1.3544e-05 | 0.0046265 | 103.1181 | 0.74454 | 1000 gal | 0.00037227 | 0.019434 | 0.013761 | 0.0019373 | 0.0019373 | 1.3544e-05 | 0.0046265 | 103.1181 | 0.74454 | 1000 gal
E2 | Total |  | 8.8891 | 2.58 | 3.936 | 2.5969 | 2.5969 | 0.14556 | 27.5823 | 51450.8119 |  |  | 8.017 | 2.415 | 3.6521 | 2.3143 | 2.3143 | 0.13398 | 24.3812 | 48062.8993 |  |  | PM Non-Attainment Area Emission Factors (lb/mmBTU), Baseline MC
[23 empty] | VOC | NOX | SO2 | PM10-PRI | PM25-PRI | NH3 | CO
Wtd Avg | 2104008100 | FP | 5.0762 | 0.057634 | 0.0088668 | 0.76698 | 0.76698 | 0.0399 | 5.5994 | 711.9162 | 63.3346 | tons | 4.6833 | 0.053173 | 0.0081804 | 0.70761 | 0.70761 | 0.036812 | 5.166 | 656.8079 | 58.4323 | tons | 14.2608 | 0.16191 | 0.02491 | 2.1547 | 2.1547 | 0.11209 | 15.7305
Wtd Avg | 2104008210 | Ins-Conv | 0.1099 | 0.0058059 | 0.00082941 | 0.06345 | 0.06345 | 0.003525 | 0.47857 | 66.5816 | 5.9244 | tons | 0.095651 | 0.0050532 | 0.00072189 | 0.055225 | 0.055225 | 0.003068 | 0.41653 | 57.9503 | 5.1564 | tons | 3.3011 | 0.1744 | 0.024914 | 1.9059 | 1.9059 | 0.10589 | 14.3755
Wtd Avg | 2104008220 | Ins-NonCat | 0.052387 | 0.0087312 | 0.0017462 | 0.052387 | 0.052387 | 0.0039291 | 0.61468 | 140.182 | 12.4733 | tons | 0.045596 | 0.0075994 | 0.0015199 | 0.045596 | 0.045596 | 0.0034197 | 0.535 | 122.0095 | 10.8564 | tons | 0.74742 | 0.12457 | 0.024914 | 0.74742 | 0.74742 | 0.056057 | 8.7698
Wtd Avg | 2104008230 | Ins-Cat | 0.039426 | 0.0052568 | 0.0010514 | 0.03417 | 0.03417 | 0.0023656 | 0.28124 | 84.3998 | 7.5098 | tons | 0.034315 | 0.0045754 | 0.00091508 | 0.02974 | 0.02974 | 0.0020589 | 0.24478 | 73.4586 | 6.5363 | tons | 0.93428 | 0.12457 | 0.024914 | 0.80971 | 0.80971 | 0.056057 | 6.6645
Wtd Avg | 2104008310 | WS-Conv | 2.2303 | 0.061107 | 0.016832 | 0.51094 | 0.51094 | 0.016707 | 5.0989 | 1351.222 | 120.2309 | tons | 1.9412 | 0.053186 | 0.01465 | 0.44471 | 0.44471 | 0.014541 | 4.4379 | 1176.0558 | 104.6453 | tons | 3.3011 | 0.090447 | 0.024914 | 0.75627 | 0.75627 | 0.024729 | 7.5472
Wtd Avg | 2104008320 | WS-NonCat | 1.0632 | 0.14254 | 0.035439 | 0.70214 | 0.70214 | 0.022126 | 10.9542 | 2844.8849 | 253.136 | tons | 0.92534 | 0.12406 | 0.030845 | 0.61112 | 0.61112 | 0.019258 | 9.5342 | 2476.087 | 220.3218 | tons | 0.74742 | 0.10021 | 0.024914 | 0.49362 | 0.49362 | 0.015555 | 7.701
Wtd Avg | 2104008330 | WS-Cat | 0.80013 | 0.085818 | 0.021337 | 0.46907 | 0.46907 | 0.013322 | 6.5952 | 1712.829 | 152.4064 | tons | 0.69641 | 0.074694 | 0.018571 | 0.40826 | 0.40826 | 0.011595 | 5.7403 | 1490.7856 | 132.6499 | tons | 0.93428 | 0.10021 | 0.024914 | 0.54771 | 0.54771 | 0.015555 | 7.701
Wtd Avg | 2104008410 | PS-Exempt | 0.013407 | 0.023413 | 0.0018711 | 0.017308 | 0.017308 | 0.0004203 | 0.058075 | 179.3753 | 15.9607 | tons | 0.011669 | 0.020378 | 0.0016286 | 0.015064 | 0.015064 | 0.00036582 | 0.050547 | 156.1219 | 13.8917 | tons | 0.14948 | 0.26105 | 0.020863 | 0.19298 | 0.19298 | 0.0046863 | 0.64753
Wtd Avg | 2104008420 | PS-EPACert | 0.045222 | 0.078971 | 0.0063114 | 0.05838 | 0.05838 | 0.0014177 | 0.19589 | 605.0385 | 53.8359 | tons | 0.03936 | 0.068734 | 0.0054932 | 0.050813 | 0.050813 | 0.0012339 | 0.1705 | 526.6041 | 46.8572 | tons | 0.14948 | 0.26105 | 0.020863 | 0.19298 | 0.19298 | 0.0046863 | 0.64753
Wtd Avg | 2104008610 | OWBWtd | 1.27 | 0.045116 | 0.01119 | 0.27611 | 0.27611 | 0.006819 | 1.6944 | 897.9629 | 79.928 | tons | 1.1612 | 0.04125 | 0.010231 | 0.25246 | 0.25246 | 0.0062348 | 1.5493 | 821.0259 | 73.0798 | tons | 2.8287 | 0.10048 | 0.024923 | 0.61498 | 0.61498 | 0.015188 | 3.774
Wtd Avg | 2104004000 | COil-Res | 0.092671 | 1.452 | 3.7566 | 0.059346 | 0.059346 | 0.0031839 | 0.058208 | 34887.7014 | 259.9473 | 1000 gal | 0.085595 | 1.3411 | 3.4697 | 0.054814 | 0.054814 | 0.0029408 | 0.053763 | 32223.5902 | 240.0971 | 1000 gal | 0.0053125 | 0.083238 | 0.21535 | 0.0034021 | 0.0034021 | 0.00018252 | 0.0033369
Wtd Avg | 2103004001 | COil-Com | 0.029739 | 0.75078 | 0.53069 | 0.019045 | 0.019045 | 0.0010217 | 0.01868 | 11553.6865 | 86.0862 | 1000 gal | 0.029262 | 0.73874 | 0.52218 | 0.018739 | 0.018739 | 0.0010054 | 0.01838 | 11368.4581 | 84.7061 | 1000 gal | 0.005148 | 0.12996 | 0.091864 | 0.0032967 | 0.0032967 | 0.00017687 | 0.0032335
Wtd Avg | 2104004000 | Prtbl | 0.00061939 | 0.015637 | 0.025108 | 0.00034748 | 0.00034748 | 2.128e-05 | 0.00038905 | 238.0179 | 1.7374 | 1000 gal | 0.00058484 | 0.014765 | 0.023707 | 0.0003281 | 0.0003281 | 2.0093e-05 | 0.00036735 | 224.7412 | 1.6405 | 1000 gal | 0.0052046 | 0.13139 | 0.21098 | 0.0029198 | 0.0029198 | 0.00017881 | 0.0032691
Wtd Avg | 2104004000 | DVOil | 0.0023869 | 0.037399 | 0.096758 | 0.0015286 | 0.0015286 | 8.2007e-05 | 0.0014993 | 836.9283 | 6.6954 | 1000 gal | 0.0019786 | 0.031001 | 0.080207 | 0.0012671 | 0.0012671 | 6.7979e-05 | 0.0012428 | 693.7678 | 5.5501 | 1000 gal | 0.005704 | 0.089371 | 0.23122 | 0.0036528 | 0.0036528 | 0.00019597 | 0.0035828
Wtd Avg | 2104006010 | NtGas-Res | 0.00064991 | 0.011107 | 7.0899e-05 | 5.8529e-06 | 5.8529e-06 | 0.0023633 | 0.0047266 | 291.7388 | 287.4274 | mcf | 0.00064991 | 0.011107 | 7.0899e-05 | 5.8529e-06 | 5.8529e-06 | 0.0023633 | 0.0047266 | 291.7388 | 287.4274 | mcf | 0.0044554 | 0.076147 | 0.00048604 | 4.0124e-05 | 4.0124e-05 | 0.016201 | 0.032403
Wtd Avg | 2103006000 | NtGas-Com | 0.0072944 | 0.13263 | 0.00079575 | 0.01008 | 0.01008 | 0.026525 | 0.05305 | 2692.2925 | 2652.5049 | mcf | 0.0072944 | 0.13263 | 0.00079575 | 0.01008 | 0.01008 | 0.026525 | 0.05305 | 2692.2925 | 2652.5049 | mcf | 0.0054187 | 0.098522 | 0.00059113 | 0.0074877 | 0.0074877 | 0.019704 | 0.039409
Wtd Avg | 2104002000 | CoalHt | 0.13977 | 0.065972 | 0.12999 | 0.11168 | 0.11168 | 0.017694 | 1.8251 | 424.9059 | 27.9543 | tons | 0.12254 | 0.057838 | 0.11396 | 0.097908 | 0.097908 | 0.015513 | 1.6 | 372.5148 | 24.5076 | tons | 0.65789 | 0.31053 | 0.61184 | 0.52566 | 0.52566 | 0.083286 | 8.5905
Wtd Avg | 2103002000 | Coal-Com | 0.00034838 | 0.00016444 | 0.00032399 | 0.00027836 | 0.00027836 | 4.4103e-05 | 0.004549 | 16.0157 | 1.0591 | tons | 0.00032922 | 0.00015539 | 0.00030618 | 0.00026305 | 0.00026305 | 4.1678e-05 | 0.0042988 | 15.1305 | 1.0008 | tons
Wtd Avg | 2103008000 | Wood-Com | 0.0010645 | 4.2325e-05 | 9.2271e-06 | 0.00029937 | 0.00029937 | 1.0962e-05 | 0.0021293 | 9.6654 | 0.79814 | tons | 0.0008727 | 3.5511e-05 | 7.537e-06 | 0.00025767 | 0.00025767 | 9.9319e-06 | 0.0018734 | 7.895 | 0.65195 | tons
Wtd Avg | 2102012000 | WasteOil | 0.00045454 | 0.023729 | 0.016802 | 0.0023655 | 0.0023655 | 1.6537e-05 | 0.005649 | 125.9078 | 0.90908 | 1000 gal | 0.00045454 | 0.023729 | 0.016802 | 0.0023655 | 0.0023655 | 1.6537e-05 | 0.005649 | 125.9078 | 0.90908 | 1000 gal | 0.0072202 | 0.37693 | 0.2669 | 0.037575 | 0.037575 | 0.00026269 | 0.089732
Wtd Avg | Total |  | 10.9752 | 3.0038 | 4.6626 | 3.1559 | 3.1559 | 0.1615 | 33.5446 | 59671.2528 |  |  | 9.8836 | 2.8038 | 4.3205 | 2.8066 | 2.8066 | 0.14709 | 29.5884 | 55572.9433 |  |  | 0.3557 | 0.10091 | 0.15549 | 0.10101 | 0.10101 | 0.0052936 | 1.0648
[19 empty] | Residential: | 41363.2594 | mmBTU/episode day
[20 empty] | #VALUE! | BTU/HH/episode day |  | PM Non-Attainment Area Emission Factors (lb/mmBTU), Baseline MC
[8 empty] | Needed Aggregations for Measure Benefit Calcs | [14 empty] | VOC | NOX | SO2 | PM10-PRI | PM25-PRI | NH3 | CO
[12 empty] | Uncertified Residential Solid-Fuel Heaters (cordwood insert/stove, OWB, Coal Ht): | 8.0039 | 0.2105 | 0.14774 | 1.5579 | 1.5579 | 0.076169 | 13.1697 | 3084.3547 |  |  | 5.19 | 0.1365 | 0.095802 | 1.0102 | 1.0102 | 0.04939 | 8.5397
[12 empty] | Phase II Wood Heaters (Cert cordwood insert or stove): | 1.7017 | 0.21093 | 0.051851 | 1.0947 | 1.0947 | 0.036332 | 16.0543 | 4162.3407 |  |  | 0.81765 | 0.10135 | 0.024914 | 0.52601 | 0.52601 | 0.017457 | 7.7141
[12 empty] | Residential Oil Devices (central, DV, portable): | 0.088158 | 1.3869 | 3.5736 | 0.056409 | 0.056409 | 0.0030288 | 0.055373 | 33142.0992 | 247.2877 | 1000 gal | 0.00532 | 0.083693 | 0.21565 | 0.0034041 | 0.0034041 | 0.00018278 | 0.0033416
[12 empty] | Other Residential Fuels: | 0.12319 | 0.068945 | 0.11403 | 0.097914 | 0.097914 | 0.017876 | 1.6048 | 664.2537 |  |  | 0.37091 | 0.20759 | 0.34334 | 0.29481 | 0.29481 | 0.053823 | 4.8318
[12 empty] | Commercial Oil: | 0.029262 | 0.73874 | 0.52218 | 0.018739 | 0.018739 | 0.0010054 | 0.01838 | 11368.4581 | 84.7061 | 1000 gal | 0.005148 | 0.12996 | 0.091864 | 0.0032967 | 0.0032967 | 0.00017687 | 0.0032335
[12 empty] | All Wood Devices: | 9.6349 | 0.45274 | 0.092764 | 2.6209 | 2.6209 | 0.098597 | 27.8469 | 7564.8015 | 673.079 | tons/day | 2.5473 | 0.1197 | 0.024525 | 0.69291 | 0.69291 | 0.026067 | 7.3622
[12 empty] | All Other Devices/Fuels: | 0.0080782 | 0.15651 | 0.017904 | 0.012708 | 0.012708 | 0.026583 | 0.062998 | 2833.3308 |  |  | 0.0057022 | 0.11048 | 0.012638 | 0.0089704 | 0.0089704 | 0.018765 | 0.044469
[12 empty] | CheckSum: | 9.8836 | 2.8038 | 4.3205 | 2.8066 | 2.8066 | 0.14709 | 29.5884 | 55572.9433 |  |  | 0.3557 | 0.10091 | 0.15549 | 0.10101 | 0.10101 | 0.0052936 | 1.0648
[21 empty] | 399.9862 | cords/episode day
[19 empty] | HDD-Based Episode Day/Avg Annual Day Use: | 1.9303 | 75633.9728 | cords/year

## Moisture
Calculation of Wood Moisture and Other Wood Combustion Heating Loss Effects
Equations:
MCd (%, dry basis) = 100 (wet weight - dry weight) / dry weight
MCw (%, wet basis) = 100 (wet weight - dry weight) / wet weight
To convert MC wet basis to MC dry basis: MCd = 100 x MCw / (100-MCw)
To convert MC dry basis to MC wet basis: MCw = 100 x MCd / (100+MCd)
[7 empty] | Available Potential Heat = | HHV(OD) x (1 - MCw) |  |  |  | where | [5 empty] | Assumptions:
[12 empty] | HHV(OD) = | Higher Heating Value, Oven Dry (BTU/lb) |  |  |  |  | Tw: | 60 | °F
[7 empty] | Heat Losses |  |  |  |  | APH = | Available Potential Heat (BTU/lb) |  |  |  |  | Ts: | 300 | °F
[7 empty] | Fuel Moisture = | MCw x [ 970 + (212-Tw) + (0.46 x (Ts-Tw)) ] |  |  |  | MCw = | Wood Moisture Content, wt basis (%) |  |  |  |  | ExAir: | 40%
[7 empty] | Fuel Hydrogen = | 0.54 x (1-MCw) x [ 970 + (212-Tw) + (0.46 x (Ts-Tw)) ] |  |  |  | Tw = | Temp of wood and air entering furnace (°F) |  |  |  |  | ConvLoss: | 4%
[7 empty] | Dry Gases & ExAir = | (Ts-Tw) x (1-MCw) x [ (1.44 x ExAir) + 1.56] |  |  |  | Ts = | Temp of stack gases beyond heat recovery (°F)
[7 empty] | Conventional = | APH x ConvLoss |  |  |  | ExAir = | Excess air (% volume) |  |  |  |  | Complete combustion
[12 empty] | ConvLoss = | Conventional heat loss factor (%)
[7 empty] | Recoverable Heat Energy = | APH - [Total Heat Losses]
Available
[12 empty] | Potential |  |  | Stack Gas Heat Losses (BTU/lb)
[10 empty] | Wt Relative |  | Heat | %BTU Red | %BTU Incr to | Fuel | Fuel | Dry Gases & |  | Recoverable Heat Energy
[9 empty] | MC Dry (%) | to OD Wt | MC Wet (%) | (BTU/lb) | vs. OD | Match OD | Moisture | Hydrogen | Excess Air | Conventional | (BTU/lb) | (mmBTU/ton)
[8 empty] | Oven Dry (OD) ---> | 0% | 1 | 0% | 8263.7509 | - | - | 0 | 627.7392 | 512.64 | 330.55 | 6792.8217 | 13.5856
[9 empty] | 5.263% | 1.0526 | 5% | 7850.5634 | 5% | 5.263% | 58.124 | 596.3522 | 487.008 | 314.0225 | 6395.0566 | 12.7901
[9 empty] | 11.11% | 1.1111 | 10% | 7437.3758 | 10% | 11.11% | 116.248 | 564.9653 | 461.376 | 297.495 | 5997.2915 | 11.9946
[9 empty] | 17.65% | 1.1765 | 15% | 7024.1883 | 15% | 17.65% | 174.372 | 533.5783 | 435.744 | 280.9675 | 5599.5264 | 11.1991
[9 empty] | 25% | 1.25 | 20% | 6611.0007 | 20% | 25% | 232.496 | 502.1914 | 410.112 | 264.44 | 5201.7613 | 10.4035
[9 empty] | 33.33% | 1.3333 | 25% | 6197.8132 | 25% | 33.33% | 290.62 | 470.8044 | 384.48 | 247.9125 | 4803.9963 | 9.608
[9 empty] | 42.86% | 1.4286 | 30% | 5784.6256 | 30% | 42.86% | 348.744 | 439.4174 | 358.848 | 231.385 | 4406.2312 | 8.8125
[9 empty] | 53.85% | 1.5385 | 35% | 5371.4381 | 35% | 53.85% | 406.868 | 408.0305 | 333.216 | 214.8575 | 4008.4661 | 8.0169
[9 empty] | 66.67% | 1.6667 | 40% | 4958.2505 | 40% | 66.67% | 464.992 | 376.6435 | 307.584 | 198.33 | 3610.701 | 7.2214
[9 empty] | 81.82% | 1.8182 | 45% | 4545.063 | 45% | 81.82% | 523.116 | 345.2566 | 281.952 | 181.8025 | 3212.9359 | 6.4259
[9 empty] | 100% | 2 | 50% | 4131.8755 | 50% | 100% | 581.24 | 313.8696 | 256.32 | 165.275 | 2815.1708 | 5.6303
[9 empty] | 122.2% | 2.2222 | 55% | 3718.6879 | 55% | 122.2% | 639.364 | 282.4826 | 230.688 | 148.7475 | 2417.4058 | 4.8348
[8 empty] | Episode Wtd Avg ---> | 41.49% | 1.4149 | 29.33% | 5840.3915 | 29.33% | 41.49% | 340.8993 | 443.6536 | 362.3074 | 233.6157 | 4459.9156 | 8.9198
[8 empty] | Jan/Feb ---> | 40.95% | 1.4095 | 29.05% | 5862.8042 | 29.05% | 40.95% | 337.7465 | 445.3561 | 363.6978 | 234.5122 | 4481.4916 | 8.963
[8 empty] | Nov ---> | 42.14% | 1.4214 | 29.64% | 5813.9981 | 29.64% | 42.14% | 344.6121 | 441.6487 | 360.6701 | 232.5599 | 4434.5073 | 8.869
[8 empty] | Fully dry, Measure 31 ---> | #REF! | #REF! | #REF! | #REF! | #REF! | #REF! | #REF! | #REF! | #REF! | #REF! | #REF! | #REF!
[8 empty] | Fully dry, Stakeholder Measure 13 ---> | #REF! | #REF! | #REF! | #REF! | #REF! | #REF! | #REF! | #REF! | #REF! | #REF! | #REF! | #REF!
[8 empty] | Avg from 2011 CCHRC Inst Survey ---> | 26.6% | 1.266 | 21.01% | 6527.4494 | 21.01% | 26.6% | 244.2494 | 495.8445 | 404.9289 | 261.098 | 5121.3286 | 10.2427
[8 empty] | Commercially Sold ---> | 64.28% | 1.6428 | 39.13% | 5030.1387 | 39.13% | 64.28% | 454.8793 | 382.1044 | 312.0436 | 201.2055 | 3679.9059 | 7.3598
[11 empty] | Dennis Used ---> | 6053
[11 empty] | Adjustment to DMC BTUs ---> | 1.0784 |  | 11.7256
Figure 1 above and equations from "How to Estimate Recoverable Heat Energy in Wood or Bark Fuels", US Dept of Agric., General Tech Report FPL 29, 1979 | [13 empty] | 11.628
[12 empty] | #REF! |  | #REF!
[15 empty] | 46.37% | 35.14% | 18.49% | <--- From 2013 Tag Survey, on volumetric basis
[15 empty] | 54.62% | 30.29% | 15.09% | <--- Calculated from 2013 Tag splits on mass basis using "Purchasing Firewood in Alaska" specie densities
Calculation of Baseline Fairbanks Wood-Burning Device Moisture Content | [14 empty] | 51.94% | 5.942% | 42.58% | <--- Compiled from FNSB timber sales provided by Alaska Deparment of Natural Resource, Division of Forestry
[15 empty] | Birch | Spruce | Aspen | Composite
[10 empty] | Split Log % | Whole Log % |  |  | Usage: | 54.62% | 30.29% | 15.09%
| WB HH | Moisture % | 27.31% | 27.31% | 15.14% | 15.14% | 7.544% | 7.544% | <--- Usage % | 50% | 50% |  |  | HHV (BTU/lb OD): | 9900 | 8890 | 8726.75 | 9417.068 | BTU/lb OD | 18834.1359 | mmBTU/ton OD
Wood-Burning Group | Fraction | Composite | Birch-split | Birch-whole | Spruce-split | Spruce-whole | Aspen-split | Aspen-whole | [5 empty] | HHV (BTU/lb OD): | 8126.2554 | 8517.6471 | 8251.8641 | 8263.7509 | BTU/lb OD | 16527.5018 | mmBTU/ton OD
Buy Wood - Jan/Feb Burn | 33.83% | 62.92% | 51% | 58.25% | 96.5% | 67.25% | 51% | 58.75% |  | Harvest Splits
Buy Wood - Nov Burn | 33.83% | 65.91% | 57.25% | 62.25% | 85.5% | 71.88% | 59.12% | 66% |  | Spring | Fall
Cut Own | 51.77% | 26.6% | <--- Average of 2011 CCHRC Wood Moisture Measurements from Instrumented Device Study | [6 empty] | 25% | 75%
Both (Buy & Cut) | 14.4% | 29.35%
All Wood-Burning Households - Jan/Feb | 100% | 40.95%
All Wood-Burning Households - Nov | 100% | 42.14%
Day-Weighted Average of E1 & E2: |  | 41.49%
BTU Factor Relative to Dry (20%) Wood: |  | #REF!
Sold Wood MC: |  | 64.28%
Sold Wood BTU Factor Relative to Dry (20%) Wood: |  | #REF!
| 2011 | 2012 | 2013 | 2014 | 2015 | 2011-2015 | 2013 | 2013
| HH Survey | HH Survey | HH Survey | HH Survey | HH Survey | HH Survey | Tag Survey | Purch Survey
Wood-Burning Group | Fractions | Fractions | Fractions | Fractions | Fractions | Fractions | Fractions | Fractions
Buy Wood | 33.83% | 36.09% | 35.39% | 32.28% | 27.17% | 33.83% | 22.41% | 19.9%
Cut Own | 51.77% | 49.13% | 47.11% | 54.31% | 72.83% | 51.77% | 63.06% | 57.8%
Both (Buy & Cut) | 14.4% | 14.78% | 17.49% | 13.41% | 0% | 14.4% | 14.53% | 22.3%
TOTALS | 100% | 100% | 100% | 100% | 100% | 100% | 100% | 100%
Renormalized Buy/Cut
Buy Wood | 39.52% | 42.35% | 42.9% | 37.28% | 27.17% | 39.52% | 26.22% | 25.61%
Cut Own | 60.48% | 57.65% | 57.1% | 62.72% | 72.83% | 60.48% | 73.78% | 74.39%
Resulting Moisture Levels:
E1 | 40.95% | 41.98% | 42.18% | 40.14% | 36.47% | 40.95% | 36.12% | 35.9%
E2 | 42.14% | 43.25% | 43.46% | 41.25% | 37.28% | 42.14% | 36.91% | 36.67%
Day-Wtd E1 & E2 Avg | 41.49% | 42.56% | 42.77% | 40.65% | 36.84% | 41.49% | 36.48% | 36.25%
BTU Factor Relative to Dry (20% MC): | 1.1791 | 1.188 | 1.1897 | 1.1721 | 1.1403 | 1.1791 | 1.1368 | 1.1354
Note on T11: Tom Carlson: This is a reasonable average of flue temperatures from the 2011 CCHRC Instrumented study during firing.
Note on C50: Tom Carlson: Dry basis, since all CCHRC data reported on oven-dry (OD) moisture basis.
Note on O50: Tom Carlson: From P.L. Wilson, et al, "Fuelwood Characteristics of Northwestern Conifers and Hardwoods (Updated", USDA Forest Service, PNW-GTR-810, April 2010.
Note on O51: Tom Carlson: From UAF Cooperative Extension: http://www.alaskawoodheating.com/energy_content.php and adjusted from 20% MCd to an Oven Dry basis (see AK_Wood_HHV.xlsx spreadsheet and "Purchasing Firewood in Alaska" reference.
Note on H52: Tom Carlson: Taken from Simulated Wood Shed moisture data, not Tarp Covered.
Note on I52: Tom Carlson: Taken from Simulated Wood Shed moisture data, not Tarp Covered.
Note on K52: Tom Carlson: Tarp-covered data from CCHRCTables sheet, except where noted.
Note on H53: Tom Carlson: Taken from Simulated Wood Shed moisture data, not Tarp Covered.
Note on I53: Tom Carlson: Taken from Simulated Wood Shed moisture data, not Tarp Covered.

## HHSurveyG2
Fairbanks 2011-2015 Home Heating Survey Tabulations by 4 km Grid 2 Cell
[6 empty] | Calendar Year Filter: | >=2011
[6 empty] | Minimum G2 Sample Size: | 50 | Cells w/Min SS: | 19 | %Cells w/Min SS: | 22.62% | % NA Area Cells: | 43.18%
Winter Season (Oct-Mar) Energy Use (BTUs) by Device
[14 empty] | Sample | G2 Occ HH
G2 Cell | WSCW | WSPlt | InsrtCrd | InsrtPlt | FP | OWB-Adj | Cntrl Oil | Prtbl | DV Oil | NtGas | CoalHt | MnHt | Total | Size | Weights
132,138 | 0 | 0 | 0 | 0 | 0 | 0 | 0 | 0 | 0 | 0 | 0 | 0 | 0 | 1 | 0.09573%
132,139 | 183356819.4485 | 0 | 0 | 0 | 0 | 0 | 0 | 0 | 0 | 0 | 0 | 0 | 183356819.4485 | 3 | 0.002901% |  | ROUND($D21*VLOOKUP($B$4,HHSurveyG2!$A$280:$E$300,2,FALSE),0)
133,136 | 20372979.9387 | 0 | 0 | 0 | 0 | 0 | 133650000 | 0 | 0 | 0 | 0 | 0 | 154022979.9387 | 1 | 0.002901% |  |  | 2019
133,137 | 81491919.7549 | 0 | 0 | 0 | 0 | 0 | 0 | 0 | 13500000 | 0 | 0 | 0 | 94991919.7549 | 1 | 0%
133,140 | 142610859.5711 | 0 | 0 | 0 | 0 | 0 | 216000000 | 0 | 121500000 | 0 | 0 | 0 | 480110859.5711 | 3 | 0.05802%
134,134 | 0 | 0 | 0 | 0 | 81491919.7549 | 0 | 108000000 | 0 | 0 | 0 | 0 | 0 | 189491919.7549 | 1 | 0.09283%
134,136 | 264848739.2034 | 0 | 0 | 0 | 0 | 0 | 121500000 | 0 | 22950000 | 0 | 0 | 0 | 409298739.2034 | 5 | 0.2379%
134,137 | 101864899.6936 | 0 | 0 | 0 | 0 | 0 | 81000000 | 6750000 | 74250000 | 0 | 0 | 0 | 263864899.6936 | 4 | 0.3365%
134,139 | 488951518.5294 | 0 | 0 | 0 | 0 | 0 | 742500000 | 0 | 144450000 | 0 | 0 | 0 | 1375901518.5294 | 15 | 0.4119%
134,140 | 0 | 0 | 0 | 0 | 0 | 0 | 0 | 0 | 0 | 0 | 0 | 0 | 0 | 1 | 0%
135,134 | 40745959.8774 | 0 | 0 | 0 | 0 | 0 | 202500000 | 0 | 81000000 | 0 | 0 | 0 | 324245959.8774 | 3 | 0.3713%
135,135 | 3078357268.741 | 128000000 | 0 | 128000000 | 61118939.8162 | 57582557.6306 | 4138283067.4176 | 2700000 | 637875000 | 16220556.7452 | 0 | 142857142.8571 | 8390994533.2078 | 67 | 1.308%
135,136 | 1120513896.6298 | 0 | 81491919.7549 | 0 | 0 | 0 | 1564875000 | 1446945.3376 | 368377813.5048 | 0 | 0 | 0 | 3136705575.2271 | 28 | 0.1944%
135,137 | 348957371.9779 | 0 | 0 | 0 | 0 | 0 | 1155539420.8126 | 0 | 135000000 | 0 | 0 | 0 | 1639496792.7906 | 12 | 0.5193%
135,138 | 61118939.8162 | 0 | 0 | 0 | 0 | 0 | 0 | 0 | 33750000 | 0 | 0 | 0 | 94868939.8162 | 1 | 0%
135,139 | 814919197.5489 | 0 | 0 | 0 | 0 | 28791278.8153 | 1522125000 | 0 | 36450000 | 0 | 0 | 0 | 2402285476.3642 | 15 | 0.04642%
135,141 | 0 | 0 | 0 | 0 | 0 | 0 | 148500000 | 0 | 20250000 | 0 | 0 | 0 | 168750000 | 2 | 0%
136,135 | 366713638.897 | 97280000 | 203729799.3872 | 97280000 | 0 | 57582557.6306 | 2949036074.4763 | 68175000 | 116100000 | 0 | 0 | 0 | 3955897070.3912 | 29 | 0.3568%
136,136 | 1161259856.5072 | 192000000 | 122237879.6323 | 192000000 | 40745959.8774 | 201538951.7072 | 6992324082.1029 | 40347871.4524 | 336150000 | 23790149.8929 | 0 | 0 | 9302394751.1725 | 74 | 3.383%
136,137 | 509324498.4681 | 94400000 | 0 | 94400000 | 0 | 0 | 2784542972.3502 | 675000 | 151150005.4783 | 0 | 0 | 0 | 3634492476.2966 | 35 | 0.7601%
136,138 | 519510988.4374 | 0 | 20372979.9387 | 0 | 0 | 0 | 303750000 | 0 | 94500000 | 0 | 0 | 0 | 938133968.3762 | 11 | 0.4497%
136,139 | 1202005816.3847 | 0 | 0 | 0 | 0 | 0 | 2993355000 | 0 | 243675000 | 0 | 0 | 0 | 4439035816.3847 | 35 | 0.3887%
137,136 | 1825419002.5096 | 85420689.6552 | 101864899.6936 | 85420689.6552 | 122237879.6323 | 172747672.8919 | 5494666639.1606 | 0 | 156600000 | 0 | 243200000 | 0 | 8287577473.1984 | 59 | 1.938%
137,137 | 1622467081.099 | 48000000 | 0 | 48000000 | 268443970.9573 | 115165115.2613 | 16726248018.3443 | 340875000 | 240975000 | 194646680.9422 | 15200000 | 142857142.8571 | 19762878009.4611 | 171 | 5.532%
137,138 | 1473415557.9105 | 188800000 | 202747489.9486 | 112000000 | 96771654.7089 | 0 | 5649060475.0162 | 47250000 | 227475000 | 0 | 0 | 0 | 7997520177.5842 | 70 | 1.436%
137,139 | 1792822234.6076 | 48000000 | 61118939.8162 | 48000000 | 40745959.8774 | 28791278.8153 | 4677297972.9222 | 37125000 | 656100000 | 0 | 0 | 0 | 7390001386.0388 | 68 | 0.47%
137,140 | 285221719.1421 | 0 | 0 | 0 | 0 | 0 | 568350000 | 0 | 0 | 0 | 0 | 0 | 853571719.1421 | 5 | 0.04061%
137,144 | 142610859.5711 | 0 | 0 | 0 | 0 | 0 | 121500000 | 0 | 0 | 0 | 0 | 0 | 264110859.5711 | 1 | 0.008703%
138,136 | 1560570263.3062 | 123520000 | 20372979.9387 | 219520000 | 0 | 115165115.2613 | 7508240613.9731 | 135000 | 233550000 | 888886509.636 | 45600000 | 47619047.619 | 10763179529.7343 | 108 | 4.911%
138,137 | 3705845050.8537 | 209600000 | 162983839.5098 | 201600000 | 101864899.6936 | 201538951.7072 | 30582199974.0649 | 139264310.5446 | 450765000 | 1416595289.0792 | 0 | 619047619.0476 | 37791304934.5007 | 326 | 9.884%
138,138 | 3500035028.2312 | 117357706.6888 | 305594699.0808 | 137357706.6888 | 213916289.3566 | 115165115.2613 | 11237538417.8853 | 8775000 | 257290032.1543 | 77858672.3769 | 0 | 714285714.2857 | 16685174382.0098 | 120 | 2.715%
138,139 | 264848739.2034 | 0 | 0 | 27200000 | 0 | 28791278.8153 | 222750000 | 0 | 101250000 | 0 | 0 | 0 | 644840018.0187 | 8 | 0.4119%
138,140 | 488951518.5294 | 0 | 0 | 0 | 0 | 0 | 745200000 | 0 | 237600000 | 0 | 0 | 0 | 1471751518.5294 | 16 | 0.966%
139,136 | 1652907798.852 | 208000000 | 162983839.5098 | 220000000 | 40745959.8774 | 86373836.446 | 14379906141.5643 | 488186906.1414 | 462375000 | 1381126338.3298 | 32300000 | 382857142.8571 | 19497762963.5777 | 221 | 9.475%
139,137 | 4632241201.738 | 345600000 | 325967679.0196 | 345608000 | 331959731.9427 | 143956394.0766 | 52034849414.5048 | 166137540.1929 | 1129950000 | 452012847.9657 | 257792000 | 1661858095.2381 | 61827932904.6785 | 621 | 14.47%
139,138 | 1241835926.7052 | 0 | 61118939.8162 | 0 | 270960633.185 | 172747672.8919 | 5508558875.933 | 16605000 | 537300000 | 89753747.3233 | 220400000 | 0 | 8119280795.8547 | 73 | 2.295%
139,139 | 560256948.3149 | 91200000 | 0 | 91200000 | 0 | 57582557.6306 | 1800872449.5922 | 0 | 81000000 | 0 | 0 | 0 | 2682111955.5377 | 26 | 0.9486%
139,140 | 0 | 0 | 0 | 0 | 0 | 28791278.8153 | 94500000 | 0 | 0 | 0 | 0 | 0 | 123291278.8153 | 1 | 0.0116%
139,143 | 20372979.9387 | 0 | 0 | 0 | 0 | 0 | 0 | 0 | 67500000 | 0 | 0 | 0 | 87872979.9387 | 1 | 0.03481%
139,144 | 266904728.0046 | 0 | 0 | 0 | 0 | 0 | 81000000 | 0 | 94500000 | 0 | 0 | 0 | 442404728.0046 | 6 | 0.05222%
140,136 | 244475759.2647 | 16000000 | 0 | 16000000 | 0 | 0 | 369900000 | 0 | 54000000 | 0 | 0 | 0 | 700375759.2647 | 10 | 0%
140,137 | 224102779.326 | 0 | 0 | 0 | 81491919.7549 | 0 | 671437113.4931 | 0 | 0 | 162205567.4518 | 0 | 76190476.1905 | 1215427856.2163 | 24 | 0.7223%
140,138 | 456354750.6274 | 172800000 | 203729799.3872 | 172800000 | 0 | 143956394.0766 | 4428425287.6056 | 675000 | 226125000 | 30278372.591 | 0 | 19047619.0476 | 5854192223.3354 | 57 | 2.869%
140,139 | 855665157.4264 | 0 | 81491919.7549 | 0 | 61118939.8162 | 28791278.8153 | 3308657641.5826 | 81000000 | 628425000 | 0 | 19760000 | 0 | 5064909937.3954 | 40 | 1.465%
140,140 | 411534194.7622 | 0 | 81491919.7549 | 0 | 0 | 0 | 661500000 | 0 | 94972421.7845 | 0 | 0 | 0 | 1249498536.3016 | 10 | 0.8326%
140,144 | 203729799.3872 | 0 | 0 | 0 | 0 | 28791278.8153 | 0 | 0 | 0 | 0 | 0 | 0 | 232521078.2025 | 2 | 0.0145%
141,135 | 285221719.1421 | 88000000 | 0 | 88000000 | 0 | 57582557.6306 | 1115100000 | 0 | 0 | 0 | 91200000 | 0 | 1725104276.7728 | 16 | 0.4293%
141,136 | 1831530896.4912 | 213015172.4138 | 183356819.4485 | 213015172.4138 | 81491919.7549 | 287912788.1532 | 8655800806.4516 | 31286210.8922 | 307053376.2058 | 64882226.9807 | 288800000 | 37333333.3333 | 12195478722.5391 | 96 | 3.249%
141,137 | 482710848.8236 | 0 | 0 | 0 | 0 | 0 | 438750000 | 0 | 0 | 0 | 0 | 0 | 921460848.8236 | 9 | 0.4206%
141,138 | 423757982.7254 | 32000000 | 20372979.9387 | 0 | 0 | 57582557.6306 | 1762918548.3871 | 5400000 | 67500000 | 103811563.1692 | 0 | 0 | 2473343631.8511 | 24 | 1.117%
141,139 | 1192206209.9779 | 16000000 | 224102779.326 | 16000000 | 86585164.7396 | 0 | 3204217667.7384 | 40500000 | 232875000 | 0 | 0 | 0 | 5012486821.7819 | 40 | 1.494%
141,140 | 81491919.7549 | 9600000 | 0 | 9600000 | 0 | 0 | 567000000 | 0 | 81000000 | 0 | 304000000 | 0 | 1052691919.7549 | 4 | 0.1683%
141,145 | 81491919.7549 | 0 | 0 | 0 | 0 | 0 | 0 | 0 | 10800000 | 0 | 0 | 0 | 92291919.7549 | 1 | 0%
142,135 | 713054297.8553 | 64000000 | 0 | 64000000 | 0 | 115165115.2613 | 958500000 | 0 | 3375000 | 0 | 13680000 | 0 | 1931774413.1166 | 17 | 0.8993%
142,136 | 2070530935.8642 | 473308089.5009 | 0 | 425308089.5009 | 101864899.6936 | 403077903.4145 | 8344820835.8352 | 4050000 | 445450005.4783 | 0 | 0 | 0 | 12268410759.2874 | 96 | 2.48%
142,137 | 753800257.7327 | 0 | 20372979.9387 | 0 | 0 | 143956394.0766 | 1289584360.8047 | 1080000 | 40500000 | 0 | 60800000 | 0 | 2310093992.5527 | 18 | 0.4439%
142,138 | 855665157.4264 | 0 | 0 | 0 | 40745959.8774 | 86373836.446 | 2846682304.8387 | 40500000 | 172125000 | 0 | 0 | 0 | 4042092258.5885 | 36 | 0.4613%
142,140 | 183356819.4485 | 0 | 0 | 0 | 0 | 0 | 0 | 0 | 0 | 0 | 0 | 0 | 183356819.4485 | 1 | 0%
143,134 | 1833568194.4851 | 68800000 | 177244925.4669 | 68800000 | 106958144.6783 | 143956394.0766 | 7513423014.7931 | 6885000 | 160650000 | 0 | 273600000 | 0 | 10353885673.4999 | 85 | 3.078%
143,135 | 4364013434.7355 | 150400000 | 61118939.8162 | 102400000 | 61118939.8162 | 575825576.3064 | 10947283802.9779 | 162849193.5484 | 483933337.8985 | 108137044.9679 | 410400000 | 0 | 17427480270.0669 | 123 | 2.878%
143,136 | 855665157.4264 | 60413793.1034 | 162983839.5098 | 60413793.1034 | 0 | 28791278.8153 | 2947273744.3219 | 0 | 0 | 0 | 0 | 0 | 4115541606.2802 | 32 | 0.8993%
143,137 | 649898060.0453 | 76800000 | 0 | 76800000 | 0 | 86373836.446 | 983161855.8219 | 0 | 0 | 0 | 0 | 0 | 1873033752.3131 | 19 | 0.3452%
143,138 | 101864899.6936 | 0 | 0 | 0 | 81491919.7549 | 0 | 1539000000 | 0 | 0 | 0 | 0 | 0 | 1722356819.4485 | 10 | 0.2292%
143,139 | 20372979.9387 | 0 | 0 | 0 | 0 | 0 | 67500000 | 0 | 0 | 0 | 0 | 0 | 87872979.9387 | 1 | 0.5947%
144,133 | 0 | 0 | 0 | 0 | 0 | 0 | 270000000 | 0 | 0 | 0 | 0 | 0 | 270000000 | 2 | 0.1363%
144,134 | 4493678421.1032 | 401600000 | 138536263.5833 | 776000000 | 137517614.5864 | 690990691.5677 | 12272407534.3585 | 178605000 | 218700000 | 129764453.9615 | 42560000 | 0 | 19480359979.1605 | 134 | 4.212%
144,135 | 2542547896.3526 | 235200000 | 0 | 235200000 | 0 | 230330230.5226 | 8755596761.0551 | 29700000 | 104625000 | 0 | 106400000 | 42857142.8571 | 12282457030.7874 | 81 | 2.541%
144,138 | 244475759.2647 | 0 | 0 | 0 | 20372979.9387 | 0 | 81000000 | 0 | 280627813.5048 | 0 | 0 | 0 | 626476552.7082 | 5 | 0.1421%
145,132 | 122237879.6323 | 0 | 0 | 0 | 0 | 28791278.8153 | 189000000 | 0 | 0 | 0 | 0 | 0 | 340029158.4477 | 2 | 0.05222%
145,133 | 407459598.7745 | 80000000 | 0 | 80000000 | 0 | 201538951.7072 | 1204606046.1974 | 2700000 | 0 | 0 | 0 | 0 | 1976304596.679 | 16 | 0.7049%
145,137 | 40745959.8774 | 0 | 0 | 0 | 0 | 0 | 162000000 | 0 | 33750000 | 0 | 0 | 0 | 236495959.8774 | 2 | 0.1538%
145,138 | 101864899.6936 | 0 | 0 | 0 | 0 | 0 | 0 | 0 | 6750000 | 0 | 0 | 0 | 108614899.6936 | 1 | 0.04642%
145,147 | 101864899.6936 | 0 | 0 | 0 | 0 | 0 | 0 | 0 | 81000000 | 0 | 0 | 0 | 182864899.6936 | 1 | 0.005802%
146,131 | 101864899.6936 | 0 | 0 | 0 | 0 | 0 | 81000000 | 0 | 0 | 0 | 0 | 0 | 182864899.6936 | 1 | 0.06672%
146,133 | 0 | 0 | 0 | 0 | 0 | 0 | 303750000 | 15882352.9412 | 0 | 0 | 0 | 0 | 319632352.9412 | 2 | 0.3568%
146,137 | 142610859.5711 | 0 | 0 | 0 | 0 | 0 | 29700000 | 0 | 0 | 0 | 0 | 0 | 172310859.5711 | 1 | 0.06962%
146,138 | 285221719.1421 | 0 | 0 | 0 | 0 | 0 | 632814507.3701 | 0 | 0 | 0 | 0 | 0 | 918036226.5122 | 8 | 0.4526%
147,129 | 0 | 0 | 0 | 0 | 0 | 28791278.8153 | 148500000 | 0 | 0 | 0 | 627000000 | 0 | 804291278.8153 | 4 | 0.2843%
147,132 | 0 | 0 | 0 | 0 | 0 | 0 | 614032258.0645 | 0 | 0 | 0 | 0 | 0 | 614032258.0645 | 2 | 0.06092%
147,137 | 61118939.8162 | 0 | 0 | 0 | 0 | 0 | 140168721.6093 | 0 | 0 | 0 | 0 | 0 | 201287661.4255 | 1 | 0%
147,138 | 631562378.1004 | 0 | 0 | 0 | 0 | 0 | 438750000 | 10125000 | 89501232.9656 | 0 | 0 | 0 | 1169938611.066 | 6 | 0.1131%
148,137 | 142610859.5711 | 0 | 0 | 0 | 0 | 0 | 135000000 | 0 | 108000000 | 0 | 0 | 0 | 385610859.5711 | 3 | 0.5947%
148,138 | 301520103.0931 | 0 | 0 | 0 | 0 | 0 | 560790000 | 5400000 | 310500000 | 1730192.7195 | 0 | 0 | 1179940295.8126 | 11 | 0.2263%
149,138 | 244475759.2647 | 0 | 0 | 0 | 0 | 28791278.8153 | 391500000 | 0 | 0 | 0 | 0 | 0 | 664767038.08 | 4 | 0.07543%
Grand Total | 64685576772.7019 | 4135115451.3621 | 3187389050.9715 | 4451923451.3621 | 2531762201.0909 | 5009682513.8655 | 272621772423.4272 | 1981086331.0507 | 11807396038.9749 | 5141700214.1328 | 3052692000 | 3886810476.1905 | 382492906925.1301 | 3306 | 100%
Low SS Total | 19846175971.9816 | 725693793.1034 | 896411117.3038 | 720893793.1034 | 453298803.6366 | 1122859873.7974 | 46774840687.4611 | 279634298.2788 | 4534454287.238 | 267747323.3405 | 1116440000 | 76190476.1905 | 76814640425.4352 | 656
Winter Season (Oct-Mar) Energy Use Percentages by Device
Sample
G2 Cell | WSCW | WSPlt | InsrtCrd | InsrtPlt | FP | OWB | Cntrl Oil | Prtbl | DV Oil | NtGas | CoalHt | MnHt | Total | Size
132,138 | 0% | 0% | 0% | 0% | 0% | 0% | 0% | 0% | 0% | 0% | 0% | 0% | 0% | 1
132,139 | 100% | 0% | 0% | 0% | 0% | 0% | 0% | 0% | 0% | 0% | 0% | 0% | 100% | 3
133,136 | 13.23% | 0% | 0% | 0% | 0% | 0% | 86.77% | 0% | 0% | 0% | 0% | 0% | 100% | 1
133,137 | 85.79% | 0% | 0% | 0% | 0% | 0% | 0% | 0% | 14.21% | 0% | 0% | 0% | 100% | 1
133,140 | 29.7% | 0% | 0% | 0% | 0% | 0% | 44.99% | 0% | 25.31% | 0% | 0% | 0% | 100% | 3
134,134 | 0% | 0% | 0% | 0% | 43.01% | 0% | 56.99% | 0% | 0% | 0% | 0% | 0% | 100% | 1
134,136 | 64.71% | 0% | 0% | 0% | 0% | 0% | 29.68% | 0% | 5.607% | 0% | 0% | 0% | 100% | 5
134,137 | 38.6% | 0% | 0% | 0% | 0% | 0% | 30.7% | 2.558% | 28.14% | 0% | 0% | 0% | 100% | 4
134,139 | 35.54% | 0% | 0% | 0% | 0% | 0% | 53.96% | 0% | 10.5% | 0% | 0% | 0% | 100% | 15
134,140 | 0% | 0% | 0% | 0% | 0% | 0% | 0% | 0% | 0% | 0% | 0% | 0% | 0% | 1
135,134 | 12.57% | 0% | 0% | 0% | 0% | 0% | 62.45% | 0% | 24.98% | 0% | 0% | 0% | 100% | 3
135,135 | 36.69% | 1.525% | 0% | 1.525% | 0.7284% | 0.6862% | 49.32% | 0.03218% | 7.602% | 0.1933% | 0% | 1.703% | 100% | 67
135,136 | 35.72% | 0% | 2.598% | 0% | 0% | 0% | 49.89% | 0.04613% | 11.74% | 0% | 0% | 0% | 100% | 28
135,137 | 21.28% | 0% | 0% | 0% | 0% | 0% | 70.48% | 0% | 8.234% | 0% | 0% | 0% | 100% | 12
135,138 | 64.42% | 0% | 0% | 0% | 0% | 0% | 0% | 0% | 35.58% | 0% | 0% | 0% | 100% | 1
135,139 | 33.92% | 0% | 0% | 0% | 0% | 1.198% | 63.36% | 0% | 1.517% | 0% | 0% | 0% | 100% | 15
135,141 | 0% | 0% | 0% | 0% | 0% | 0% | 88% | 0% | 12% | 0% | 0% | 0% | 100% | 2
136,135 | 9.27% | 2.459% | 5.15% | 2.459% | 0% | 1.456% | 74.55% | 1.723% | 2.935% | 0% | 0% | 0% | 100% | 29
136,136 | 12.48% | 2.064% | 1.314% | 2.064% | 0.438% | 2.167% | 75.17% | 0.4337% | 3.614% | 0.2557% | 0% | 0% | 100% | 74 |  | 143,134 | 143,135 | 144,134 | 144,135
136,137 | 14.01% | 2.597% | 0% | 2.597% | 0% | 0% | 76.61% | 0.01857% | 4.159% | 0% | 0% | 0% | 100% | 35 |  | 17.71% | 25.04% | 23.07% | 20.7% | 25.84%
136,138 | 55.38% | 0% | 2.172% | 0% | 0% | 0% | 32.38% | 0% | 10.07% | 0% | 0% | 0% | 100% | 11 |  | 0.6645% | 0.863% | 2.062% | 1.915% | 0.9447%
136,139 | 27.08% | 0% | 0% | 0% | 0% | 0% | 67.43% | 0% | 5.489% | 0% | 0% | 0% | 100% | 35 |  | 1.712% | 0.3507% | 0.7112% | 0% | 1.167%
137,136 | 22.03% | 1.031% | 1.229% | 1.031% | 1.475% | 2.084% | 66.3% | 0% | 1.89% | 0% | 2.935% | 0% | 100% | 59 |  | 0.6645% | 0.5876% | 3.983% | 1.915% | 0.9385%
137,137 | 8.21% | 0.2429% | 0% | 0.2429% | 1.358% | 0.5827% | 84.63% | 1.725% | 1.219% | 0.9849% | 0.07691% | 0.7229% | 100% | 171 |  | 1.033% | 0.3507% | 0.7059% | 0% | 0.5901%
137,138 | 18.42% | 2.361% | 2.535% | 1.4% | 1.21% | 0% | 70.64% | 0.5908% | 2.844% | 0% | 0% | 0% | 100% | 70 |  | 1.39% | 3.304% | 3.547% | 1.875% | 1.462%
137,139 | 24.26% | 0.6495% | 0.827% | 0.6495% | 0.5514% | 0.3896% | 63.29% | 0.5024% | 8.878% | 0% | 0% | 0% | 100% | 68 |  | 72.57% | 62.82% | 63% | 71.29% | 60.89%
137,140 | 33.42% | 0% | 0% | 0% | 0% | 0% | 66.58% | 0% | 0% | 0% | 0% | 0% | 100% | 5 |  | 0.0665% | 0.9344% | 0.9168% | 0.2418% | 0.364%
137,144 | 54% | 0% | 0% | 0% | 0% | 0% | 46% | 0% | 0% | 0% | 0% | 0% | 100% | 1 |  | 1.552% | 2.777% | 1.123% | 0.8518% | 5.903%
138,136 | 14.5% | 1.148% | 0.1893% | 2.04% | 0% | 1.07% | 69.76% | 0.001254% | 2.17% | 8.259% | 0.4237% | 0.4424% | 100% | 108 |  | 0% | 0.6205% | 0.6661% | 0% | 0.3486%
138,137 | 9.806% | 0.5546% | 0.4313% | 0.5335% | 0.2695% | 0.5333% | 80.92% | 0.3685% | 1.193% | 3.748% | 0% | 1.638% | 100% | 326 |  | 2.642% | 2.355% | 0.2185% | 0.8663% | 1.453%
138,138 | 20.98% | 0.7034% | 1.832% | 0.8232% | 1.282% | 0.6902% | 67.35% | 0.05259% | 1.542% | 0.4666% | 0% | 4.281% | 100% | 120 |  | 0% | 0% | 0% | 0.3489% | 0.09919%
138,139 | 41.07% | 0% | 0% | 4.218% | 0% | 4.465% | 34.54% | 0% | 15.7% | 0% | 0% | 0% | 100% | 8 |  | 100% | 100% | 100% | 100% | 100%
138,140 | 33.22% | 0% | 0% | 0% | 0% | 0% | 50.63% | 0% | 16.14% | 0% | 0% | 0% | 100% | 16 |  | 85 | 123 | 134 | 81
139,136 | 8.477% | 1.067% | 0.8359% | 1.128% | 0.209% | 0.443% | 73.75% | 2.504% | 2.371% | 7.084% | 0.1657% | 1.964% | 100% | 221
139,137 | 7.492% | 0.559% | 0.5272% | 0.559% | 0.5369% | 0.2328% | 84.16% | 0.2687% | 1.828% | 0.7311% | 0.417% | 2.688% | 100% | 621
139,138 | 15.29% | 0% | 0.7528% | 0% | 3.337% | 2.128% | 67.85% | 0.2045% | 6.618% | 1.105% | 2.715% | 0% | 100% | 73
139,139 | 20.89% | 3.4% | 0% | 3.4% | 0% | 2.147% | 67.14% | 0% | 3.02% | 0% | 0% | 0% | 100% | 26
139,140 | 0% | 0% | 0% | 0% | 0% | 23.35% | 76.65% | 0% | 0% | 0% | 0% | 0% | 100% | 1
139,143 | 23.18% | 0% | 0% | 0% | 0% | 0% | 0% | 0% | 76.82% | 0% | 0% | 0% | 100% | 1
139,144 | 60.33% | 0% | 0% | 0% | 0% | 0% | 18.31% | 0% | 21.36% | 0% | 0% | 0% | 100% | 6
140,136 | 34.91% | 2.284% | 0% | 2.284% | 0% | 0% | 52.81% | 0% | 7.71% | 0% | 0% | 0% | 100% | 10
140,137 | 18.44% | 0% | 0% | 0% | 6.705% | 0% | 55.24% | 0% | 0% | 13.35% | 0% | 6.269% | 100% | 24
140,138 | 7.795% | 2.952% | 3.48% | 2.952% | 0% | 2.459% | 75.65% | 0.01153% | 3.863% | 0.5172% | 0% | 0.3254% | 100% | 57
140,139 | 16.89% | 0% | 1.609% | 0% | 1.207% | 0.5684% | 65.33% | 1.599% | 12.41% | 0% | 0.3901% | 0% | 100% | 40
140,140 | 32.94% | 0% | 6.522% | 0% | 0% | 0% | 52.94% | 0% | 7.601% | 0% | 0% | 0% | 100% | 10
140,144 | 87.62% | 0% | 0% | 0% | 0% | 12.38% | 0% | 0% | 0% | 0% | 0% | 0% | 100% | 2
141,135 | 16.53% | 5.101% | 0% | 5.101% | 0% | 3.338% | 64.64% | 0% | 0% | 0% | 5.287% | 0% | 100% | 16
141,136 | 15.02% | 1.747% | 1.503% | 1.747% | 0.6682% | 2.361% | 70.98% | 0.2565% | 2.518% | 0.532% | 2.368% | 0.3061% | 100% | 96
141,137 | 52.39% | 0% | 0% | 0% | 0% | 0% | 47.61% | 0% | 0% | 0% | 0% | 0% | 100% | 9
141,138 | 17.13% | 1.294% | 0.8237% | 0% | 0% | 2.328% | 71.28% | 0.2183% | 2.729% | 4.197% | 0% | 0% | 100% | 24
141,139 | 23.78% | 0.3192% | 4.471% | 0.3192% | 1.727% | 0% | 63.92% | 0.808% | 4.646% | 0% | 0% | 0% | 100% | 40
141,140 | 7.741% | 0.9119% | 0% | 0.9119% | 0% | 0% | 53.86% | 0% | 7.695% | 0% | 28.88% | 0% | 100% | 4
141,145 | 88.3% | 0% | 0% | 0% | 0% | 0% | 0% | 0% | 11.7% | 0% | 0% | 0% | 100% | 1
142,135 | 36.91% | 3.313% | 0% | 3.313% | 0% | 5.962% | 49.62% | 0% | 0.1747% | 0% | 0.7082% | 0% | 100% | 17
142,136 | 16.88% | 3.858% | 0% | 3.467% | 0.8303% | 3.285% | 68.02% | 0.03301% | 3.631% | 0% | 0% | 0% | 100% | 96
142,137 | 32.63% | 0% | 0.8819% | 0% | 0% | 6.232% | 55.82% | 0.04675% | 1.753% | 0% | 2.632% | 0% | 100% | 18
142,138 | 21.17% | 0% | 0% | 0% | 1.008% | 2.137% | 70.43% | 1.002% | 4.258% | 0% | 0% | 0% | 100% | 36
142,140 | 100% | 0% | 0% | 0% | 0% | 0% | 0% | 0% | 0% | 0% | 0% | 0% | 100% | 1
143,134 | 17.71% | 0.6645% | 1.712% | 0.6645% | 1.033% | 1.39% | 72.57% | 0.0665% | 1.552% | 0% | 2.642% | 0% | 100% | 85 |  | 143,134 | 17.71% | 0.6645% | 1.712% | 0.6645% | 1.033% | 1.39% | 72.57% | 0.0665% | 1.552% | 0% | 2.642% | 0% | 100% | 85
143,135 | 25.04% | 0.863% | 0.3507% | 0.5876% | 0.3507% | 3.304% | 62.82% | 0.9344% | 2.777% | 0.6205% | 2.355% | 0% | 100% | 123 |  | 143,135 | 25.04% | 0.863% | 0.3507% | 0.5876% | 0.3507% | 3.304% | 62.82% | 0.9344% | 2.777% | 0.6205% | 2.355% | 0% | 100% | 123
143,136 | 20.79% | 1.468% | 3.96% | 1.468% | 0% | 0.6996% | 71.61% | 0% | 0% | 0% | 0% | 0% | 100% | 32 |  | 144,134 | 23.07% | 2.062% | 0.7112% | 3.983% | 0.7059% | 3.547% | 63% | 0.9168% | 1.123% | 0.6661% | 0.2185% | 0% | 100% | 134
143,137 | 34.7% | 4.1% | 0% | 4.1% | 0% | 4.611% | 52.49% | 0% | 0% | 0% | 0% | 0% | 100% | 19 |  | 144,135 | 20.7% | 1.915% | 0% | 1.915% | 0% | 1.875% | 71.29% | 0.2418% | 0.8518% | 0% | 0.8663% | 0.3489% | 100% | 81
143,138 | 5.914% | 0% | 0% | 0% | 4.731% | 0% | 89.35% | 0% | 0% | 0% | 0% | 0% | 100% | 10
143,139 | 23.18% | 0% | 0% | 0% | 0% | 0% | 76.82% | 0% | 0% | 0% | 0% | 0% | 100% | 1
144,133 | 0% | 0% | 0% | 0% | 0% | 0% | 100% | 0% | 0% | 0% | 0% | 0% | 100% | 2
144,134 | 23.07% | 2.062% | 0.7112% | 3.983% | 0.7059% | 3.547% | 63% | 0.9168% | 1.123% | 0.6661% | 0.2185% | 0% | 100% | 134
144,135 | 20.7% | 1.915% | 0% | 1.915% | 0% | 1.875% | 71.29% | 0.2418% | 0.8518% | 0% | 0.8663% | 0.3489% | 100% | 81
144,138 | 39.02% | 0% | 0% | 0% | 3.252% | 0% | 12.93% | 0% | 44.79% | 0% | 0% | 0% | 100% | 5
145,132 | 35.95% | 0% | 0% | 0% | 0% | 8.467% | 55.58% | 0% | 0% | 0% | 0% | 0% | 100% | 2
145,133 | 20.62% | 4.048% | 0% | 4.048% | 0% | 10.2% | 60.95% | 0.1366% | 0% | 0% | 0% | 0% | 100% | 16
145,137 | 17.23% | 0% | 0% | 0% | 0% | 0% | 68.5% | 0% | 14.27% | 0% | 0% | 0% | 100% | 2
145,138 | 93.79% | 0% | 0% | 0% | 0% | 0% | 0% | 0% | 6.215% | 0% | 0% | 0% | 100% | 1
145,147 | 55.71% | 0% | 0% | 0% | 0% | 0% | 0% | 0% | 44.29% | 0% | 0% | 0% | 100% | 1
146,131 | 55.71% | 0% | 0% | 0% | 0% | 0% | 44.29% | 0% | 0% | 0% | 0% | 0% | 100% | 1
146,133 | 0% | 0% | 0% | 0% | 0% | 0% | 95.03% | 4.969% | 0% | 0% | 0% | 0% | 100% | 2
146,137 | 82.76% | 0% | 0% | 0% | 0% | 0% | 17.24% | 0% | 0% | 0% | 0% | 0% | 100% | 1
146,138 | 31.07% | 0% | 0% | 0% | 0% | 0% | 68.93% | 0% | 0% | 0% | 0% | 0% | 100% | 8
147,129 | 0% | 0% | 0% | 0% | 0% | 3.58% | 18.46% | 0% | 0% | 0% | 77.96% | 0% | 100% | 4
147,132 | 0% | 0% | 0% | 0% | 0% | 0% | 100% | 0% | 0% | 0% | 0% | 0% | 100% | 2
147,137 | 30.36% | 0% | 0% | 0% | 0% | 0% | 69.64% | 0% | 0% | 0% | 0% | 0% | 100% | 1
147,138 | 53.98% | 0% | 0% | 0% | 0% | 0% | 37.5% | 0.8654% | 7.65% | 0% | 0% | 0% | 100% | 6
148,137 | 36.98% | 0% | 0% | 0% | 0% | 0% | 35.01% | 0% | 28.01% | 0% | 0% | 0% | 100% | 3
148,138 | 25.55% | 0% | 0% | 0% | 0% | 0% | 47.53% | 0.4577% | 26.31% | 0.1466% | 0% | 0% | 100% | 11
149,138 | 36.78% | 0% | 0% | 0% | 0% | 4.331% | 58.89% | 0% | 0% | 0% | 0% | 0% | 100% | 4
Grand Total | 16.91% | 1.081% | 0.8333% | 1.164% | 0.6619% | 1.31% | 71.27% | 0.5179% | 3.087% | 1.344% | 0.7981% | 1.016% | 100% | 3306
Low SS Total | 25.84% | 0.9447% | 1.167% | 0.9385% | 0.5901% | 1.462% | 60.89% | 0.364% | 5.903% | 0.3486% | 1.453% | 0.09919% | 100% | 656
28.89%
Percentages of Stove/Insert Technologies | [7 empty] | Cell Sample-Adjusted Percentages of Stove/Insert Technology Splits
[5 empty] | Sample | G2 Occ HH
G2 Cell | Uncertified | Non-Cat | Catalyst | Total | Size | Weights |  | G2 Cell | Uncertified | Non-Cat | Catalyst | Total
132,138 | 0% | 0% | 0% | 0% | 1 | 0.09573% |  | 132,138 | 0% | 0% | 0% | 0%
132,139 | 0% | 33.33% | 66.67% | 100% | 3 | 0.002901% |  | 132,139 | 0% | 33.33% | 66.67% | 100%
133,136 | 100% | 0% | 0% | 100% | 1 | 0.002901% |  | 133,136 | 100% | 0% | 0% | 100%
133,137 | 0% | 100% | 0% | 100% | 1 | 0% |  | 133,137 | 0% | 100% | 0% | 100%
133,140 | 0% | 100% | 0% | 100% | 3 | 0.05802% |  | 133,140 | 0% | 100% | 0% | 100%
134,134 | 0% | 0% | 0% | 0% | 1 | 0.09283% |  | 134,134 | 0% | 0% | 0% | 0%
134,136 | 0% | 40% | 60% | 100% | 5 | 0.2379% |  | 134,136 | 0% | 40% | 60% | 100%
134,137 | 33.33% | 66.67% | 0% | 100% | 4 | 0.3365% |  | 134,137 | 33.33% | 66.67% | 0% | 100%
134,139 | 11.11% | 49.38% | 39.51% | 100% | 15 | 0.4119% |  | 134,139 | 11.11% | 49.38% | 39.51% | 100%
134,140 | 0% | 100% | 0% | 100% | 1 | 0% |  | 134,140 | 0% | 100% | 0% | 100%
135,134 | 0% | 100% | 0% | 100% | 3 | 0.3713% |  | 135,134 | 0% | 100% | 0% | 100%
135,135 | 11.63% | 40.79% | 47.58% | 100% | 67 | 1.308% |  | 135,135 | 11.63% | 40.79% | 47.58% | 100%
135,136 | 12.5% | 58.33% | 29.17% | 100% | 28 | 0.1944% |  | 135,136 | 12.5% | 58.33% | 29.17% | 100%
135,137 | 57.14% | 42.86% | 0% | 100% | 12 | 0.5193% |  | 135,137 | 57.14% | 42.86% | 0% | 100%
135,138 | 0% | 0% | 100% | 100% | 1 | 0% |  | 135,138 | 0% | 0% | 100% | 100%
135,139 | 63.64% | 23.14% | 13.22% | 100% | 15 | 0.04642% |  | 135,139 | 63.64% | 23.14% | 13.22% | 100%
135,141 | 0% | 0% | 0% | 0% | 2 | 0% |  | 135,141 | 0% | 0% | 0% | 0%
136,135 | 30.77% | 44.51% | 24.73% | 100% | 29 | 0.3568% |  | 136,135 | 30.77% | 44.51% | 24.73% | 100%
136,136 | 28% | 42.55% | 29.45% | 100% | 74 | 3.383% |  | 136,136 | 28% | 42.55% | 29.45% | 100%
136,137 | 20% | 46.67% | 33.33% | 100% | 35 | 0.7601% |  | 136,137 | 20% | 46.67% | 33.33% | 100%
136,138 | 40% | 60% | 0% | 100% | 11 | 0.4497% |  | 136,138 | 40% | 60% | 0% | 100%
136,139 | 26.32% | 32.75% | 40.94% | 100% | 35 | 0.3887% |  | 136,139 | 26.32% | 32.75% | 40.94% | 100%
137,136 | 10.34% | 51.23% | 38.42% | 100% | 59 | 1.938% |  | 137,136 | 10.34% | 51.23% | 38.42% | 100%
137,137 | 29.73% | 42.59% | 27.68% | 100% | 171 | 5.532% |  | 137,137 | 29.73% | 42.59% | 27.68% | 100%
137,138 | 13.16% | 55.48% | 31.36% | 100% | 70 | 1.436% |  | 137,138 | 13.16% | 55.48% | 31.36% | 100%
137,139 | 12.12% | 50.6% | 37.28% | 100% | 68 | 0.47% |  | 137,139 | 12.12% | 50.6% | 37.28% | 100%
137,140 | 50% | 50% | 0% | 100% | 5 | 0.04061% |  | 137,140 | 50% | 50% | 0% | 100%
137,144 | 0% | 100% | 0% | 100% | 1 | 0.008703% |  | 137,144 | 0% | 100% | 0% | 100%
138,136 | 18.18% | 40.91% | 40.91% | 100% | 108 | 4.911% |  | 138,136 | 18.18% | 40.91% | 40.91% | 100%
138,137 | 18.52% | 58.2% | 23.28% | 100% | 326 | 9.884% |  | 138,137 | 18.52% | 58.2% | 23.28% | 100%
138,138 | 23.21% | 45.17% | 31.62% | 100% | 120 | 2.715% |  | 138,138 | 23.21% | 45.17% | 31.62% | 100%
138,139 | 0% | 40% | 60% | 100% | 8 | 0.4119% |  | 138,139 | 0% | 40% | 60% | 100%
138,140 | 11.11% | 33.33% | 55.56% | 100% | 16 | 0.966% |  | 138,140 | 11.11% | 33.33% | 55.56% | 100%
139,136 | 12.5% | 54.69% | 32.81% | 100% | 221 | 9.475% |  | 139,136 | 12.5% | 54.69% | 32.81% | 100%
139,137 | 20.65% | 43.28% | 36.07% | 100% | 621 | 14.47% |  | 139,137 | 20.65% | 43.28% | 36.07% | 100%
139,138 | 19.05% | 60.71% | 20.24% | 100% | 73 | 2.295% |  | 139,138 | 19.05% | 60.71% | 20.24% | 100%
139,139 | 9.091% | 54.55% | 36.36% | 100% | 26 | 0.9486% |  | 139,139 | 9.091% | 54.55% | 36.36% | 100%
139,140 | 0% | 0% | 0% | 0% | 1 | 0.0116% |  | 139,140 | 0% | 0% | 0% | 0%
139,143 | 0% | 100% | 0% | 100% | 1 | 0.03481% |  | 139,143 | 0% | 100% | 0% | 100%
139,144 | 0% | 100% | 0% | 100% | 6 | 0.05222% |  | 139,144 | 0% | 100% | 0% | 100%
140,136 | 0% | 33.33% | 66.67% | 100% | 10 | 0% |  | 140,136 | 0% | 33.33% | 66.67% | 100%
140,137 | 0% | 66.67% | 33.33% | 100% | 24 | 0.7223% |  | 140,137 | 0% | 66.67% | 33.33% | 100%
140,138 | 12.5% | 40.83% | 46.67% | 100% | 57 | 2.869% |  | 140,138 | 12.5% | 40.83% | 46.67% | 100%
140,139 | 0% | 27.27% | 72.73% | 100% | 40 | 1.465% |  | 140,139 | 0% | 27.27% | 72.73% | 100%
140,140 | 0% | 0% | 100% | 100% | 10 | 0.8326% |  | 140,140 | 0% | 0% | 100% | 100%
140,144 | 0% | 50% | 50% | 100% | 2 | 0.0145% |  | 140,144 | 0% | 50% | 50% | 100%
141,135 | 0% | 40% | 60% | 100% | 16 | 0.4293% |  | 141,135 | 0% | 40% | 60% | 100%
141,136 | 15.62% | 46.88% | 37.5% | 100% | 96 | 3.249% |  | 141,136 | 15.62% | 46.88% | 37.5% | 100%
141,137 | 20% | 13.33% | 66.67% | 100% | 9 | 0.4206% |  | 141,137 | 20% | 13.33% | 66.67% | 100%
141,138 | 22.22% | 51.85% | 25.93% | 100% | 24 | 1.117% |  | 141,138 | 22.22% | 51.85% | 25.93% | 100%
141,139 | 16.67% | 55.56% | 27.78% | 100% | 40 | 1.494% |  | 141,139 | 16.67% | 55.56% | 27.78% | 100%
141,140 | 0% | 0% | 100% | 100% | 4 | 0.1683% |  | 141,140 | 0% | 0% | 100% | 100%
141,145 | 0% | 0% | 100% | 100% | 1 | 0% |  | 141,145 | 0% | 0% | 100% | 100%
142,135 | 18.18% | 32.73% | 49.09% | 100% | 17 | 0.8993% |  | 142,135 | 18.18% | 32.73% | 49.09% | 100%
142,136 | 19.44% | 29.29% | 51.26% | 100% | 96 | 2.48% |  | 142,136 | 19.44% | 29.29% | 51.26% | 100%
142,137 | 12.5% | 68.06% | 19.44% | 100% | 18 | 0.4439% |  | 142,137 | 12.5% | 68.06% | 19.44% | 100%
142,138 | 18.18% | 32.73% | 49.09% | 100% | 36 | 0.4613% |  | 142,138 | 18.18% | 32.73% | 49.09% | 100%
142,140 | 100% | 0% | 0% | 100% | 1 | 0% |  | 142,140 | 100% | 0% | 0% | 100%
143,134 | 22.58% | 47.64% | 29.78% | 100% | 85 | 3.078% |  | 143,134 | 22.58% | 47.64% | 29.78% | 100%
143,135 | 17.39% | 46.11% | 36.5% | 100% | 123 | 2.878% |  | 143,135 | 17.39% | 46.11% | 36.5% | 100%
143,136 | 5.556% | 26.98% | 67.46% | 100% | 32 | 0.8993% |  | 143,136 | 5.556% | 26.98% | 67.46% | 100%
143,137 | 0% | 50% | 50% | 100% | 19 | 0.3452% |  | 143,137 | 0% | 50% | 50% | 100%
143,138 | 0% | 66.67% | 33.33% | 100% | 10 | 0.2292% |  | 143,138 | 0% | 66.67% | 33.33% | 100%
143,139 | 0% | 100% | 0% | 100% | 1 | 0.5947% |  | 143,139 | 0% | 100% | 0% | 100%
144,133 | 0% | 0% | 100% | 100% | 2 | 0.1363% |  | 144,133 | 0% | 0% | 100% | 100%
144,134 | 13.33% | 46.32% | 40.34% | 100% | 134 | 4.212% |  | 144,134 | 13.33% | 46.32% | 40.34% | 100%
144,135 | 15.62% | 33.75% | 50.62% | 100% | 81 | 2.541% |  | 144,135 | 15.62% | 33.75% | 50.62% | 100%
144,138 | 0% | 66.67% | 33.33% | 100% | 5 | 0.1421% |  | 144,138 | 0% | 66.67% | 33.33% | 100%
145,132 | 0% | 0% | 100% | 100% | 2 | 0.05222% |  | 145,132 | 0% | 0% | 100% | 100%
145,133 | 16.67% | 41.67% | 41.67% | 100% | 16 | 0.7049% |  | 145,133 | 16.67% | 41.67% | 41.67% | 100%
145,137 | 0% | 0% | 100% | 100% | 2 | 0.1538% |  | 145,137 | 0% | 0% | 100% | 100%
145,138 | 100% | 0% | 0% | 100% | 1 | 0.04642% |  | 145,138 | 100% | 0% | 0% | 100%
145,147 | 0% | 0% | 0% | 0% | 1 | 0.005802% |  | 145,147 | 0% | 0% | 0% | 0%
146,131 | 0% | 0% | 100% | 100% | 1 | 0.06672% |  | 146,131 | 0% | 0% | 100% | 100%
146,133 | 0% | 0% | 0% | 0% | 2 | 0.3568% |  | 146,133 | 0% | 0% | 0% | 0%
146,137 | 0% | 0% | 100% | 100% | 1 | 0.06962% |  | 146,137 | 0% | 0% | 100% | 100%
146,138 | 33.33% | 16.67% | 50% | 100% | 8 | 0.4526% |  | 146,138 | 33.33% | 16.67% | 50% | 100%
147,129 | 0% | 0% | 0% | 0% | 4 | 0.2843% |  | 147,129 | 0% | 0% | 0% | 0%
147,132 | 0% | 0% | 0% | 0% | 2 | 0.06092% |  | 147,132 | 0% | 0% | 0% | 0%
147,137 | 100% | 0% | 0% | 100% | 1 | 0% |  | 147,137 | 100% | 0% | 0% | 100%
147,138 | 20% | 32% | 48% | 100% | 6 | 0.1131% |  | 147,138 | 20% | 32% | 48% | 100%
148,137 | 0% | 0% | 100% | 100% | 3 | 0.5947% |  | 148,137 | 0% | 0% | 100% | 100%
148,138 | 66.67% | 33.33% | 0% | 100% | 11 | 0.2263% |  | 148,138 | 66.67% | 33.33% | 0% | 100%
149,138 | 0% | 50% | 50% | 100% | 4 | 0.07543% |  | 149,138 | 0% | 50% | 50% | 100%
Grand Total | 17.84% | 46.18% | 35.99% | 100% | 3292 | 100% |  | Grand Total | 17.84% | 46.18% | 35.99% | 100%
Low SS Total | 20.21% | 40.44% | 39.34% | 100% | 642
Residential Heating Device Group Allocation by Year
Proxy Question Offset: | 12.68% | <-- Accounts for undercounted uncert. fraction in HH surveys |  |  | Undercounted | Curve Fit | [15 empty] | Estimated | Estimated | Estimated | Estimated | Estimated | Estimated | Estimated | Estimated | Estimated | Estimated | Estimated
| Uncertified | Non-Cat | Catalyst | Total | HH Survey | Predicted | Curve Fit of Uncertified Wood Stove/InsertTrend from 2006-2015 Fairbanks Home Heating Surveys | [5 empty] | Device/Tech | 2008 | 2009 | 2010 | 2011 | 2012 | 2013 | 2014 | 2015 | 2016 | 2017 | 2018 | 2019 | 2020 | 2021 | 2022 | 2023 | 2024 | 2025 | 2026
Census Wtd, Adj | 17.35% | 45.58% | 36.16% | 100% | [8 empty] | FP | 100% | 100% | 100% | 100% | 100% | 100% | 100% | 100% | 100% | 100% | 100% | 100% | 100% | 100% | 100% | 100% | 100% | 100% | 100%
2006 | 64.69% | 26.33% | 8.982% | 100% | 52.01% | 57.3% | [6 empty] | Ins-Conv | 2.324% | 2.17% | 2.017% | 1.599% | 1.474% | 1.368% | 1.13% | 1.107% | 1.025% | 0.9533% | 0.8916% | 0.8388% | 0.7938% | 0.7553% | 0.7223% | 0.6942% | 0.6701% | 0.6496% | 0.632%
2007 | 59.42% | 31% | 9.585% | 100% | 46.73% | 48.97% | [6 empty] | Ins-NonCat | 1.296% | 1.281% | 1.247% | 1.56% | 1.682% | 1.524% | 1.681% | 1.763% | 1.962% | 2.007% | 2.046% | 2.078% | 2.107% | 2.131% | 2.151% | 2.169% | 2.184% | 2.197% | 2.208%
2008 | 55.74% | 31.09% | 13.17% | 100% | 43.05% | 41.85% | [6 empty] | Ins-Cat | 0.5492% | 0.7177% | 0.9051% | 1.009% | 1.013% | 1.277% | 1.358% | 1.299% | 1.181% | 1.208% | 1.232% | 1.251% | 1.268% | 1.283% | 1.295% | 1.306% | 1.315% | 1.323% | 1.329%
2009 | 52.06% | 30.73% | 17.22% | 100% | 39.37% | 35.77% | [6 empty] | WS-Conv | 47.15% | 44.04% | 40.93% | 32.46% | 29.91% | 27.77% | 22.93% | 22.47% | 20.81% | 19.35% | 18.09% | 17.02% | 16.11% | 15.33% | 14.66% | 14.09% | 13.6% | 13.18% | 12.83%
2010 | 48.38% | 29.91% | 21.71% | 100% | 35.69% | 30.57% | [6 empty] | WS-NonCat | 26.3% | 25.99% | 25.31% | 31.66% | 34.14% | 30.92% | 34.11% | 35.77% | 39.82% | 40.73% | 41.51% | 42.18% | 42.75% | 43.24% | 43.66% | 44.01% | 44.32% | 44.58% | 44.8%
2011 | 38.37% | 37.43% | 24.21% | 100% | 25.69% | 26.13% | [6 empty] | WS-Cat | 11.15% | 14.57% | 18.37% | 20.48% | 20.55% | 25.91% | 27.57% | 26.37% | 23.97% | 24.52% | 24.99% | 25.4% | 25.74% | 26.03% | 26.28% | 26.5% | 26.68% | 26.84% | 26.97%
2012 | 35.36% | 40.35% | 24.29% | 100% | 22.67% | 22.33% | [6 empty] | PS-Exempt | 6.26% | 5.846% | 5.433% | 4.309% | 3.971% | 3.686% | 3.044% | 2.982% | 2.763% | 2.568% | 2.402% | 2.26% | 2.138% | 2.035% | 1.946% | 1.87% | 1.805% | 1.75% | 1.703%
2013 | 32.82% | 36.55% | 30.63% | 100% | 20.14% | 19.09% | [6 empty] | PS-EPACert | 4.971% | 5.384% | 5.798% | 6.922% | 7.26% | 7.545% | 8.187% | 8.249% | 8.468% | 8.663% | 8.829% | 8.971% | 9.092% | 9.196% | 9.285% | 9.361% | 9.425% | 9.481% | 9.528%
2014 | 27.1% | 40.31% | 32.59% | 100% | 14.42% | 16.31% | [6 empty] | OWB | 100% | 100% | 100% | 100% | 100% | 100% | 100% | 100% | 100% | 100% | 100% | 100% | 100% | 100% | 100% | 100% | 100% | 100% | 100%
2015 | 26.55% | 42.28% | 31.16% | 100% | 13.87% | 13.94% | [6 empty] | COil | 100% | 100% | 100% | 100% | 100% | 100% | 100% | 100% | 100% | 100% | 100% | 100% | 100% | 100% | 100% | 100% | 100% | 100% | 100%
2016 | 24.6% | 47.06% | 28.34% | 100% |  | 11.92% | [6 empty] | Prtbl | 100% | 100% | 100% | 100% | 100% | 100% | 100% | 100% | 100% | 100% | 100% | 100% | 100% | 100% | 100% | 100% | 100% | 100% | 100%
2017 | 22.87% | 48.15% | 28.99% | 100% |  | 10.18% | [6 empty] | DVOil | 100% | 100% | 100% | 100% | 100% | 100% | 100% | 100% | 100% | 100% | 100% | 100% | 100% | 100% | 100% | 100% | 100% | 100% | 100%
2018 | 21.39% | 49.07% | 29.54% | 100% |  | 8.705% | [6 empty] | NtGas | 100% | 100% | 100% | 100% | 100% | 100% | 100% | 100% | 100% | 100% | 100% | 100% | 100% | 100% | 100% | 100% | 100% | 100% | 100%
2019 | 20.12% | 49.86% | 30.02% | 100% |  | 7.44% | [6 empty] | CoalHt | 100% | 100% | 100% | 100% | 100% | 100% | 100% | 100% | 100% | 100% | 100% | 100% | 100% | 100% | 100% | 100% | 100% | 100% | 100%
2020 | 19.04% | 50.53% | 30.43% | 100% |  | 6.358% | [6 empty] | WasteOil | 100% | 100% | 100% | 100% | 100% | 100% | 100% | 100% | 100% | 100% | 100% | 100% | 100% | 100% | 100% | 100% | 100% | 100% | 100%
2021 | 18.12% | 51.11% | 30.77% | 100% |  | 5.434%
2022 | 17.33% | 51.6% | 31.07% | 100% |  | 4.645% | [6 empty] | Uncert | 55.74% | 52.06% | 48.38% | 38.37% | 35.36% | 32.82% | 27.1% | 26.55% | 24.6% | 22.87% | 21.39% | 20.12% | 19.04% | 18.12% | 17.33% | 16.65% | 16.08% | 15.58% | 15.16%
2023 | 16.65% | 52.02% | 31.32% | 100% |  | 3.97% | [6 empty] | Cert | 44.26% | 47.94% | 51.62% | 61.63% | 64.64% | 67.18% | 72.9% | 73.45% | 75.4% | 77.13% | 78.61% | 79.88% | 80.96% | 81.88% | 82.67% | 83.35% | 83.92% | 84.42% | 84.84%
2024 | 16.08% | 52.38% | 31.54% | 100% |  | 3.393% | [6 empty] | CW | 88.77% | 88.77% | 88.77% | 88.77% | 88.77% | 88.77% | 88.77% | 88.77% | 88.77% | 88.77% | 88.77% | 88.77% | 88.77% | 88.77% | 88.77% | 88.77% | 88.77% | 88.77% | 88.77%
2025 | 15.58% | 52.69% | 31.72% | 100% |  | 2.9% | [6 empty] | Pellet | 11.23% | 11.23% | 11.23% | 11.23% | 11.23% | 11.23% | 11.23% | 11.23% | 11.23% | 11.23% | 11.23% | 11.23% | 11.23% | 11.23% | 11.23% | 11.23% | 11.23% | 11.23% | 11.23%
2026 | 15.16% | 52.96% | 31.88% | 100% |  | 2.478%
Winter Season (Oct-Mar) Energy Use Percentages by Device, ZIP Code-Adjusted for Cell Sample and Normalized by CCHRC Instrumentation Sample Devices
| Summed into CCHRC Device Groups | [10 empty] | Re-Normalized CCHRC Devices |  | 2012: Sample
G2 Cell | 1-WS | 2-FP | 3-OWB | 4-COil | 5-DVOil | InstDevTotal | Prtbl | NtGas | CoalHt | MnHt | Total | 1-WS | 2-FP | 2008: 3-OWB; 2009: 4-COil; 2010: 5-DVOil; 2011: InstDevTotal; 2012: Size
132,138 | 28.89% | 0.5901% | 1.462% | 60.89% | 5.903% | 97.73% | 0.364% | 0.3486% | 1.453% | 0.09919% | 100% | 29.56% | 0.6038% | 2008: 1.496%; 2009: 62.3%; 2010: 6.04%; 2011: 100%; 2012: 1
132,139 | 28.89% | 0.5901% | 1.462% | 60.89% | 5.903% | 97.73% | 0.364% | 0.3486% | 1.453% | 0.09919% | 100% | 29.56% | 0.6038% | 2008: 1.496%; 2009: 62.3%; 2010: 6.04%; 2011: 100%; 2012: 3
133,136 | 28.89% | 0.5901% | 1.462% | 60.89% | 5.903% | 97.73% | 0.364% | 0.3486% | 1.453% | 0.09919% | 100% | 29.56% | 0.6038% | 2008: 1.496%; 2009: 62.3%; 2010: 6.04%; 2011: 100%; 2012: 1
133,137 | 28.89% | 0.5901% | 1.462% | 60.89% | 5.903% | 97.73% | 0.364% | 0.3486% | 1.453% | 0.09919% | 100% | 29.56% | 0.6038% | 2008: 1.496%; 2009: 62.3%; 2010: 6.04%; 2011: 100%; 2012: 1
133,140 | 28.89% | 0.5901% | 1.462% | 60.89% | 5.903% | 97.73% | 0.364% | 0.3486% | 1.453% | 0.09919% | 100% | 29.56% | 0.6038% | 2008: 1.496%; 2009: 62.3%; 2010: 6.04%; 2011: 100%; 2012: 3
134,134 | 28.89% | 0.5901% | 1.462% | 60.89% | 5.903% | 97.73% | 0.364% | 0.3486% | 1.453% | 0.09919% | 100% | 29.56% | 0.6038% | 2008: 1.496%; 2009: 62.3%; 2010: 6.04%; 2011: 100%; 2012: 1
134,136 | 28.89% | 0.5901% | 1.462% | 60.89% | 5.903% | 97.73% | 0.364% | 0.3486% | 1.453% | 0.09919% | 100% | 29.56% | 0.6038% | 2008: 1.496%; 2009: 62.3%; 2010: 6.04%; 2011: 100%; 2012: 5
134,137 | 28.89% | 0.5901% | 1.462% | 60.89% | 5.903% | 97.73% | 0.364% | 0.3486% | 1.453% | 0.09919% | 100% | 29.56% | 0.6038% | 2008: 1.496%; 2009: 62.3%; 2010: 6.04%; 2011: 100%; 2012: 4
134,139 | 28.89% | 0.5901% | 1.462% | 60.89% | 5.903% | 97.73% | 0.364% | 0.3486% | 1.453% | 0.09919% | 100% | 29.56% | 0.6038% | 2008: 1.496%; 2009: 62.3%; 2010: 6.04%; 2011: 100%; 2012: 15
134,140 | 28.89% | 0.5901% | 1.462% | 60.89% | 5.903% | 97.73% | 0.364% | 0.3486% | 1.453% | 0.09919% | 100% | 29.56% | 0.6038% | 2008: 1.496%; 2009: 62.3%; 2010: 6.04%; 2011: 100%; 2012: 1
135,134 | 28.89% | 0.5901% | 1.462% | 60.89% | 5.903% | 97.73% | 0.364% | 0.3486% | 1.453% | 0.09919% | 100% | 29.56% | 0.6038% | 2008: 1.496%; 2009: 62.3%; 2010: 6.04%; 2011: 100%; 2012: 3
135,135 | 39.74% | 0.7284% | 0.6862% | 49.32% | 7.602% | 98.07% | 0.03218% | 0.1933% | 0% | 1.703% | 100% | 40.52% | 0.7427% | 2008: 0.6997%; 2009: 50.29%; 2010: 7.751%; 2011: 100%; 2012: 67
135,136 | 28.89% | 0.5901% | 1.462% | 60.89% | 5.903% | 97.73% | 0.364% | 0.3486% | 1.453% | 0.09919% | 100% | 29.56% | 0.6038% | 2008: 1.496%; 2009: 62.3%; 2010: 6.04%; 2011: 100%; 2012: 28
135,137 | 28.89% | 0.5901% | 1.462% | 60.89% | 5.903% | 97.73% | 0.364% | 0.3486% | 1.453% | 0.09919% | 100% | 29.56% | 0.6038% | 2008: 1.496%; 2009: 62.3%; 2010: 6.04%; 2011: 100%; 2012: 12
135,138 | 28.89% | 0.5901% | 1.462% | 60.89% | 5.903% | 97.73% | 0.364% | 0.3486% | 1.453% | 0.09919% | 100% | 29.56% | 0.6038% | 2008: 1.496%; 2009: 62.3%; 2010: 6.04%; 2011: 100%; 2012: 1
135,139 | 28.89% | 0.5901% | 1.462% | 60.89% | 5.903% | 97.73% | 0.364% | 0.3486% | 1.453% | 0.09919% | 100% | 29.56% | 0.6038% | 2008: 1.496%; 2009: 62.3%; 2010: 6.04%; 2011: 100%; 2012: 15
135,141 | 28.89% | 0.5901% | 1.462% | 60.89% | 5.903% | 97.73% | 0.364% | 0.3486% | 1.453% | 0.09919% | 100% | 29.56% | 0.6038% | 2008: 1.496%; 2009: 62.3%; 2010: 6.04%; 2011: 100%; 2012: 2
136,135 | 28.89% | 0.5901% | 1.462% | 60.89% | 5.903% | 97.73% | 0.364% | 0.3486% | 1.453% | 0.09919% | 100% | 29.56% | 0.6038% | 2008: 1.496%; 2009: 62.3%; 2010: 6.04%; 2011: 100%; 2012: 29
136,136 | 17.93% | 0.438% | 2.167% | 75.17% | 3.614% | 99.31% | 0.4337% | 0.2557% | 0% | 0% | 100% | 18.05% | 0.4411% | 2008: 2.182%; 2009: 75.69%; 2010: 3.639%; 2011: 100%; 2012: 74
136,137 | 28.89% | 0.5901% | 1.462% | 60.89% | 5.903% | 97.73% | 0.364% | 0.3486% | 1.453% | 0.09919% | 100% | 29.56% | 0.6038% | 2008: 1.496%; 2009: 62.3%; 2010: 6.04%; 2011: 100%; 2012: 35
136,138 | 28.89% | 0.5901% | 1.462% | 60.89% | 5.903% | 97.73% | 0.364% | 0.3486% | 1.453% | 0.09919% | 100% | 29.56% | 0.6038% | 2008: 1.496%; 2009: 62.3%; 2010: 6.04%; 2011: 100%; 2012: 11
136,139 | 28.89% | 0.5901% | 1.462% | 60.89% | 5.903% | 97.73% | 0.364% | 0.3486% | 1.453% | 0.09919% | 100% | 29.56% | 0.6038% | 2008: 1.496%; 2009: 62.3%; 2010: 6.04%; 2011: 100%; 2012: 35
137,136 | 25.32% | 1.475% | 2.084% | 66.3% | 1.89% | 97.07% | 0% | 0% | 2.935% | 0% | 100% | 26.08% | 1.52% | 2008: 2.147%; 2009: 68.3%; 2010: 1.947%; 2011: 100%; 2012: 59
137,137 | 8.695% | 1.358% | 0.5827% | 84.63% | 1.219% | 96.49% | 1.725% | 0.9849% | 0.07691% | 0.7229% | 100% | 9.012% | 1.408% | 2008: 0.6039%; 2009: 87.71%; 2010: 1.264%; 2011: 100%; 2012: 171
137,138 | 24.72% | 1.21% | 0% | 70.64% | 2.844% | 99.41% | 0.5908% | 0% | 0% | 0% | 100% | 24.87% | 1.217% | 2008: 0%; 2009: 71.05%; 2010: 2.861%; 2011: 100%; 2012: 70
137,139 | 26.39% | 0.5514% | 0.3896% | 63.29% | 8.878% | 99.5% | 0.5024% | 0% | 0% | 0% | 100% | 26.52% | 0.5541% | 2008: 0.3916%; 2009: 63.61%; 2010: 8.923%; 2011: 100%; 2012: 68
137,140 | 28.89% | 0.5901% | 1.462% | 60.89% | 5.903% | 97.73% | 0.364% | 0.3486% | 1.453% | 0.09919% | 100% | 29.56% | 0.6038% | 2008: 1.496%; 2009: 62.3%; 2010: 6.04%; 2011: 100%; 2012: 5
137,144 | 28.89% | 0.5901% | 1.462% | 60.89% | 5.903% | 97.73% | 0.364% | 0.3486% | 1.453% | 0.09919% | 100% | 29.56% | 0.6038% | 2008: 1.496%; 2009: 62.3%; 2010: 6.04%; 2011: 100%; 2012: 1
138,136 | 17.88% | 0% | 1.07% | 69.76% | 2.17% | 90.87% | 0.001254% | 8.259% | 0.4237% | 0.4424% | 100% | 19.67% | 0% | 2008: 1.177%; 2009: 76.76%; 2010: 2.388%; 2011: 100%; 2012: 108
138,137 | 11.33% | 0.2695% | 0.5333% | 80.92% | 1.193% | 94.24% | 0.3685% | 3.748% | 0% | 1.638% | 100% | 12.02% | 0.286% | 2008: 0.5659%; 2009: 85.87%; 2010: 1.266%; 2011: 100%; 2012: 326
138,138 | 24.34% | 1.282% | 0.6902% | 67.35% | 1.542% | 95.2% | 0.05259% | 0.4666% | 0% | 4.281% | 100% | 25.56% | 1.347% | 2008: 0.725%; 2009: 70.75%; 2010: 1.62%; 2011: 100%; 2012: 120
138,139 | 28.89% | 0.5901% | 1.462% | 60.89% | 5.903% | 97.73% | 0.364% | 0.3486% | 1.453% | 0.09919% | 100% | 29.56% | 0.6038% | 2008: 1.496%; 2009: 62.3%; 2010: 6.04%; 2011: 100%; 2012: 8
138,140 | 28.89% | 0.5901% | 1.462% | 60.89% | 5.903% | 97.73% | 0.364% | 0.3486% | 1.453% | 0.09919% | 100% | 29.56% | 0.6038% | 2008: 1.496%; 2009: 62.3%; 2010: 6.04%; 2011: 100%; 2012: 16
139,136 | 11.51% | 0.209% | 0.443% | 73.75% | 2.371% | 88.28% | 2.504% | 7.084% | 0.1657% | 1.964% | 100% | 13.04% | 0.2367% | 2008: 0.5018%; 2009: 83.54%; 2010: 2.686%; 2011: 100%; 2012: 221
139,137 | 9.137% | 0.5369% | 0.2328% | 84.16% | 1.828% | 95.9% | 0.2687% | 0.7311% | 0.417% | 2.688% | 100% | 9.528% | 0.5599% | 2008: 0.2428%; 2009: 87.76%; 2010: 1.906%; 2011: 100%; 2012: 621
139,138 | 16.05% | 3.337% | 2.128% | 67.85% | 6.618% | 95.98% | 0.2045% | 1.105% | 2.715% | 0% | 100% | 16.72% | 3.477% | 2008: 2.217%; 2009: 70.69%; 2010: 6.895%; 2011: 100%; 2012: 73
139,139 | 28.89% | 0.5901% | 1.462% | 60.89% | 5.903% | 97.73% | 0.364% | 0.3486% | 1.453% | 0.09919% | 100% | 29.56% | 0.6038% | 2008: 1.496%; 2009: 62.3%; 2010: 6.04%; 2011: 100%; 2012: 26
139,140 | 28.89% | 0.5901% | 1.462% | 60.89% | 5.903% | 97.73% | 0.364% | 0.3486% | 1.453% | 0.09919% | 100% | 29.56% | 0.6038% | 2008: 1.496%; 2009: 62.3%; 2010: 6.04%; 2011: 100%; 2012: 1
139,143 | 28.89% | 0.5901% | 1.462% | 60.89% | 5.903% | 97.73% | 0.364% | 0.3486% | 1.453% | 0.09919% | 100% | 29.56% | 0.6038% | 2008: 1.496%; 2009: 62.3%; 2010: 6.04%; 2011: 100%; 2012: 1
139,144 | 28.89% | 0.5901% | 1.462% | 60.89% | 5.903% | 97.73% | 0.364% | 0.3486% | 1.453% | 0.09919% | 100% | 29.56% | 0.6038% | 2008: 1.496%; 2009: 62.3%; 2010: 6.04%; 2011: 100%; 2012: 6
140,136 | 28.89% | 0.5901% | 1.462% | 60.89% | 5.903% | 97.73% | 0.364% | 0.3486% | 1.453% | 0.09919% | 100% | 29.56% | 0.6038% | 2008: 1.496%; 2009: 62.3%; 2010: 6.04%; 2011: 100%; 2012: 10
140,137 | 28.89% | 0.5901% | 1.462% | 60.89% | 5.903% | 97.73% | 0.364% | 0.3486% | 1.453% | 0.09919% | 100% | 29.56% | 0.6038% | 2008: 1.496%; 2009: 62.3%; 2010: 6.04%; 2011: 100%; 2012: 24
140,138 | 17.18% | 0% | 2.459% | 75.65% | 3.863% | 99.15% | 0.01153% | 0.5172% | 0% | 0.3254% | 100% | 17.33% | 0% | 2008: 2.48%; 2009: 76.3%; 2010: 3.896%; 2011: 100%; 2012: 57
140,139 | 28.89% | 0.5901% | 1.462% | 60.89% | 5.903% | 97.73% | 0.364% | 0.3486% | 1.453% | 0.09919% | 100% | 29.56% | 0.6038% | 2008: 1.496%; 2009: 62.3%; 2010: 6.04%; 2011: 100%; 2012: 40
140,140 | 28.89% | 0.5901% | 1.462% | 60.89% | 5.903% | 97.73% | 0.364% | 0.3486% | 1.453% | 0.09919% | 100% | 29.56% | 0.6038% | 2008: 1.496%; 2009: 62.3%; 2010: 6.04%; 2011: 100%; 2012: 10
140,144 | 28.89% | 0.5901% | 1.462% | 60.89% | 5.903% | 97.73% | 0.364% | 0.3486% | 1.453% | 0.09919% | 100% | 29.56% | 0.6038% | 2008: 1.496%; 2009: 62.3%; 2010: 6.04%; 2011: 100%; 2012: 2
141,135 | 28.89% | 0.5901% | 1.462% | 60.89% | 5.903% | 97.73% | 0.364% | 0.3486% | 1.453% | 0.09919% | 100% | 29.56% | 0.6038% | 2008: 1.496%; 2009: 62.3%; 2010: 6.04%; 2011: 100%; 2012: 16
141,136 | 20.01% | 0.6682% | 2.361% | 70.98% | 2.518% | 96.54% | 0.2565% | 0.532% | 2.368% | 0.3061% | 100% | 20.73% | 0.6922% | 2008: 2.445%; 2009: 73.52%; 2010: 2.608%; 2011: 100%; 2012: 96
141,137 | 28.89% | 0.5901% | 1.462% | 60.89% | 5.903% | 97.73% | 0.364% | 0.3486% | 1.453% | 0.09919% | 100% | 29.56% | 0.6038% | 2008: 1.496%; 2009: 62.3%; 2010: 6.04%; 2011: 100%; 2012: 9
141,138 | 28.89% | 0.5901% | 1.462% | 60.89% | 5.903% | 97.73% | 0.364% | 0.3486% | 1.453% | 0.09919% | 100% | 29.56% | 0.6038% | 2008: 1.496%; 2009: 62.3%; 2010: 6.04%; 2011: 100%; 2012: 24
141,139 | 28.89% | 0.5901% | 1.462% | 60.89% | 5.903% | 97.73% | 0.364% | 0.3486% | 1.453% | 0.09919% | 100% | 29.56% | 0.6038% | 2008: 1.496%; 2009: 62.3%; 2010: 6.04%; 2011: 100%; 2012: 40
141,140 | 28.89% | 0.5901% | 1.462% | 60.89% | 5.903% | 97.73% | 0.364% | 0.3486% | 1.453% | 0.09919% | 100% | 29.56% | 0.6038% | 2008: 1.496%; 2009: 62.3%; 2010: 6.04%; 2011: 100%; 2012: 4
141,145 | 28.89% | 0.5901% | 1.462% | 60.89% | 5.903% | 97.73% | 0.364% | 0.3486% | 1.453% | 0.09919% | 100% | 29.56% | 0.6038% | 2008: 1.496%; 2009: 62.3%; 2010: 6.04%; 2011: 100%; 2012: 1
142,135 | 28.89% | 0.5901% | 1.462% | 60.89% | 5.903% | 97.73% | 0.364% | 0.3486% | 1.453% | 0.09919% | 100% | 29.56% | 0.6038% | 2008: 1.496%; 2009: 62.3%; 2010: 6.04%; 2011: 100%; 2012: 17
142,136 | 24.2% | 0.8303% | 3.285% | 68.02% | 3.631% | 99.97% | 0.03301% | 0% | 0% | 0% | 100% | 24.21% | 0.8306% | 2008: 3.287%; 2009: 68.04%; 2010: 3.632%; 2011: 100%; 2012: 96
142,137 | 28.89% | 0.5901% | 1.462% | 60.89% | 5.903% | 97.73% | 0.364% | 0.3486% | 1.453% | 0.09919% | 100% | 29.56% | 0.6038% | 2008: 1.496%; 2009: 62.3%; 2010: 6.04%; 2011: 100%; 2012: 18
142,138 | 28.89% | 0.5901% | 1.462% | 60.89% | 5.903% | 97.73% | 0.364% | 0.3486% | 1.453% | 0.09919% | 100% | 29.56% | 0.6038% | 2008: 1.496%; 2009: 62.3%; 2010: 6.04%; 2011: 100%; 2012: 36
142,140 | 28.89% | 0.5901% | 1.462% | 60.89% | 5.903% | 97.73% | 0.364% | 0.3486% | 1.453% | 0.09919% | 100% | 29.56% | 0.6038% | 2008: 1.496%; 2009: 62.3%; 2010: 6.04%; 2011: 100%; 2012: 1
143,134 | 20.75% | 1.033% | 1.39% | 72.57% | 1.552% | 97.29% | 0.0665% | 0% | 2.642% | 0% | 100% | 21.33% | 1.062% | 1.429% | 74.59% | 1.595% | 100% | 85 |  | 143,134 | 20.75% | 1.033% | 1.39% | 72.57% | 1.552% | 97.29% | 0.0665% | 0% | 2.642% | 0% | 100% | 21.33% | 1.062% | 1.429% | 74.59% | 1.595% | 100%
143,135 | 26.84% | 0.3507% | 3.304% | 62.82% | 2.777% | 96.09% | 0.9344% | 0.6205% | 2.355% | 0% | 100% | 27.93% | 0.365% | 3.439% | 65.37% | 2.89% | 100% | 123 |  | 143,135 | 26.84% | 0.3507% | 3.304% | 62.82% | 2.777% | 96.09% | 0.9344% | 0.6205% | 2.355% | 0% | 100% | 27.93% | 0.365% | 3.439% | 65.37% | 2.89% | 100%
143,136 | 28.89% | 0.5901% | 1.462% | 60.89% | 5.903% | 97.73% | 0.364% | 0.3486% | 1.453% | 0.09919% | 100% | 29.56% | 0.6038% | 1.496% | 62.3% | 6.04% | 100% | 32 |  | 144,134 | 29.82% | 0.7059% | 3.547% | 63% | 1.123% | 98.2% | 0.9168% | 0.6661% | 0.2185% | 0% | 100% | 30.37% | 0.7189% | 3.612% | 64.15% | 1.143% | 100%
143,137 | 28.89% | 0.5901% | 1.462% | 60.89% | 5.903% | 97.73% | 0.364% | 0.3486% | 1.453% | 0.09919% | 100% | 29.56% | 0.6038% | 1.496% | 62.3% | 6.04% | 100% | 19 |  | 144,135 | 24.53% | 0% | 1.875% | 71.29% | 0.8518% | 98.54% | 0.2418% | 0% | 0.8663% | 0.3489% | 100% | 24.89% | 0% | 1.903% | 72.34% | 0.8644% | 100%
143,138 | 28.89% | 0.5901% | 1.462% | 60.89% | 5.903% | 97.73% | 0.364% | 0.3486% | 1.453% | 0.09919% | 100% | 29.56% | 0.6038% | 1.496% | 62.3% | 6.04% | 100% | 10 |  | Low SS Total | 28.89% | 0.5901% | 1.462% | 60.89% | 5.903% | 97.73% | 0.364% | 0.3486% | 1.453% | 0.09919% | 100% | 29.56% | 0.6038% | 1.496% | 62.3% | 6.04% | 100%
143,139 | 28.89% | 0.5901% | 1.462% | 60.89% | 5.903% | 97.73% | 0.364% | 0.3486% | 1.453% | 0.09919% | 100% | 29.56% | 0.6038% | 2008: 1.496%; 2009: 62.3%; 2010: 6.04%; 2011: 100%; 2012: 1
144,133 | 28.89% | 0.5901% | 1.462% | 60.89% | 5.903% | 97.73% | 0.364% | 0.3486% | 1.453% | 0.09919% | 100% | 29.56% | 0.6038% | 2008: 1.496%; 2009: 62.3%; 2010: 6.04%; 2011: 100%; 2012: 2; 2013: G2 Cell; 2014: 143,134; 2015: 143,135; 2016: 144,134; 2017: 144,135; 2018: Low SS Total
144,134 | 29.82% | 0.7059% | 3.547% | 63% | 1.123% | 98.2% | 0.9168% | 0.6661% | 0.2185% | 0% | 100% | 30.37% | 0.7189% | 2008: 3.612%; 2009: 64.15%; 2010: 1.143%; 2011: 100%; 2012: 134; 2013: 1-WS; 2014: 20.75%; 2015: 26.84%; 2016: 29.82%; 2017: 24.53%; 2018: 28.89%
144,135 | 24.53% | 0% | 1.875% | 71.29% | 0.8518% | 98.54% | 0.2418% | 0% | 0.8663% | 0.3489% | 100% | 24.89% | 0% | 2008: 1.903%; 2009: 72.34%; 2010: 0.8644%; 2011: 100%; 2012: 81; 2013: 2-FP; 2014: 1.033%; 2015: 0.3507%; 2016: 0.7059%; 2017: 0%; 2018: 0.5901%
144,138 | 28.89% | 0.5901% | 1.462% | 60.89% | 5.903% | 97.73% | 0.364% | 0.3486% | 1.453% | 0.09919% | 100% | 29.56% | 0.6038% | 2008: 1.496%; 2009: 62.3%; 2010: 6.04%; 2011: 100%; 2012: 5; 2013: 3-OWB; 2014: 1.39%; 2015: 3.304%; 2016: 3.547%; 2017: 1.875%; 2018: 1.462%
145,132 | 28.89% | 0.5901% | 1.462% | 60.89% | 5.903% | 97.73% | 0.364% | 0.3486% | 1.453% | 0.09919% | 100% | 29.56% | 0.6038% | 2008: 1.496%; 2009: 62.3%; 2010: 6.04%; 2011: 100%; 2012: 2; 2013: 4-COil; 2014: 72.57%; 2015: 62.82%; 2016: 63%; 2017: 71.29%; 2018: 60.89%
145,133 | 28.89% | 0.5901% | 1.462% | 60.89% | 5.903% | 97.73% | 0.364% | 0.3486% | 1.453% | 0.09919% | 100% | 29.56% | 0.6038% | 2008: 1.496%; 2009: 62.3%; 2010: 6.04%; 2011: 100%; 2012: 16; 2013: 5-DVOil; 2014: 1.552%; 2015: 2.777%; 2016: 1.123%; 2017: 0.8518%; 2018: 5.903%
145,137 | 28.89% | 0.5901% | 1.462% | 60.89% | 5.903% | 97.73% | 0.364% | 0.3486% | 1.453% | 0.09919% | 100% | 29.56% | 0.6038% | 2008: 1.496%; 2009: 62.3%; 2010: 6.04%; 2011: 100%; 2012: 2; 2013: InstDevTotal; 2014: 97.29%; 2015: 96.09%; 2016: 98.2%; 2017: 98.54%; 2018: 97.73%
145,138 | 28.89% | 0.5901% | 1.462% | 60.89% | 5.903% | 97.73% | 0.364% | 0.3486% | 1.453% | 0.09919% | 100% | 29.56% | 0.6038% | 2008: 1.496%; 2009: 62.3%; 2010: 6.04%; 2011: 100%; 2012: 1; 2013: Prtbl; 2014: 0.0665%; 2015: 0.9344%; 2016: 0.9168%; 2017: 0.2418%; 2018: 0.364%
145,147 | 28.89% | 0.5901% | 1.462% | 60.89% | 5.903% | 97.73% | 0.364% | 0.3486% | 1.453% | 0.09919% | 100% | 29.56% | 0.6038% | 2008: 1.496%; 2009: 62.3%; 2010: 6.04%; 2011: 100%; 2012: 1; 2013: NtGas; 2014: 0%; 2015: 0.6205%; 2016: 0.6661%; 2017: 0%; 2018: 0.3486%
146,131 | 28.89% | 0.5901% | 1.462% | 60.89% | 5.903% | 97.73% | 0.364% | 0.3486% | 1.453% | 0.09919% | 100% | 29.56% | 0.6038% | 2008: 1.496%; 2009: 62.3%; 2010: 6.04%; 2011: 100%; 2012: 1; 2013: CoalHt; 2014: 2.642%; 2015: 2.355%; 2016: 0.2185%; 2017: 0.8663%; 2018: 1.453%
146,133 | 28.89% | 0.5901% | 1.462% | 60.89% | 5.903% | 97.73% | 0.364% | 0.3486% | 1.453% | 0.09919% | 100% | 29.56% | 0.6038% | 2008: 1.496%; 2009: 62.3%; 2010: 6.04%; 2011: 100%; 2012: 2; 2013: MnHt; 2014: 0%; 2015: 0%; 2016: 0%; 2017: 0.3489%; 2018: 0.09919%
146,137 | 28.89% | 0.5901% | 1.462% | 60.89% | 5.903% | 97.73% | 0.364% | 0.3486% | 1.453% | 0.09919% | 100% | 29.56% | 0.6038% | 2008: 1.496%; 2009: 62.3%; 2010: 6.04%; 2011: 100%; 2012: 1; 2013: Total; 2014: 100%; 2015: 100%; 2016: 100%; 2017: 100%; 2018: 100%
146,138 | 28.89% | 0.5901% | 1.462% | 60.89% | 5.903% | 97.73% | 0.364% | 0.3486% | 1.453% | 0.09919% | 100% | 29.56% | 0.6038% | 2008: 1.496%; 2009: 62.3%; 2010: 6.04%; 2011: 100%; 2012: 8; 2013: 1-WS; 2014: 21.33%; 2015: 27.93%; 2016: 30.37%; 2017: 24.89%; 2018: 29.56%
147,129 | 28.89% | 0.5901% | 1.462% | 60.89% | 5.903% | 97.73% | 0.364% | 0.3486% | 1.453% | 0.09919% | 100% | 29.56% | 0.6038% | 2008: 1.496%; 2009: 62.3%; 2010: 6.04%; 2011: 100%; 2012: 4; 2013: 2-FP; 2014: 1.062%; 2015: 0.365%; 2016: 0.7189%; 2017: 0%; 2018: 0.6038%
147,132 | 28.89% | 0.5901% | 1.462% | 60.89% | 5.903% | 97.73% | 0.364% | 0.3486% | 1.453% | 0.09919% | 100% | 29.56% | 0.6038% | 2008: 1.496%; 2009: 62.3%; 2010: 6.04%; 2011: 100%; 2012: 2; 2013: 3-OWB; 2014: 1.429%; 2015: 3.439%; 2016: 3.612%; 2017: 1.903%; 2018: 1.496%
147,137 | 28.89% | 0.5901% | 1.462% | 60.89% | 5.903% | 97.73% | 0.364% | 0.3486% | 1.453% | 0.09919% | 100% | 29.56% | 0.6038% | 2008: 1.496%; 2009: 62.3%; 2010: 6.04%; 2011: 100%; 2012: 1; 2013: 4-COil; 2014: 74.59%; 2015: 65.37%; 2016: 64.15%; 2017: 72.34%; 2018: 62.3%
147,138 | 28.89% | 0.5901% | 1.462% | 60.89% | 5.903% | 97.73% | 0.364% | 0.3486% | 1.453% | 0.09919% | 100% | 29.56% | 0.6038% | 2008: 1.496%; 2009: 62.3%; 2010: 6.04%; 2011: 100%; 2012: 6; 2013: 5-DVOil; 2014: 1.595%; 2015: 2.89%; 2016: 1.143%; 2017: 0.8644%; 2018: 6.04%
148,137 | 28.89% | 0.5901% | 1.462% | 60.89% | 5.903% | 97.73% | 0.364% | 0.3486% | 1.453% | 0.09919% | 100% | 29.56% | 0.6038% | 2008: 1.496%; 2009: 62.3%; 2010: 6.04%; 2011: 100%; 2012: 3; 2013: InstDevTotal; 2014: 100%; 2015: 100%; 2016: 100%; 2017: 100%; 2018: 100%
148,138 | 28.89% | 0.5901% | 1.462% | 60.89% | 5.903% | 97.73% | 0.364% | 0.3486% | 1.453% | 0.09919% | 100% | 29.56% | 0.6038% | 2008: 1.496%; 2009: 62.3%; 2010: 6.04%; 2011: 100%; 2012: 11
149,138 | 28.89% | 0.5901% | 1.462% | 60.89% | 5.903% | 97.73% | 0.364% | 0.3486% | 1.453% | 0.09919% | 100% | 29.56% | 0.6038% | 2008: 1.496%; 2009: 62.3%; 2010: 6.04%; 2011: 100%; 2012: 4
Grand Total | 19.99% | 0.6619% | 1.31% | 71.27% | 3.087% | 96.32% | 0.5179% | 1.344% | 0.7981% | 1.016% | 100% | 20.75% | 0.6872% | 2008: 1.36%; 2009: 74%; 2010: 3.205%; 2011: 100%; 2012: 3306
Low SS Total | 28.89% | 0.5901% | 1.462% | 60.89% | 5.903% | 97.73% | 0.364% | 0.3486% | 1.453% | 0.09919% | 100% | 29.56% | 0.6038% | 2008: 1.496%; 2009: 62.3%; 2010: 6.04%; 2011: 100%; 2012: 656
Counts of Specific Device Usage (and Valid Fuel Usage) by Device and ZIP Code | [13 empty] | 2008: 2011-2015
Survey
G2 Cell | WSCW | WSPlt | InsrtCrd | InsrtPlt | FP | OWB | Cntrl Oil | Prtbl | DV Oil | NtGas | CoalHt | MnHt | All | 2008: Weights
132,138 | 0 | 0 | 0 | 0 | 0 | 0 | 0 | 0 | 0 | 0 | 0 | 0 | 1 | 2008: 0.03025%
132,139 | 3 | 0 | 0 | 0 | 0 | 0 | 0 | 0 | 0 | 0 | 0 | 0 | 3 | 2008: 0.09074%
133,136 | 1 | 0 | 0 | 0 | 0 | 0 | 1 | 0 | 0 | 0 | 0 | 0 | 1 | 2008: 0.03025%
133,137 | 1 | 0 | 0 | 0 | 0 | 0 | 0 | 0 | 1 | 0 | 0 | 0 | 1 | 2008: 0.03025%
133,140 | 2 | 0 | 0 | 0 | 0 | 0 | 1 | 0 | 2 | 0 | 0 | 0 | 3 | 2008: 0.09074%
134,134 | 0 | 0 | 0 | 0 | 1 | 0 | 1 | 0 | 0 | 0 | 0 | 0 | 1 | 2008: 0.03025%
134,136 | 4 | 0 | 0 | 0 | 0 | 0 | 1 | 0 | 3 | 0 | 0 | 0 | 5 | 2008: 0.1512%
134,137 | 2 | 0 | 0 | 0 | 0 | 0 | 1 | 1 | 2 | 0 | 0 | 0 | 4 | 2008: 0.121%
134,139 | 9 | 0 | 0 | 0 | 0 | 0 | 9 | 0 | 4 | 0 | 0 | 0 | 15 | 2008: 0.4537%
134,140 | 0 | 0 | 0 | 0 | 0 | 0 | 0 | 0 | 0 | 0 | 0 | 0 | 1 | 2008: 0.03025%
135,134 | 1 | 0 | 0 | 0 | 0 | 0 | 2 | 0 | 1 | 0 | 0 | 0 | 3 | 2008: 0.09074%
135,135 | 40 | 2 | 0 | 2 | 2 | 0 | 43 | 1 | 14 | 1 | 0 | 1 | 67 | 2008: 2.027%
135,136 | 12 | 0 | 2 | 0 | 0 | 0 | 19 | 1 | 4 | 0 | 0 | 0 | 28 | 2008: 0.8469%
135,137 | 8 | 0 | 0 | 0 | 0 | 0 | 8 | 0 | 3 | 0 | 0 | 0 | 12 | 2008: 0.363%
135,138 | 1 | 0 | 0 | 0 | 0 | 0 | 0 | 0 | 1 | 0 | 0 | 0 | 1 | 2008: 0.03025%
135,139 | 11 | 0 | 0 | 0 | 0 | 0 | 12 | 0 | 2 | 0 | 0 | 0 | 15 | 2008: 0.4537%
135,141 | 0 | 0 | 0 | 0 | 0 | 0 | 1 | 0 | 1 | 0 | 0 | 0 | 2 | 2008: 0.0605%
136,135 | 8 | 3 | 2 | 3 | 0 | 0 | 21 | 2 | 2 | 0 | 0 | 0 | 29 | 2008: 0.8772%
136,136 | 19 | 3 | 3 | 3 | 2 | 0 | 54 | 1 | 6 | 2 | 0 | 0 | 74 | 2008: 2.238%
136,137 | 9 | 4 | 0 | 4 | 0 | 0 | 24 | 1 | 5 | 0 | 0 | 0 | 35 | 2008: 1.059%
136,138 | 6 | 0 | 1 | 0 | 0 | 0 | 4 | 0 | 2 | 0 | 0 | 0 | 11 | 2008: 0.3327%
136,139 | 16 | 0 | 0 | 0 | 0 | 1 | 23 | 0 | 7 | 0 | 0 | 0 | 35 | 2008: 1.059%
137,136 | 25 | 2 | 1 | 2 | 2 | 0 | 47 | 0 | 3 | 0 | 2 | 0 | 59 | 2008: 1.785%
137,137 | 34 | 1 | 0 | 1 | 5 | 3 | 132 | 4 | 7 | 2 | 1 | 1 | 171 | 2008: 5.172%
137,138 | 29 | 3 | 4 | 2 | 3 | 0 | 51 | 1 | 7 | 0 | 0 | 0 | 70 | 2008: 2.117%
137,139 | 29 | 1 | 1 | 1 | 2 | 1 | 40 | 1 | 17 | 0 | 0 | 0 | 68 | 2008: 2.057%
137,140 | 4 | 0 | 0 | 0 | 0 | 0 | 5 | 0 | 0 | 0 | 0 | 0 | 5 | 2008: 0.1512%
137,144 | 1 | 0 | 0 | 0 | 0 | 0 | 1 | 0 | 0 | 0 | 0 | 0 | 1 | 2008: 0.03025%
138,136 | 14 | 3 | 1 | 4 | 0 | 1 | 63 | 1 | 4 | 7 | 1 | 1 | 108 | 2008: 3.267%
138,137 | 51 | 7 | 3 | 7 | 1 | 2 | 235 | 3 | 14 | 10 | 0 | 2 | 326 | 2008: 9.861%
138,138 | 50 | 3 | 5 | 4 | 3 | 0 | 93 | 2 | 4 | 2 | 0 | 1 | 120 | 2008: 3.63%
138,139 | 6 | 0 | 0 | 1 | 0 | 0 | 2 | 0 | 5 | 0 | 0 | 0 | 8 | 2008: 0.242%
138,140 | 9 | 0 | 0 | 0 | 0 | 0 | 7 | 0 | 7 | 0 | 0 | 0 | 16 | 2008: 0.484%
139,136 | 23 | 2 | 3 | 3 | 2 | 0 | 123 | 7 | 10 | 13 | 3 | 4 | 221 | 2008: 6.685%
139,137 | 72 | 9 | 10 | 10 | 6 | 4 | 434 | 11 | 19 | 6 | 7 | 11 | 621 | 2008: 18.78%
139,138 | 17 | 0 | 3 | 0 | 6 | 0 | 50 | 3 | 7 | 2 | 2 | 0 | 73 | 2008: 2.208%
139,139 | 9 | 2 | 0 | 2 | 0 | 0 | 18 | 0 | 2 | 0 | 0 | 0 | 26 | 2008: 0.7864%
139,140 | 0 | 0 | 0 | 0 | 0 | 0 | 1 | 0 | 0 | 0 | 0 | 0 | 1 | 2008: 0.03025%
139,143 | 1 | 0 | 0 | 0 | 0 | 0 | 0 | 0 | 1 | 0 | 0 | 0 | 1 | 2008: 0.03025%
139,144 | 3 | 0 | 0 | 0 | 0 | 1 | 1 | 0 | 2 | 0 | 0 | 0 | 6 | 2008: 0.1815%
140,136 | 3 | 1 | 0 | 1 | 0 | 0 | 7 | 0 | 1 | 0 | 0 | 0 | 10 | 2008: 0.3025%
140,137 | 3 | 0 | 0 | 0 | 1 | 0 | 7 | 0 | 0 | 2 | 0 | 1 | 24 | 2008: 0.726%
140,138 | 11 | 2 | 2 | 2 | 0 | 2 | 41 | 1 | 5 | 1 | 0 | 1 | 57 | 2008: 1.724%
140,139 | 10 | 0 | 1 | 0 | 1 | 0 | 24 | 1 | 7 | 0 | 2 | 0 | 40 | 2008: 1.21%
140,140 | 4 | 0 | 1 | 0 | 0 | 0 | 4 | 0 | 3 | 0 | 0 | 0 | 10 | 2008: 0.3025%
140,144 | 2 | 0 | 0 | 0 | 0 | 0 | 0 | 0 | 0 | 0 | 0 | 0 | 2 | 2008: 0.0605%
141,135 | 3 | 2 | 0 | 2 | 0 | 0 | 14 | 0 | 0 | 0 | 1 | 0 | 16 | 2008: 0.484%
141,136 | 25 | 7 | 2 | 7 | 3 | 2 | 62 | 1 | 5 | 2 | 3 | 1 | 96 | 2008: 2.904%
141,137 | 6 | 0 | 0 | 0 | 0 | 0 | 5 | 0 | 0 | 0 | 0 | 0 | 9 | 2008: 0.2722%
141,138 | 7 | 1 | 1 | 0 | 0 | 2 | 18 | 1 | 1 | 1 | 0 | 0 | 24 | 2008: 0.726%
141,139 | 15 | 1 | 3 | 1 | 2 | 0 | 30 | 1 | 3 | 0 | 0 | 0 | 40 | 2008: 1.21%
141,140 | 1 | 1 | 0 | 1 | 0 | 0 | 2 | 0 | 1 | 0 | 1 | 0 | 4 | 2008: 0.121%
141,145 | 1 | 0 | 0 | 0 | 0 | 0 | 0 | 0 | 1 | 0 | 0 | 0 | 1 | 2008: 0.03025%
142,135 | 8 | 1 | 0 | 1 | 0 | 0 | 9 | 0 | 1 | 0 | 1 | 0 | 17 | 2008: 0.5142%
142,136 | 31 | 6 | 0 | 5 | 2 | 3 | 71 | 1 | 9 | 0 | 0 | 0 | 96 | 2008: 2.904%
142,137 | 9 | 0 | 1 | 0 | 0 | 1 | 15 | 1 | 1 | 0 | 1 | 0 | 18 | 2008: 0.5445%
142,138 | 11 | 0 | 0 | 0 | 1 | 0 | 26 | 1 | 4 | 0 | 0 | 0 | 36 | 2008: 1.089%
142,140 | 1 | 0 | 0 | 0 | 0 | 0 | 0 | 0 | 0 | 0 | 0 | 0 | 1 | 2008: 0.03025%
143,134 | 22 | 3 | 3 | 3 | 2 | 0 | 69 | 3 | 3 | 0 | 1 | 0 | 85 | 2008: 2.571%
143,135 | 41 | 4 | 1 | 3 | 2 | 2 | 84 | 3 | 12 | 2 | 2 | 0 | 123 | 2008: 3.721%
143,136 | 14 | 2 | 2 | 2 | 0 | 0 | 26 | 0 | 0 | 0 | 0 | 0 | 32 | 2008: 0.9679%
143,137 | 8 | 1 | 0 | 1 | 0 | 0 | 14 | 0 | 0 | 0 | 0 | 0 | 19 | 2008: 0.5747%
143,138 | 2 | 0 | 0 | 0 | 1 | 0 | 9 | 0 | 0 | 0 | 0 | 0 | 10 | 2008: 0.3025%
143,139 | 1 | 0 | 0 | 0 | 0 | 0 | 1 | 0 | 0 | 0 | 0 | 0 | 1 | 2008: 0.03025%
144,133 | 0 | 0 | 0 | 0 | 0 | 0 | 2 | 0 | 0 | 0 | 0 | 0 | 2 | 2008: 0.0605%
144,134 | 48 | 11 | 2 | 12 | 1 | 3 | 106 | 6 | 6 | 1 | 2 | 0 | 134 | 2008: 4.053%
144,135 | 29 | 4 | 0 | 4 | 0 | 0 | 65 | 2 | 3 | 0 | 2 | 1 | 81 | 2008: 2.45%
144,138 | 3 | 0 | 0 | 0 | 1 | 0 | 1 | 0 | 4 | 0 | 0 | 0 | 5 | 2008: 0.1512%
145,132 | 1 | 0 | 0 | 0 | 0 | 0 | 1 | 0 | 0 | 0 | 0 | 0 | 2 | 2008: 0.0605%
145,133 | 5 | 1 | 0 | 1 | 0 | 0 | 12 | 1 | 0 | 0 | 0 | 0 | 16 | 2008: 0.484%
145,137 | 1 | 0 | 0 | 0 | 0 | 0 | 1 | 0 | 1 | 0 | 0 | 0 | 2 | 2008: 0.0605%
145,138 | 1 | 0 | 0 | 0 | 0 | 0 | 0 | 0 | 1 | 0 | 0 | 0 | 1 | 2008: 0.03025%
145,147 | 1 | 0 | 0 | 0 | 0 | 0 | 0 | 0 | 1 | 0 | 0 | 0 | 1 | 2008: 0.03025%
146,131 | 1 | 0 | 0 | 0 | 0 | 0 | 1 | 0 | 0 | 0 | 0 | 0 | 1 | 2008: 0.03025%
146,133 | 0 | 0 | 0 | 0 | 0 | 0 | 2 | 1 | 0 | 0 | 0 | 0 | 2 | 2008: 0.0605%
146,137 | 1 | 0 | 0 | 0 | 0 | 0 | 1 | 0 | 0 | 0 | 0 | 0 | 1 | 2008: 0.03025%
146,138 | 3 | 0 | 0 | 0 | 0 | 0 | 6 | 0 | 0 | 0 | 0 | 0 | 8 | 2008: 0.242%
147,129 | 0 | 0 | 0 | 0 | 0 | 0 | 3 | 0 | 0 | 0 | 2 | 0 | 4 | 2008: 0.121%
147,132 | 0 | 0 | 0 | 0 | 0 | 0 | 2 | 0 | 0 | 0 | 0 | 0 | 2 | 2008: 0.0605%
147,137 | 1 | 0 | 0 | 0 | 0 | 0 | 1 | 0 | 0 | 0 | 0 | 0 | 1 | 2008: 0.03025%
147,138 | 5 | 0 | 0 | 0 | 0 | 0 | 4 | 1 | 2 | 0 | 0 | 0 | 6 | 2008: 0.1815%
148,137 | 2 | 0 | 0 | 0 | 0 | 0 | 1 | 0 | 2 | 0 | 0 | 0 | 3 | 2008: 0.09074%
148,138 | 7 | 0 | 0 | 0 | 0 | 0 | 6 | 1 | 3 | 1 | 0 | 0 | 11 | 2008: 0.3327%
149,138 | 2 | 0 | 0 | 0 | 0 | 1 | 3 | 0 | 0 | 0 | 0 | 0 | 4 | 2008: 0.121%
Grand Total | 880 | 93 | 58 | 95 | 52 | 29 | 2284 | 66 | 249 | 55 | 34 | 25 | 3306 | 2008: 100%
Low SS Total | 270 | 20 | 14 | 20 | 8 | 6 | 421 | 14 | 94 | 4 | 8 | 1 | 656 | 2008: 880
Average Winter Daily Energy Use (BTUs/Day) by Household
G2 Cell | WSCW | WSPlt | InsrtCrd | InsrtPlt | FP | OWB | Cntrl Oil | Prtbl | DV Oil | NtGas | CoalHt | MnHt | Total
132,138 | 0 | 0 | 0 | 0 | 0 | 0 | 0 | 0 | 0 | 0 | 0 | 0 | 0
132,139 | 335818.3506 | 0 | 0 | 0 | 0 | 0 | 0 | 0 | 0 | 0 | 0 | 0 | 335818.3506
133,136 | 111939.4502 | 0 | 0 | 0 | 0 | 0 | 734340.6593 | 0 | 0 | 0 | 0 | 0 | 846280.1096
133,137 | 447757.8009 | 0 | 0 | 0 | 0 | 0 | 0 | 0 | 74175.8242 | 0 | 0 | 0 | 521933.625
133,140 | 261192.0505 | 0 | 0 | 0 | 0 | 0 | 395604.3956 | 0 | 222527.4725 | 0 | 0 | 0 | 879323.9186
134,134 | 0 | 0 | 0 | 0 | 447757.8009 | 0 | 593406.5934 | 0 | 0 | 0 | 0 | 0 | 1041164.3943
134,136 | 291042.5706 | 0 | 0 | 0 | 0 | 0 | 133516.4835 | 0 | 25219.7802 | 0 | 0 | 0 | 449778.8343
134,137 | 139924.3128 | 0 | 0 | 0 | 0 | 0 | 111263.7363 | 9271.978 | 101991.7582 | 0 | 0 | 0 | 362451.7853
134,139 | 179103.1203 | 0 | 0 | 0 | 0 | 0 | 271978.022 | 0 | 52912.0879 | 0 | 0 | 0 | 503993.2302
134,140 | 0 | 0 | 0 | 0 | 0 | 0 | 0 | 0 | 0 | 0 | 0 | 0 | 0
135,134 | 74626.3001 | 0 | 0 | 0 | 0 | 0 | 370879.1209 | 0 | 148351.6484 | 0 | 0 | 0 | 593857.0694
135,135 | 252448.5213 | 10496.9657 | 0 | 10496.9657 | 5012.2142 | 4722.2042 | 339370.4336 | 221.4204 | 52310.5626 | 1330.208 | 0 | 11715.3635 | 688124.8592
135,136 | 219881.0629 | 0 | 15991.35 | 0 | 0 | 0 | 307079.0816 | 283.9375 | 72287.64 | 0 | 0 | 0 | 615523.0721
135,137 | 159779.0165 | 0 | 0 | 0 | 0 | 0 | 529093.1414 | 0 | 61813.1868 | 0 | 0 | 0 | 750685.3447
135,138 | 335818.3506 | 0 | 0 | 0 | 0 | 0 | 0 | 0 | 185439.5604 | 0 | 0 | 0 | 521257.9111
135,139 | 298505.2006 | 0 | 0 | 0 | 0 | 10546.256 | 557554.9451 | 0 | 13351.6484 | 0 | 0 | 0 | 879958.05
135,141 | 0 | 0 | 0 | 0 | 0 | 0 | 407967.033 | 0 | 55631.8681 | 0 | 0 | 0 | 463598.9011
136,135 | 69479.6588 | 18431.2239 | 38599.8104 | 18431.2239 | 0 | 10909.92 | 558741.204 | 12916.8246 | 21996.9685 | 0 | 0 | 0 | 749506.8341
136,136 | 86223.6306 | 14256.0143 | 9076.1716 | 14256.0143 | 3025.3905 | 14964.2821 | 519180.5823 | 2995.8325 | 24959.1625 | 1766.4204 | 0 | 0 | 690703.501
136,137 | 79956.7502 | 14819.4662 | 0 | 14819.4662 | 0 | 0 | 437133.9046 | 105.9655 | 23728.4153 | 0 | 0 | 0 | 570563.968
136,138 | 259495.9982 | 0 | 10176.3137 | 0 | 0 | 0 | 151723.2767 | 0 | 47202.7972 | 0 | 0 | 0 | 468598.3858
136,139 | 188697.9304 | 0 | 0 | 0 | 0 | 0 | 469914.4427 | 0 | 38253.5322 | 0 | 0 | 0 | 696865.9052
137,136 | 169996.182 | 7954.9907 | 9486.3941 | 7954.9907 | 11383.6729 | 16087.5091 | 511702.9837 | 0 | 14583.7214 | 0 | 22648.5379 | 0 | 771798.9824
137,137 | 52132.4812 | 1542.3173 | 0 | 1542.3173 | 8625.5373 | 3700.4407 | 537441.2961 | 10952.8629 | 7742.915 | 6254.3114 | 488.4005 | 4590.2302 | 635013.11
137,138 | 115652.7126 | 14819.4662 | 15914.2457 | 8791.2088 | 7595.8913 | 0 | 443411.3403 | 3708.7912 | 17855.1805 | 0 | 0 | 0 | 627748.8365
137,139 | 144862.8179 | 3878.4745 | 4938.5052 | 3878.4745 | 3292.3368 | 2326.38 | 377932.9325 | 2999.7576 | 53013.8979 | 0 | 0 | 0 | 597123.5768
137,140 | 313430.4606 | 0 | 0 | 0 | 0 | 0 | 624560.4396 | 0 | 0 | 0 | 0 | 0 | 937990.9002
137,144 | 783576.1515 | 0 | 0 | 0 | 0 | 0 | 667582.4176 | 0 | 0 | 0 | 0 | 0 | 1451158.5691
138,136 | 79394.0915 | 6284.0863 | 1036.4764 | 11168.0912 | 0 | 5859.0311 | 381982.1232 | 6.8681 | 11881.8681 | 45222.1464 | 2319.9023 | 2422.6215 | 547577.3062
138,137 | 62459.4662 | 3532.6637 | 2746.9804 | 3397.8292 | 1716.8627 | 3396.8002 | 515441.9196 | 2347.204 | 7597.3336 | 23875.738 | 0 | 10433.6213 | 636946.419
138,138 | 160258.0141 | 5373.5214 | 13992.4313 | 6289.2723 | 9794.7019 | 5273.128 | 514539.3048 | 401.7857 | 11780.6791 | 3564.9575 | 0 | 32705.3898 | 763973.186
138,139 | 181901.6066 | 0 | 0 | 18681.3187 | 0 | 19774.23 | 152987.6374 | 0 | 69539.8352 | 0 | 0 | 0 | 442884.6278
138,140 | 167909.1753 | 0 | 0 | 0 | 0 | 0 | 255906.5934 | 0 | 81593.4066 | 0 | 0 | 0 | 505409.1753
139,136 | 41094.6198 | 5171.2993 | 4052.1068 | 5469.6435 | 1013.0267 | 2147.4277 | 357513.4539 | 12137.3106 | 11495.5746 | 34337.5849 | 803.0431 | 9518.6003 | 484753.6911
139,137 | 40985.3055 | 3057.8118 | 2884.1082 | 3057.8825 | 2937.1249 | 1273.7024 | 460395.7585 | 1469.9575 | 9997.6111 | 3999.3351 | 2280.9011 | 14703.8461 | 547043.3447
139,138 | 93469.5113 | 0 | 4600.2514 | 0 | 20394.4478 | 13002.2334 | 414613.7947 | 1249.8118 | 40441.0658 | 6755.5131 | 16588.8906 | 0 | 611115.5198
139,139 | 118397.4954 | 19273.0347 | 0 | 19273.0347 | 0 | 12168.7569 | 380573.2142 | 0 | 17117.4979 | 0 | 0 | 0 | 566803.0337
139,140 | 0 | 0 | 0 | 0 | 0 | 158193.8396 | 519230.7692 | 0 | 0 | 0 | 0 | 0 | 677424.6089
139,143 | 111939.4502 | 0 | 0 | 0 | 0 | 0 | 0 | 0 | 370879.1209 | 0 | 0 | 0 | 482818.5711
139,144 | 244418.2491 | 0 | 0 | 0 | 0 | 0 | 74175.8242 | 0 | 86538.4615 | 0 | 0 | 0 | 405132.5348
140,136 | 134327.3403 | 8791.2088 | 0 | 8791.2088 | 0 | 0 | 203241.7582 | 0 | 29670.3297 | 0 | 0 | 0 | 384821.8457
140,137 | 51305.5813 | 0 | 0 | 0 | 18656.575 | 0 | 153717.2879 | 0 | 0 | 37134.9742 | 0 | 17442.8746 | 278257.2931
140,138 | 43990.2401 | 16657.0272 | 19638.5 | 16657.0272 | 0 | 13876.6526 | 426877.3171 | 65.0665 | 21797.2817 | 2918.6787 | 0 | 1836.0921 | 564313.8831
140,139 | 117536.4227 | 0 | 11193.945 | 0 | 8395.4588 | 3954.846 | 454485.9398 | 11126.3736 | 86322.1154 | 0 | 2714.2857 | 0 | 695729.387
140,140 | 226117.6894 | 0 | 44775.7801 | 0 | 0 | 0 | 363461.5385 | 0 | 52182.6493 | 0 | 0 | 0 | 686537.6573
140,144 | 559697.2511 | 0 | 0 | 0 | 0 | 79096.9198 | 0 | 0 | 0 | 0 | 0 | 0 | 638794.1709
141,135 | 97947.0189 | 30219.7802 | 0 | 30219.7802 | 0 | 19774.23 | 382932.6923 | 0 | 0 | 0 | 31318.6813 | 0 | 592412.183
141,136 | 104826.631 | 12191.8025 | 10494.3235 | 12191.8025 | 4664.1438 | 16478.525 | 495409.8447 | 1790.6485 | 17574.0257 | 3713.4974 | 16529.304 | 2136.7521 | 698001.3005
141,137 | 294695.2679 | 0 | 0 | 0 | 0 | 0 | 267857.1429 | 0 | 0 | 0 | 0 | 0 | 562552.4108
141,138 | 97014.1902 | 7326.0073 | 4664.1438 | 0 | 0 | 13182.82 | 403598.5688 | 1236.2637 | 15453.2967 | 23766.3835 | 0 | 0 | 566241.674
141,139 | 163764.5893 | 2197.8022 | 30783.3488 | 2197.8022 | 11893.5666 | 0 | 440139.7895 | 5563.1868 | 31988.3242 | 0 | 0 | 0 | 688528.4096
141,140 | 111939.4502 | 13186.8132 | 0 | 13186.8132 | 0 | 0 | 778846.1538 | 0 | 111263.7363 | 0 | 417582.4176 | 0 | 1446005.3843
141,145 | 447757.8009 | 0 | 0 | 0 | 0 | 0 | 0 | 0 | 59340.6593 | 0 | 0 | 0 | 507098.4602
142,135 | 230463.574 | 20685.1972 | 0 | 20685.1972 | 0 | 37222.0799 | 309793.148 | 0 | 1090.8209 | 0 | 4421.4609 | 0 | 624361.4781
142,136 | 118505.6625 | 27089.5198 | 0 | 24342.267 | 5830.1797 | 23069.9349 | 477611.0826 | 231.7995 | 25495.0782 | 0 | 0 | 0 | 702175.5242
142,137 | 230097.7588 | 0 | 6218.8583 | 0 | 0 | 43942.7332 | 393646.0198 | 329.6703 | 12362.6374 | 0 | 18559.2186 | 0 | 705156.8964
142,138 | 130596.0252 | 0 | 0 | 0 | 6218.8583 | 13182.82 | 434475.3213 | 6181.3187 | 26270.6044 | 0 | 0 | 0 | 616924.9479
142,140 | 1007455.0519 | 0 | 0 | 0 | 0 | 0 | 0 | 0 | 0 | 0 | 0 | 0 | 1007455.0519
143,134 | 118524.1238 | 4447.3174 | 11457.332 | 4447.3174 | 6913.9072 | 9305.52 | 485676.9887 | 445.0549 | 10384.6154 | 0 | 17685.8436 | 0 | 669288.0203
143,135 | 194943.8683 | 6718.4848 | 2730.2305 | 4574.2875 | 2730.2305 | 25722.5756 | 489023.6667 | 7274.5999 | 21617.6779 | 4830.5658 | 18332.8866 | 0 | 778499.074
143,136 | 146920.5284 | 10373.2474 | 27984.8626 | 10373.2474 | 0 | 4943.5575 | 506056.6182 | 0 | 0 | 0 | 0 | 0 | 706652.0615
143,137 | 187940.4454 | 22209.3696 | 0 | 22209.3696 | 0 | 24977.9747 | 284315.1694 | 0 | 0 | 0 | 0 | 0 | 541652.3286
143,138 | 55969.7251 | 0 | 0 | 0 | 44775.7801 | 0 | 845604.3956 | 0 | 0 | 0 | 0 | 0 | 946349.9008
143,139 | 111939.4502 | 0 | 0 | 0 | 0 | 0 | 370879.1209 | 0 | 0 | 0 | 0 | 0 | 482818.5711
144,133 | 0 | 0 | 0 | 0 | 0 | 0 | 741758.2418 | 0 | 0 | 0 | 0 | 0 | 741758.2418
144,134 | 184257.767 | 16467.115 | 5680.5094 | 31818.9273 | 5638.741 | 28333.225 | 503215.0047 | 7323.4788 | 8967.525 | 5320.8321 | 1745.1206 | 0 | 798768.2458
144,135 | 172469.6714 | 15954.416 | 0 | 15954.416 | 0 | 15624.0829 | 593921.9075 | 2014.652 | 7097.0696 | 0 | 7217.4739 | 2907.1458 | 833160.8351
144,138 | 268654.6805 | 0 | 0 | 0 | 22387.89 | 0 | 89010.989 | 0 | 308382.2126 | 0 | 0 | 0 | 688435.7722
145,132 | 335818.3506 | 0 | 0 | 0 | 0 | 79096.9198 | 519230.7692 | 0 | 0 | 0 | 0 | 0 | 934146.0397
145,133 | 139924.3128 | 27472.5275 | 0 | 27472.5275 | 0 | 69209.8048 | 413669.6587 | 927.1978 | 0 | 0 | 0 | 0 | 678676.0291
145,137 | 111939.4502 | 0 | 0 | 0 | 0 | 0 | 445054.9451 | 0 | 92719.7802 | 0 | 0 | 0 | 649714.1755
145,138 | 559697.2511 | 0 | 0 | 0 | 0 | 0 | 0 | 0 | 37087.9121 | 0 | 0 | 0 | 596785.1632
145,147 | 559697.2511 | 0 | 0 | 0 | 0 | 0 | 0 | 0 | 445054.9451 | 0 | 0 | 0 | 1004752.1961
146,131 | 559697.2511 | 0 | 0 | 0 | 0 | 0 | 445054.9451 | 0 | 0 | 0 | 0 | 0 | 1004752.1961
146,133 | 0 | 0 | 0 | 0 | 0 | 0 | 834478.022 | 43632.8378 | 0 | 0 | 0 | 0 | 878110.8597
146,137 | 783576.1515 | 0 | 0 | 0 | 0 | 0 | 163186.8132 | 0 | 0 | 0 | 0 | 0 | 946762.9647
146,138 | 195894.0379 | 0 | 0 | 0 | 0 | 0 | 434625.3485 | 0 | 0 | 0 | 0 | 0 | 630519.3863
147,129 | 0 | 0 | 0 | 0 | 0 | 39548.4599 | 203983.5165 | 0 | 0 | 0 | 861263.7363 | 0 | 1104795.7127
147,132 | 0 | 0 | 0 | 0 | 0 | 0 | 1686901.8079 | 0 | 0 | 0 | 0 | 0 | 1686901.8079
147,137 | 335818.3506 | 0 | 0 | 0 | 0 | 0 | 770157.811 | 0 | 0 | 0 | 0 | 0 | 1105976.1617
147,138 | 578353.8261 | 0 | 0 | 0 | 0 | 0 | 401785.7143 | 9271.978 | 81960.836 | 0 | 0 | 0 | 1071372.3545
148,137 | 261192.0505 | 0 | 0 | 0 | 0 | 0 | 247252.7473 | 0 | 197802.1978 | 0 | 0 | 0 | 706246.9956
148,138 | 150609.4421 | 0 | 0 | 0 | 0 | 0 | 280114.8851 | 2697.3027 | 155094.9051 | 864.2321 | 0 | 0 | 589380.7671
149,138 | 335818.3506 | 0 | 0 | 0 | 0 | 39548.4599 | 537774.7253 | 0 | 0 | 0 | 0 | 0 | 913141.5358
Grand Total | 107506.1273 | 6872.4787 | 5297.3765 | 7399.0072 | 4207.7378 | 8325.9916 | 453091.9015 | 3292.5256 | 19623.6547 | 8545.4023 | 5073.5127 | 6459.8008 | 635695.5169
Low SS Total | 166227.0167 | 6078.2447 | 7508.1339 | 6038.041 | 3796.7268 | 9404.8167 | 391775.3341 | 2342.1527 | 37979.5488 | 2242.5902 | 9351.0453 | 638.1539 | 643381.8047
Average Winter Daily Energy Use (BTUs/Day) by Equipped Household
G2 Cell | WSCW | WSPlt | InsrtCrd | InsrtPlt | FP | OWB | Cntrl Oil | Prtbl | DV Oil | NtGas | CoalHt | MnHt | Total
132,138 | - | - | - | - | - | - | - | - | - | - | - | - | 0
132,139 | 335818.3506 | - | - | - | - | - | - | - | - | - | - | - | 335818.3506
133,136 | 111939.4502 | - | - | - | - | - | 734340.6593 | - | - | - | - | - | 846280.1096
133,137 | 447757.8009 | - | - | - | - | - | - | - | 74175.8242 | - | - | - | 521933.625
133,140 | 391788.0757 | - | - | - | - | - | 1186813.1868 | - | 333791.2088 | - | - | - | 879323.9186
134,134 | - | - | - | - | 447757.8009 | - | 593406.5934 | - | - | - | - | - | 1041164.3943
134,136 | 363803.2132 | - | - | - | - | - | 667582.4176 | - | 42032.967 | - | - | - | 449778.8343
134,137 | 279848.6255 | - | - | - | - | - | 445054.9451 | 37087.9121 | 203983.5165 | - | - | - | 362451.7853
134,139 | 298505.2006 | - | - | - | - | - | 453296.7033 | - | 198420.3297 | - | - | - | 503993.2302
134,140 | - | - | - | - | - | - | - | - | - | - | - | - | 0
135,134 | 223878.9004 | - | - | - | - | - | 556318.6813 | - | 445054.9451 | - | - | - | 593857.0694
135,135 | 422851.2732 | 351648.3516 | - | 351648.3516 | 167909.1753 | - | 528786.4896 | 14835.1648 | 250343.4066 | 89123.9382 | - | 784929.3564 | 688124.8592
135,136 | 513055.8135 | - | 223878.9004 | - | - | - | 452537.594 | 7950.2491 | 506013.4801 | - | - | - | 615523.0721
135,137 | 239668.5247 | - | - | - | - | - | 793639.7121 | - | 247252.7473 | - | - | - | 750685.3447
135,138 | 335818.3506 | - | - | - | - | - | - | - | 185439.5604 | - | - | - | 521257.9111
135,139 | 407052.5462 | - | - | - | - | - | 696943.6813 | - | 100137.3626 | - | - | - | 879958.05
135,141 | - | - | - | - | - | - | 815934.0659 | - | 111263.7363 | - | - | - | 463598.9011
136,135 | 251863.763 | 178168.4982 | 559697.2511 | 178168.4982 | - | - | 771594.9959 | 187293.956 | 318956.044 | - | - | - | 749506.8341
136,136 | 335818.3506 | 351648.3516 | 223878.9004 | 351648.3516 | 111939.4502 | - | 711469.6868 | 221691.6014 | 307829.6703 | 65357.5547 | - | - | 690703.501
136,137 | 310942.9173 | 129670.3297 | - | 129670.3297 | - | - | 637486.9442 | 3708.7912 | 166098.9071 | - | - | - | 570563.968
136,138 | 475742.6634 | - | 111939.4502 | - | - | - | 417239.011 | - | 259615.3846 | - | - | - | 468598.3858
136,139 | 412776.7227 | - | - | - | - | 0 | 715087.1954 | - | 191267.6609 | - | - | - | 696865.9052
137,136 | 401190.9896 | 234672.2243 | 559697.2511 | 234672.2243 | 335818.3506 | - | 642350.554 | - | 286813.1868 | - | 668131.8681 | - | 771798.9824
137,137 | 262195.7145 | 263736.2637 | - | 263736.2637 | 294993.3747 | 210925.1195 | 696230.77 | 468234.8901 | 189148.3516 | 534743.629 | 83516.4835 | 784929.3564 | 635013.11
137,138 | 279161.72 | 345787.5458 | 278499.2994 | 307692.3077 | 177237.4628 | - | 608603.8004 | 259615.3846 | 178551.8053 | - | - | - | 627748.8365
137,139 | 339678.3317 | 263736.2637 | 335818.3506 | 263736.2637 | 111939.4502 | 158193.8396 | 642485.9853 | 203983.5165 | 212055.5915 | - | - | - | 597123.5768
137,140 | 391788.0757 | - | - | - | - | - | 624560.4396 | - | - | - | - | - | 937990.9002
137,144 | 783576.1515 | - | - | - | - | - | 667582.4176 | - | - | - | - | - | 1451158.5691
138,136 | 612468.7062 | 226227.1062 | 111939.4502 | 301538.4615 | - | 632775.3586 | 654826.4969 | 741.7582 | 320810.4396 | 697713.1159 | 250549.4505 | 261643.1188 | 547577.3062
138,137 | 399250.7058 | 164521.1931 | 298505.2006 | 158241.7582 | 559697.2511 | 553678.4388 | 715038.5778 | 255062.8398 | 176909.3407 | 778349.0599 | - | 1700680.2721 | 636946.419
138,138 | 384619.2339 | 214940.8547 | 335818.3506 | 188678.1685 | 391788.0757 | - | 663921.6837 | 24107.1429 | 353420.3738 | 213897.4516 | - | 3924646.7818 | 763973.186
138,139 | 242535.4755 | - | - | 149450.5495 | - | - | 611950.5495 | - | 111263.7363 | - | - | - | 442884.6278
138,140 | 298505.2006 | - | - | - | - | - | 584929.3564 | - | 186499.2151 | - | - | - | 505409.1753
139,136 | 394865.6949 | 571428.5714 | 298505.2006 | 402930.4029 | 111939.4502 | - | 642361.5716 | 383192.234 | 254052.1978 | 583738.9427 | 59157.5092 | 525902.6688 | 484753.6911
139,137 | 353498.2602 | 210989.011 | 179103.1203 | 189894.5055 | 303992.4285 | 197742.2996 | 658769.0461 | 82985.7843 | 326764.0254 | 413931.1795 | 202348.5086 | 830098.9487 | 547043.3447
139,138 | 401369.0778 | - | 111939.4502 | - | 248132.448 | - | 605336.1402 | 30412.0879 | 421742.5432 | 246576.2289 | 605494.5055 | - | 611115.5198
139,139 | 342037.209 | 250549.4505 | - | 250549.4505 | - | - | 549716.865 | - | 222527.4725 | - | - | - | 566803.0337
139,140 | - | - | - | - | - | - | 519230.7692 | - | - | - | - | - | 677424.6089
139,143 | 111939.4502 | - | - | - | - | - | - | - | 370879.1209 | - | - | - | 482818.5711
139,144 | 488836.4982 | - | - | - | - | 0 | 445054.9451 | - | 259615.3846 | - | - | - | 405132.5348
140,136 | 447757.8009 | 87912.0879 | - | 87912.0879 | - | - | 290345.3689 | - | 296703.2967 | - | - | - | 384821.8457
140,137 | 410444.6508 | - | - | - | 447757.8009 | - | 527030.7013 | - | - | 445619.6908 | - | 418628.9901 | 278257.2931
140,138 | 227949.4259 | 474725.2747 | 559697.2511 | 474725.2747 | - | 395484.5991 | 593463.5872 | 3708.7912 | 248489.011 | 166364.6846 | - | 104657.2475 | 564313.8831
140,139 | 470145.6909 | - | 447757.8009 | - | 335818.3506 | - | 757476.5663 | 445054.9451 | 493269.2308 | - | 54285.7143 | - | 695729.387
140,140 | 565294.2236 | - | 447757.8009 | - | - | - | 908653.8462 | - | 173942.1644 | - | - | - | 686537.6573
140,144 | 559697.2511 | - | - | - | - | - | - | - | - | - | - | - | 638794.1709
141,135 | 522384.101 | 241758.2418 | - | 241758.2418 | - | - | 437637.3626 | - | - | - | 501098.9011 | - | 592412.183
141,136 | 402534.263 | 167201.8622 | 503727.526 | 167201.8622 | 149252.6003 | 790969.1982 | 767086.2111 | 171902.2576 | 337421.2925 | 178247.8763 | 528937.7289 | 205128.2051 | 698001.3005
141,137 | 442042.9019 | - | - | - | - | - | 482142.8571 | - | - | - | - | - | 562552.4108
141,138 | 332620.0806 | 175824.1758 | 111939.4502 | - | - | 158193.8396 | 538131.425 | 29670.3297 | 370879.1209 | 570393.2042 | - | - | 566241.674
141,139 | 436705.5714 | 87912.0879 | 410444.6508 | 87912.0879 | 237871.3317 | - | 586853.0527 | 222527.4725 | 426510.989 | - | - | - | 688528.4096
141,140 | 447757.8009 | 52747.2527 | - | 52747.2527 | - | - | 1557692.3077 | - | 445054.9451 | - | 1670329.6703 | - | 1446005.3843
141,145 | 447757.8009 | - | - | - | - | - | - | - | 59340.6593 | - | - | - | 507098.4602
142,135 | 489735.0947 | 351648.3516 | - | 351648.3516 | - | - | 585164.8352 | - | 18543.956 | - | 75164.8352 | - | 624361.4781
142,136 | 366985.2775 | 433432.3164 | - | 467371.5269 | 279848.6255 | 738237.9183 | 645783.9991 | 22252.7473 | 271947.5003 | - | - | - | 702175.5242
142,137 | 460195.5175 | - | 111939.4502 | - | - | 790969.1982 | 472375.2237 | 5934.0659 | 222527.4725 | - | 334065.9341 | - | 705156.8964
142,138 | 427405.1735 | - | - | - | 223878.9004 | - | 601581.214 | 222527.4725 | 236435.4396 | - | - | - | 616924.9479
142,140 | 1007455.0519 | - | - | - | - | - | - | - | - | - | - | - | 1007455.0519
143,134 | 457934.1145 | 126007.326 | 324624.4056 | 126007.326 | 293841.0568 | - | 598297.7397 | 12609.8901 | 294230.7692 | - | 1503296.7033 | - | 669288.0203
143,135 | 584831.6048 | 206593.4066 | 335818.3506 | 187545.7875 | 167909.1753 | 1581938.3964 | 716070.3691 | 298258.5962 | 221581.1987 | 297079.7939 | 1127472.5275 | - | 778499.074
143,136 | 335818.3506 | 165971.9591 | 447757.8009 | 165971.9591 | - | - | 622838.9147 | - | - | - | - | - | 706652.0615
143,137 | 446358.5577 | 421978.022 | - | 421978.022 | - | - | 385856.3013 | - | - | - | - | - | 541652.3286
143,138 | 279848.6255 | - | - | - | 447757.8009 | - | 939560.4396 | - | - | - | - | - | 946349.9008
143,139 | 111939.4502 | - | - | - | - | - | 370879.1209 | - | - | - | - | - | 482818.5711
144,133 | - | - | - | - | - | - | 741758.2418 | - | - | - | - | - | 741758.2418
144,134 | 514386.2662 | 200599.4006 | 380594.1307 | 355311.3553 | 755591.2889 | 1265550.7172 | 636139.7229 | 163557.6923 | 200274.7253 | 712991.5053 | 116923.0769 | - | 798768.2458
144,135 | 481725.634 | 323076.9231 | - | 323076.9231 | - | - | 740118.0694 | 81593.4066 | 191620.8791 | - | 292307.6923 | 235478.8069 | 833160.8351
144,138 | 447757.8009 | - | - | - | 111939.4502 | - | 445054.9451 | - | 385477.7658 | - | - | - | 688435.7722
145,132 | 671636.7013 | - | - | - | - | - | 1038461.5385 | - | - | - | - | - | 934146.0397
145,133 | 447757.8009 | 439560.4396 | - | 439560.4396 | - | - | 551559.545 | 14835.1648 | - | - | - | - | 678676.0291
145,137 | 223878.9004 | - | - | - | - | - | 890109.8901 | - | 185439.5604 | - | - | - | 649714.1755
145,138 | 559697.2511 | - | - | - | - | - | - | - | 37087.9121 | - | - | - | 596785.1632
145,147 | 559697.2511 | - | - | - | - | - | - | - | 445054.9451 | - | - | - | 1004752.1961
146,131 | 559697.2511 | - | - | - | - | - | 445054.9451 | - | - | - | - | - | 1004752.1961
146,133 | - | - | - | - | - | - | 834478.022 | 87265.6755 | - | - | - | - | 878110.8597
146,137 | 783576.1515 | - | - | - | - | - | 163186.8132 | - | - | - | - | - | 946762.9647
146,138 | 522384.101 | - | - | - | - | - | 579500.4646 | - | - | - | - | - | 630519.3863
147,129 | - | - | - | - | - | - | 271978.022 | - | - | - | 1722527.4725 | - | 1104795.7127
147,132 | - | - | - | - | - | - | 1686901.8079 | - | - | - | - | - | 1686901.8079
147,137 | 335818.3506 | - | - | - | - | - | 770157.811 | - | - | - | - | - | 1105976.1617
147,138 | 694024.5913 | - | - | - | - | - | 602678.5714 | 55631.8681 | 245882.5081 | - | - | - | 1071372.3545
148,137 | 391788.0757 | - | - | - | - | - | 741758.2418 | - | 296703.2967 | - | - | - | 706246.9956
148,138 | 236671.9804 | - | - | - | - | - | 513543.956 | 29670.3297 | 568681.3187 | 9506.5534 | - | - | 589380.7671
149,138 | 671636.7013 | - | - | - | - | 158193.8396 | 717032.967 | - | - | - | - | - | 913141.5358
Grand Total | 403880.9739 | 244305.533 | 301950.4595 | 257485.4512 | 267515.0255 | 949163.0379 | 655832.6736 | 164925.602 | 260545.3912 | 513656.365 | 493324.499 | 854244.0607 | 635695.5169
Low SS Total | 403870.0849 | 199366.4267 | 351809.7007 | 198047.7454 | 311331.5959 | 1028259.9577 | 610462.2783 | 109746.5849 | 265048.7659 | 367784.7848 | 766785.7143 | 418628.9901 | 643381.8047
Winter Season (Oct-Mar) Fuel Use by Device (Average of Households Where Device Used) | [13 empty] | 2008: 2011-2015
[13 empty] | Sample | 2008: Survey
G2 Cell | WS-CW (tons) | WS-Plts (tons) | Insrt-CW (tons) | Insrt-Plts (tons) | FP-CW (tons) | OWB-CW (tons) | CentOil (gal) | PtblHtr (gal) | DVOil (gal) | NatGas (ft3) | Coal (tons) | MunHt (kw-hr) | Size | 2008: Weights
132,138 | 0 | 0 | 0 | 0 | 0 | 0 | 0 | 0 | 0 | 0 | 0 | 0 | 1 | 2008: 0.03025%
132,139 | 5.0483 | 0 | 0 | 0 | 0 | 0 | 0 | 0 | 0 | 0 | 0 | 0 | 3 | 2008: 0.09074%
133,136 | 1.6828 | 0 | 0 | 0 | 0 | 0 | 990 | 0 | 0 | 0 | 0 | 0 | 1 | 2008: 0.03025%
133,137 | 6.731 | 0 | 0 | 0 | 0 | 0 | 0 | 0 | 100 | 0 | 0 | 0 | 1 | 2008: 0.03025%
133,140 | 5.8896 | 0 | 0 | 0 | 0 | 0 | 1600 | 0 | 450 | 0 | 0 | 0 | 3 | 2008: 0.09074%
134,134 | 0 | 0 | 0 | 0 | 6.731 | 0 | 800 | 0 | 0 | 0 | 0 | 0 | 1 | 2008: 0.03025%
134,136 | 5.469 | 0 | 0 | 0 | 0 | 0 | 900 | 0 | 56.6667 | 0 | 0 | 0 | 5 | 2008: 0.1512%
134,137 | 4.2069 | 0 | 0 | 0 | 0 | 0 | 600 | 50 | 275 | 0 | 0 | 0 | 4 | 2008: 0.121%
134,139 | 4.4873 | 0 | 0 | 0 | 0 | 0 | 611.1111 | 0 | 300 | 0 | 0 | 0 | 15 | 2008: 0.4537%
134,140 | 0 | 0 | 0 | 0 | 0 | 0 | 0 | 0 | 0 | 0 | 0 | 0 | 1 | 2008: 0.03025%
135,134 | 3.3655 | 0 | 0 | 0 | 0 | 0 | 750 | 0 | 600 | 0 | 0 | 0 | 3 | 2008: 0.09074%
135,135 | 6.3902 | 3 | 0 | 0 | 2.5241 | 0 | 712.8825 | 20 | 337.5 | 37500 | 0 | 41856.7661 | 67 | 2008: 2.027%
135,136 | 7.7126 | 0 | 0 | 0 | 0 | 0 | 610.0877 | 10.7181 | 682.1811 | 0 | 0 | 0 | 28 | 2008: 0.8469%
135,137 | 3.6029 | 0 | 0 | 0 | 0 | 0 | 1069.9439 | 0 | 333.3333 | 0 | 0 | 0 | 12 | 2008: 0.363%
135,138 | 5.0483 | 0 | 0 | 0 | 0 | 0 | 0 | 0 | 250 | 0 | 0 | 0 | 1 | 2008: 0.03025%
135,139 | 6.1191 | 0 | 0 | 0 | 0 | 0 | 939.5833 | 0 | 135 | 0 | 0 | 0 | 15 | 2008: 0.4537%
135,141 | 0 | 0 | 0 | 0 | 0 | 0 | 1100 | 0 | 150 | 0 | 0 | 0 | 2 | 2008: 0.0605%
136,135 | 3.7862 | 2.0267 | 0 | 0 | 0 | 0 | 1040.2244 | 252.5 | 430 | 0 | 0 | 0 | 29 | 2008: 0.8772%
136,136 | 5.2352 | 5.5 | 0 | 0 | 1.6828 | 0 | 959.1665 | 298.8731 | 415 | 27500 | 0 | 0 | 74 | 2008: 2.238%
136,137 | 4.6743 | 1.475 | 0 | 0 | 0 | 0 | 859.4268 | 5 | 223.9259 | 0 | 0 | 0 | 35 | 2008: 1.059%
136,138 | 7.1517 | 0 | 0 | 0 | 0 | 0 | 562.5 | 0 | 350 | 0 | 0 | 0 | 11 | 2008: 0.3327%
136,139 | 6.2052 | 0 | 0 | 0 | 0 | 4 | 964.0435 | 0 | 257.8571 | 0 | 0 | 0 | 35 | 2008: 1.059%
137,136 | 6.031 | 2.6694 | 0 | 0 | 5.0483 | 0 | 878.2877 | 0 | 386.6667 | 0 | 8 | 0 | 59 | 2008: 1.785%
137,137 | 3.9415 | 3 | 0 | 0 | 4.4346 | 38.1425 | 938.6222 | 631.25 | 255 | 225000 | 1 | 41856.7661 | 171 | 2008: 5.172%
137,138 | 4.1966 | 3.9333 | 0 | 0 | 2.6644 | 0 | 820.4881 | 350 | 240.7143 | 0 | 0 | 0 | 70 | 2008: 2.117%
137,139 | 5.1063 | 3 | 0 | 0 | 1.6828 | 42.0689 | 866.1663 | 275 | 291.25 | 0 | 0 | 0 | 68 | 2008: 2.057%
137,140 | 5.8896 | 0 | 0 | 0 | 0 | 0 | 842 | 0 | 0 | 0 | 0 | 0 | 5 | 2008: 0.1512%
137,144 | 11.7793 | 0 | 0 | 0 | 0 | 0 | 900 | 0 | 0 | 0 | 0 | 0 | 1 | 2008: 0.03025%
138,136 | 9.2071 | 2.5733 | 0 | 0 | 0 | 10.0965 | 882.8031 | 1 | 432.5 | 293571.4286 | 3 | 13952.2554 | 108 | 2008: 3.267%
138,137 | 6.0018 | 1.8714 | 0 | 0 | 8.4138 | 8.6138 | 965.7471 | 343.8625 | 238.5 | 327500 | 0 | 90689.66 | 326 | 2008: 9.861%
138,138 | 5.7968 | 2.8916 | 0 | 0 | 5.8896 | 0 | 895.0648 | 32.5 | 476.463 | 90000 | 0 | 209283.8307 | 120 | 2008: 3.63%
138,139 | 3.646 | 0 | 0 | 0 | 0 | 0 | 825 | 0 | 150 | 0 | 0 | 0 | 8 | 2008: 0.242%
138,140 | 4.4873 | 0 | 0 | 0 | 0 | 0 | 788.5714 | 0 | 251.4286 | 0 | 0 | 0 | 16 | 2008: 0.484%
139,136 | 5.9359 | 6.5 | 0 | 0 | 1.6828 | 0 | 865.9986 | 516.5999 | 342.5 | 245615.3846 | 0.70833 | 28044.0333 | 221 | 2008: 6.685%
139,137 | 5.3415 | 2.4 | 0 | 0 | 4.5698 | 3.4055 | 888.1183 | 111.8771 | 462.7778 | 174166.6667 | 2.4229 | 44265.4581 | 621 | 2008: 18.78%
139,138 | 6.0337 | 0 | 0 | 0 | 3.7301 | 0 | 816.0828 | 41 | 568.5714 | 103750 | 7.25 | 0 | 73 | 2008: 2.208%
139,139 | 5.1418 | 2.85 | 0 | 0 | 0 | 0 | 741.0998 | 0 | 300 | 0 | 0 | 0 | 26 | 2008: 0.7864%
139,140 | 0 | 0 | 0 | 0 | 0 | 0 | 700 | 0 | 0 | 0 | 0 | 0 | 1 | 2008: 0.03025%
139,143 | 1.6828 | 0 | 0 | 0 | 0 | 0 | 0 | 0 | 500 | 0 | 0 | 0 | 1 | 2008: 0.03025%
139,144 | 7.3485 | 0 | 0 | 0 | 0 | 11.7793 | 600 | 0 | 350 | 0 | 0 | 0 | 6 | 2008: 0.1815%
140,136 | 6.731 | 1 | 0 | 0 | 0 | 0 | 391.4286 | 0 | 400 | 0 | 0 | 0 | 10 | 2008: 0.3025%
140,137 | 6.1701 | 0 | 0 | 0 | 6.731 | 0 | 710.5155 | 0 | 0 | 187500 | 0 | 22323.6086 | 24 | 2008: 0.726%
140,138 | 3.4267 | 5.4 | 0 | 0 | 0 | 12.6207 | 800.0768 | 5 | 335 | 70000 | 0 | 5580.9022 | 57 | 2008: 1.724%
140,139 | 7.0676 | 0 | 0 | 0 | 5.0483 | 0 | 1021.1906 | 600 | 665 | 0 | 0.65 | 0 | 40 | 2008: 1.21%
140,140 | 8.4979 | 0 | 0 | 0 | 0 | 0 | 1225 | 0 | 234.4998 | 0 | 0 | 0 | 10 | 2008: 0.3025%
140,144 | 8.4138 | 0 | 0 | 0 | 0 | 0 | 0 | 0 | 0 | 0 | 0 | 0 | 2 | 2008: 0.0605%
141,135 | 7.8529 | 2.75 | 0 | 0 | 0 | 0 | 590 | 0 | 0 | 0 | 6 | 0 | 16 | 2008: 0.484%
141,136 | 6.0512 | 1.9019 | 0 | 0 | 2.2437 | 3.7655 | 1034.1459 | 231.7497 | 454.8939 | 75000 | 6.3333 | 10938.5682 | 96 | 2008: 2.904%
141,137 | 6.6451 | 0 | 0 | 0 | 0 | 0 | 650 | 0 | 0 | 0 | 0 | 0 | 9 | 2008: 0.2722%
141,138 | 5.0002 | 2 | 0 | 0 | 0 | 13.462 | 725.4809 | 40 | 500 | 240000 | 0 | 0 | 24 | 2008: 0.726%
141,139 | 6.4328 | 1 | 0 | 0 | 3.5759 | 0 | 791.1649 | 300 | 575 | 0 | 0 | 0 | 40 | 2008: 1.21%
141,140 | 6.731 | 0.6 | 0 | 0 | 0 | 0 | 2100 | 0 | 600 | 0 | 20 | 0 | 4 | 2008: 0.121%
141,145 | 6.731 | 0 | 0 | 0 | 0 | 0 | 0 | 0 | 80 | 0 | 0 | 0 | 1 | 2008: 0.03025%
142,135 | 7.3621 | 4 | 0 | 0 | 0 | 0 | 788.8889 | 0 | 25 | 0 | 0.9 | 0 | 17 | 2008: 0.5142%
142,136 | 5.682 | 2.7164 | 0 | 0 | 4.2069 | 20.5931 | 870.6125 | 30 | 366.6255 | 0 | 0 | 0 | 96 | 2008: 2.904%
142,137 | 6.918 | 0 | 0 | 0 | 0 | 1.6828 | 636.8318 | 8 | 300 | 0 | 4 | 0 | 18 | 2008: 0.5445%
142,138 | 6.4251 | 0 | 0 | 0 | 3.3655 | 0 | 811.0206 | 300 | 318.75 | 0 | 0 | 0 | 36 | 2008: 1.089%
142,140 | 15.1448 | 0 | 0 | 0 | 0 | 0 | 0 | 0 | 0 | 0 | 0 | 0 | 1 | 2008: 0.03025%
143,134 | 6.884 | 1.4333 | 0 | 0 | 4.4172 | 0 | 806.594 | 17 | 396.6667 | 0 | 18 | 0 | 85 | 2008: 2.571%
143,135 | 8.7916 | 2.35 | 0 | 0 | 2.5241 | 9.2552 | 965.3689 | 402.0968 | 298.7243 | 125000 | 13.5 | 0 | 123 | 2008: 3.721%
143,136 | 5.0483 | 1.8879 | 0 | 0 | 0 | 0 | 862.3063 | 0 | 0 | 0 | 0 | 0 | 32 | 2008: 0.9679%
143,137 | 6.71 | 4.8 | 0 | 0 | 0 | 0 | 520.1915 | 0 | 0 | 0 | 0 | 0 | 19 | 2008: 0.5747%
143,138 | 4.2069 | 0 | 0 | 0 | 6.731 | 0 | 1266.6667 | 0 | 0 | 0 | 0 | 0 | 10 | 2008: 0.3025%
143,139 | 1.6828 | 0 | 0 | 0 | 0 | 0 | 500 | 0 | 0 | 0 | 0 | 0 | 1 | 2008: 0.03025%
144,133 | 0 | 0 | 0 | 0 | 0 | 0 | 1000 | 0 | 0 | 0 | 0 | 0 | 2 | 2008: 0.0605%
144,134 | 7.7326 | 2.2818 | 0 | 0 | 11.3586 | 10.6575 | 857.6106 | 220.5 | 270 | 300000 | 1.4 | 0 | 134 | 2008: 4.053%
144,135 | 7.2417 | 3.675 | 0 | 0 | 0 | 0 | 997.7888 | 110 | 258.3333 | 0 | 3.5 | 12557.0298 | 81 | 2008: 2.45%
144,138 | 6.731 | 0 | 0 | 0 | 1.6828 | 0 | 600 | 0 | 519.6811 | 0 | 0 | 0 | 5 | 2008: 0.1512%
145,132 | 10.0965 | 0 | 0 | 0 | 0 | 0 | 1400 | 0 | 0 | 0 | 0 | 0 | 2 | 2008: 0.0605%
145,133 | 6.731 | 5 | 0 | 0 | 0 | 0 | 743.584 | 20 | 0 | 0 | 0 | 0 | 16 | 2008: 0.484%
145,137 | 3.3655 | 0 | 0 | 0 | 0 | 0 | 1200 | 0 | 250 | 0 | 0 | 0 | 2 | 2008: 0.0605%
145,138 | 8.4138 | 0 | 0 | 0 | 0 | 0 | 0 | 0 | 50 | 0 | 0 | 0 | 1 | 2008: 0.03025%
145,147 | 8.4138 | 0 | 0 | 0 | 0 | 0 | 0 | 0 | 600 | 0 | 0 | 0 | 1 | 2008: 0.03025%
146,131 | 8.4138 | 0 | 0 | 0 | 0 | 0 | 600 | 0 | 0 | 0 | 0 | 0 | 1 | 2008: 0.03025%
146,133 | 0 | 0 | 0 | 0 | 0 | 0 | 1125 | 117.6471 | 0 | 0 | 0 | 0 | 2 | 2008: 0.0605%
146,137 | 11.7793 | 0 | 0 | 0 | 0 | 0 | 220 | 0 | 0 | 0 | 0 | 0 | 1 | 2008: 0.03025%
146,138 | 7.8529 | 0 | 0 | 0 | 0 | 0 | 781.2525 | 0 | 0 | 0 | 0 | 0 | 8 | 2008: 0.242%
147,129 | 0 | 0 | 0 | 0 | 0 | 0 | 366.6667 | 0 | 0 | 0 | 20.625 | 0 | 4 | 2008: 0.121%
147,132 | 0 | 0 | 0 | 0 | 0 | 0 | 2274.1935 | 0 | 0 | 0 | 0 | 0 | 2 | 2008: 0.0605%
147,137 | 5.0483 | 0 | 0 | 0 | 0 | 0 | 1038.2868 | 0 | 0 | 0 | 0 | 0 | 1 | 2008: 0.03025%
147,138 | 10.4331 | 0 | 0 | 0 | 0 | 0 | 812.5 | 75 | 331.486 | 0 | 0 | 0 | 6 | 2008: 0.1815%
148,137 | 5.8896 | 0 | 0 | 0 | 0 | 0 | 1000 | 0 | 400 | 0 | 0 | 0 | 3 | 2008: 0.09074%
148,138 | 3.5578 | 0 | 0 | 0 | 0 | 0 | 692.3333 | 40 | 766.6667 | 4000 | 0 | 0 | 11 | 2008: 0.3327%
149,138 | 10.0965 | 0 | 0 | 0 | 0 | 26.9241 | 966.6667 | 0 | 0 | 0 | 0 | 0 | 4 | 2008: 0.121%
Grand Total | 6.076 | 2.6265 | 0 | 0 | 3.922 | 15.4966 | 884.6216 | 225.6296 | 361.5296 | 210327.8689 | 5.6712 | 43118.7332 | 3306 | 2008: 100%
Low SS Total | 5.8962 | 0.9581 | 0 | 0 | 1.0825 | 1.024 | 805.7146 | 87.4191 | 284.6194 | 15707.3171 | 0.56677 | 816.7174 | 656 | 2008: 19.84%
Avg Wtr Day Use | 0.033384 | 0.014431 | 0 | 0 | 0.02155 | 0.085146 | 4.8606 | 1.2397 | 1.9864 | 1155.6476 | 0.031161 | 236.9161

## EPAStoves
List of EPA-Certified Wood Stoves - Sorted Alphabetically by Manufacturer & Model
May 15, 2013 (devices added since Sept 2012 in blue)
|  |  | 0.17494 | Min |  |  | #REF! | #VALUE! | #REF! |  | #REF! | #VALUE! |  |  |  | 272 | Catalytic | Min | #VALUE! |  | #REF! | #REF!
|  |  | 3.6 | Median |  |  |  |  | #REF! |  | #REF! | #VALUE! |  |  |  | 0 | Catalytic-Hybrid | Median | #VALUE! |  | #REF! | #REF!
|  |  | 3.7591 | Avg |  |  |  |  | #REF! |  | #REF! | #VALUE! |  |  |  | 606 | Non Catalytic | Avg | #VALUE! |  | #REF! | #REF!
|  |  | 9.9 | Max |  |  | #REF! | #VALUE! | #REF! |  | #REF! | #VALUE! |  |  |  | 85 | Pellet | Max | #VALUE! |  | #REF! | #REF!
[16 empty] | 963 | Lowest: | 10% | #VALUE! |  | #REF! | #REF!
|  |  | PM Emis | Emission | ER Rank |  |  |  | Wtd Composite: | 34% | of max output | [15 empty] | EF Rank
Out of |  |  | Rate | Rate | Within | Heat Output (BTU/hr) | [6 empty] | Mid Output Rank |  | Htg. Efficiency (%) |  |  |  | PM Emission Factor (lb/mmBTU) |  |  |  | Emission Factor Rank |  |  |  | Within
Prod'n? | Manufacturer Name | Model Name | (g/hr) | Rank | Type Grp | Range | - | Len | Min | 34% Max | Mid | Max | All | In Grp | Tested | Default | Type | SubType | Min | 34% Max | Mid | Max | Min | 34% Max | Mid | Max | Type Grp
| A. J. Wells and Sons LTD | Cove @ SR | 4.4 | 660 | 338 | 9256-32557 | 5 | 10 | 9256 | 11069.38 | 20906.5 | 32557 | #REF! |  |  | 63% | Non Catalytic | Stove | 0.29794 | 0.87631 | 0.46398 | 1.048 | #VALUE! | #REF! | #REF! | #REF! | 403
X | Aladdin Hearth Products | Sunburst II Model 2208 | 4.4 | 660 | 338 | 11500-36300 | 6 | 11 | 11500 | 12342 | 23900 | 36300 | #REF! |  |  | 63% | Non Catalytic | Stove | 0.26722 | 0.78595 | 0.40587 | 0.84349 | #VALUE! | #REF! | #REF! | #REF! | 340
X | American Road Equipment Company | Erik SW II Catalytic Environmentalist SSW-1000 | 1.2 | 45 | 12 | 9800-46900 | 5 | 10 | 9800 | 15946 | 28350 | 46900 | #REF! |  |  | 72% | Catalytic | Stove | 0.056407 | 0.1659 | 0.093316 | 0.26995 | #VALUE! | #REF! | #REF! | #REF! | 10
| Amesti LTDA | N380 | 5.16 | 783 | 436 | 10671-27842 | 6 | 11 | 10671 | 10671 | 19256.5 | 27842 | #REF! |  |  | 63% | Non Catalytic | Stove | 0.40858 | 1.066 | 0.59074 | 1.066 | #VALUE! | #REF! | #REF! | #REF! | 497
| Amesti LTDA | Rondo 450 | 4 | 571 | 270 | 11842-24288 | 6 | 11 | 11842 | 11842 | 18065 | 24288 | #REF! |  |  | 63% | Non Catalytic | Stove | 0.36307 | 0.74467 | 0.48815 | 0.74467 | #VALUE! | #REF! | #REF! | #REF! | 310
| Appalachian Stove & Fabricators, Inc. | 28 CD | 4.5 | 700 | 244 | 9500-16300 | 5 | 10 | 9500 | 9500 | 12900 | 16300 | #REF! |  |  | 72% | Catalytic | Stove | 0.60863 | 1.0443 | 0.76904 | 1.0443 | #VALUE! | #REF! | #REF! | #REF! | 259
| Appalachian Stove & Fabricators, Inc. | 32-BW-XL-88, Gemini-XLB 1989 | 4 | 571 | 225 | 8400-19800 | 5 | 10 | 8400 | 8400 | 14100 | 19800 | #REF! |  |  | 72% | Catalytic | Stove | 0.44537 | 1.0498 | 0.62541 | 1.0498 | #VALUE! | #REF! | #REF! | #REF! | 260
| Appalachian Stove & Fabricators, Inc. | 36-BW-1988 | 3.9 | 548 | 219 | 9500-19300 | 5 | 10 | 9500 | 9500 | 14400 | 19300 | #REF! |  |  | 72% | Catalytic | Stove | 0.44549 | 0.90504 | 0.59708 | 0.90504 | #VALUE! | #REF! | #REF! | #REF! | 246
| Appalachian Stove & Fabricators, Inc. | Heritage Classic A, T16, Cast heat & Catskill | 4.4 | 660 | 338 | 10300-31200 | 6 | 11 | 10300 | 10608 | 20750 | 31200 | #REF! |  |  | 63% | Non Catalytic | Stove | 0.3109 | 0.91442 | 0.46748 | 0.94176 | #VALUE! | #REF! | #REF! | #REF! | 425
| Appalachian Stove & Fabricators, Inc. | Heritage Classic;n Model Numbers T16 & VT16 | 6.81 | 899 | 542 | 11057-31327 | 6 | 11 | 11057 | 11057 | 21192 | 31327 | #REF! |  |  | 63% | Non Catalytic | Stove | 0.47924 | 1.3578 | 0.70844 | 1.3578 | #VALUE! | #REF! | #REF! | #REF! | 565
| Appalachian Stove & Fabricators, Inc. | Model 30-CD | 3.7 | 501 | 196 | 8500-21400 | 5 | 10 | 8500 | 8500 | 14950 | 21400 | #REF! |  |  | 72% | Catalytic | Stove | 0.38117 | 0.95964 | 0.54562 | 0.95964 | #VALUE! | #REF! | #REF! | #REF! | 250
| Appalachian Stove & Fabricators, Inc. | Model 32-BW | 2.5 | 218 | 89 | 10400-24500 | 6 | 11 | 10400 | 10400 | 17450 | 24500 | #REF! |  |  | 72% | Catalytic | Stove | 0.22496 | 0.52995 | 0.31584 | 0.52995 | #VALUE! | #REF! | #REF! | #REF! | 138
| Appalachian Stove & Fabricators, Inc. | Model 36 BW | 3.3 | 393 | 167 | 10600-30200 | 6 | 11 | 10600 | 10600 | 20400 | 30200 | #REF! |  |  | 72% | Catalytic | Stove | 0.2409 | 0.68633 | 0.35662 | 0.68633 | #VALUE! | #REF! | #REF! | #REF! | 207
| Appalachian Stove & Fabricators, Inc. | Model 360-CR | 2.8 | 283 | 119 | 10600-29100 | 6 | 11 | 10600 | 10600 | 19850 | 29100 | #REF! |  |  | 72% | Catalytic | Stove | 0.21213 | 0.58234 | 0.31097 | 0.58234 | #VALUE! | #REF! | #REF! | #REF! | 165
| Appalachian Stove & Fabricators, Inc. | Model 52 WXL 1988 | 4.2 | 619 | 237 | 10500-15400 | 6 | 11 | 10500 | 10500 | 12950 | 15400 | #REF! |  |  | 72% | Catalytic | Stove | 0.60125 | 0.88183 | 0.715 | 0.88183 | #VALUE! | #REF! | #REF! | #REF! | 241
| Appalachian Stove & Fabricators, Inc. | Trailmaster 4N1-XL | 4.7 | 728 | 250 | 9600-19600 | 5 | 10 | 9600 | 9600 | 14600 | 19600 | #REF! |  |  | 72% | Catalytic | Stove | 0.52865 | 1.0793 | 0.7097 | 1.0793 | #VALUE! | #REF! | #REF! | #REF! | 268
| Appalachian Stove & Fabricators, Inc. | Trailmaster Model 4N1-XL II | 3.4 | 415 | 173 | 10100-26900 | 6 | 11 | 10100 | 10100 | 18500 | 26900 | #REF! |  |  | 72% | Catalytic | Stove | 0.27865 | 0.74214 | 0.40517 | 0.74214 | #VALUE! | #REF! | #REF! | #REF! | 220
| Archgard Industries, Ltd. | Chalet 1600 and Chalet 1600 Insert | 2.88 | 293 | 95 | 10611-29181 | 6 | 11 | 10611 | 10611 | 19896 | 29181 | #REF! |  |  | 63% | Non Catalytic | Insert | 0.21758 | 0.59836 | 0.31912 | 0.59836 | #VALUE! | #REF! | #REF! | #REF! | 187
| Archgard Industries, Ltd. | Chalet 1800 | 3.62 | 498 | 227 | 10700-35500 | 6 | 11 | 10700 | 12070 | 23100 | 35500 | #REF! |  |  | 63% | Non Catalytic | Stove | 0.22481 | 0.66119 | 0.34548 | 0.74585 | #VALUE! | #REF! | #REF! | #REF! | 245
| Archgard Industries, Ltd. | Optima PS1 | 0.87 | 17 | 3 | 10196-29581 | 6 | 11 | 10196 | 10196 | 19888.5 | 29581 | #REF! |  |  | 63% | Non Catalytic | Stove | 0.064839 | 0.18811 | 0.096437 | 0.18811 | #VALUE! | #REF! | #REF! | #REF! | 10
| Austroflamm Industries Inc. | Esprit Wood 119.1 | 6.3 | 861 | 507 | 11400-43600 | 6 | 11 | 11400 | 14824 | 27500 | 43600 | #REF! |  |  | 63% | Non Catalytic | Stove | 0.31855 | 0.93692 | 0.50505 | 1.2183 | #VALUE! | #REF! | #REF! | #REF! | 441
| Austroflamm Industries Inc. | Integra C1121, II | 2.7 | 257 | 71 | 9300-31100 | 5 | 10 | 9300 | 10574 | 20200 | 31100 | #REF! |  |  | 78% | Pellet | Stove | 0.19139 | 0.56293 | 0.29467 | 0.64004 | #VALUE! | #REF! | #REF! | #REF! | 71
| Austroflamm Industries Inc. | Irony M | 6.6 | 884 | 85 | 11800-46800 | 6 | 11 | 11800 | 15912 | 29300 | 46800 | #REF! |  |  | 78% | Pellet | Stove | 0.3109 | 0.91442 | 0.4966 | 1.2331 | #VALUE! | #REF! | #REF! | #REF! | 84
X | Avalon by Travis Industries, Inc | Perfect-Fit insert | 4.1 | 594 | 283 | 11300-33400 | 6 | 11 | 11300 | 11356 | 22350 | 33400 | #REF! |  |  | 63% | Non Catalytic | Insert | 0.27062 | 0.79595 | 0.40442 | 0.79989 | #VALUE! | #REF! | #REF! | #REF! | 348
| Avalon by Travis Industries, Inc. | Arbor | 2.4 | 196 | 56 | 10700-33900 | 6 | 11 | 10700 | 11526 | 22300 | 33900 | #REF! |  |  | 63% | Non Catalytic | Stove | 0.15608 | 0.45905 | 0.23726 | 0.49449 | #VALUE! | #REF! | #REF! | #REF! | 82
| Avalon by Travis Industries, Inc. | Avalon Spokane 1750 n | 1.94 | 122 | 29 | 9300-42200 | 5 | 10 | 9300 | 14348 | 25750 | 42200 | #REF! |  |  | 63% | Non Catalytic | Stove | 0.10135 | 0.29808 | 0.16609 | 0.45988 | #VALUE! | #REF! | #REF! | #REF! | 20
| Avalon by Travis Industries, Inc. | Olympic, Olympic insertn | 2.6 | 235 | 66 | 12000-45100 | 6 | 11 | #REF! | #REF! | #REF! | 45100 | #REF! |  |  | 63% | Non Catalytic | Insert | 0.12709 | #REF! | #REF! | #REF! | #VALUE! | #REF! | #REF! | #REF! | 47
| Avalon by Travis Industries, Inc. | Pendleton, Pendleton insert | 3 | 322 | 117 | 8700-44400 | 5 | 10 | 8700 | 15096 | 26550 | 44400 | #REF! |  |  | 63% | Non Catalytic | Insert | 0.14896 | 0.43811 | 0.24911 | 0.7602 | #VALUE! | #REF! | #REF! | #REF! | 70
| Avalon by Travis Industries, Inc. | Rainier, Rainier insert | 2 | 131 | 33 | 11200-40000 | 6 | Commercially Sold ---> | #VALUE! | #VALUE! | #VALUE! | #VALUE! | #VALUE! |  |  | 63% | Non Catalytic | Insert | #VALUE! | #VALUE! | #VALUE! | #VALUE! | #VALUE! | #VALUE! | #VALUE! | #VALUE! | 34
| Avalon by Travis Industries, Inc. | Spokane 1250 | 4.4 | 660 | 338 | 11600-38500 | 6 | 11 | 11600 | 13090 | #VALUE! | #VALUE! | #VALUE! |  |  | 63% | Non Catalytic | Stove | 0.25195 | 0.74104 | 0.38723 | 0.83622 | #VALUE! | #REF! | #REF! | #REF! | 304
| Barbeques Galore/Pricotech | Rosewood | 2.7 | 257 | 79 | 11600-36200 | 6 | 11 | 11600 | 12308 | 25050 | 38500 | #REF! |  |  | 63% | Non Catalytic | Stove | 0.16443 | 0.48362 | 0.24905 | 0.51314 | #VALUE! | #REF! | #REF! | #REF! | 94
| Blaze King Industries, Inc. | Blaze King KEJ 1107 | 1.76 | 104 | 37 | 9100-39800 | 5 | 10 | 9100 | 13532 | 23900 | 36200 | #REF! |  | 82% | 72% | Catalytic | Stove | 0.097489 | 0.28673 | 0.15869 | 0.42638 | #VALUE! | #REF! | #REF! | #REF! | 39
| Blaze King Industries, Inc. | Blaze King KEJ-1102 | 3.9 | 548 | 219 | 7900-42600 | 5 | 10 | 7900 | #REF! | 24450 | 39800 | #REF! |  |  | 72% | Catalytic | Stove | #REF! | #REF! | #REF! | 1.0883 | #REF! | #REF! | #REF! | #REF! | 171
| Blaze King Industries, Inc. | Blaze King PEJ 1003 | 2.4 | 196 | 75 | 10300-41600 | 6 | 11 | 10300 | 14144 | 25950 | 41600 | #REF! |  |  | 72% | Catalytic | Stove | 0.12719 | 0.37408 | 0.20389 | 0.51369 | #VALUE! | #REF! | #REF! | #REF! | 64
| Blaze King Industries, Inc. | Blaze King Princess Insert Model PI 1010 | 2.8 | 283 | 119 | 9300-31200 | 5 | 10 | 9300 | 10608 | 20250 | 31200 | #REF! |  | 80% | 72% | Catalytic | Insert | 0.19785 | 0.5819 | 0.30483 | 0.66375 | #VALUE! | #REF! | #REF! | #REF! | 164
| Blaze King Industries, Inc. | Blaze King, Auto Light PAL-4000 | 2.5 | 218 | 68 | 12200-33700 | 6 | 11 | 12200 | 12200 | 22950 | 33700 | #REF! |  |  | 78% | Pellet | Stove | 0.16354 | 0.45176 | 0.24015 | 0.45176 | #VALUE! | #REF! | #REF! | #REF! | 65
| Blaze King Industries, Inc. | Blaze King, King Catalytic Insert KEI-1300 | 2.2 | 169 | 64 | 10100-34500 | 6 | 11 | 10100 | 11730 | 22300 | 34500 | #REF! |  |  | 72% | Catalytic | Insert | 0.14058 | 0.41348 | 0.21749 | 0.48021 | #VALUE! | #REF! | #REF! | #REF! | 76
| Blaze King Industries, Inc. | Blaze King, King Catalytic KEJ-1101 | 1.9 | 114 | 42 | 9000-35300 | 5 | 10 | 9000 | 12002 | 22150 | 35300 | #REF! |  |  | 72% | Catalytic | Stove | 0.11866 | 0.349 | 0.18911 | 0.46541 | #VALUE! | #REF! | #REF! | #REF! | 53
| Blaze King Industries, Inc. | Blaze King, Princess Catalytic PEJ-1002 | 3.7 | 501 | 196 | 8400-35400 | 5 | 10 | 8400 | 12036 | 21900 | 35400 | #REF! |  |  | 72% | Catalytic | Stove | 0.23042 | 0.67771 | 0.37246 | 0.97107 | #VALUE! | #REF! | #REF! | #REF! | 202
| Blaze King Industries, Inc. | Blaze King, Royal Heir RHT-2100 | 3 | 322 | 134 | 6800-57100 | 5 | 10 | 6800 | 19414 | 31950 | 57100 | #REF! |  |  | 72% | Catalytic | Stove | 0.11583 | 0.34067 | 0.207 | 0.97261 | #VALUE! | #REF! | #REF! | #REF! | 52
| Blaze King Industries, Inc. | Blaze King, Royal Heir RHT-2200, 2250 | 2.5 | 218 | 89 | 7700-31100 | 5 | 10 | 7700 | 10574 | 19400 | 31100 | #REF! |  |  | 72% | Catalytic | Stove | 0.17722 | 0.52123 | 0.2841 | 0.71577 | #VALUE! | #REF! | #REF! | #REF! | 133
| 0.27011 | Briarwood II/90 | 3.5 | 432 | 181 | 10600-36000 | 6 | 11 | 10600 | 12240 | 23300 | 36000 | #REF! |  | 71.4% | 63% | Non Catalytic | Stove | 0.21433 | 0.6304 | 0.33116 | 0.72793 | #VALUE! | #REF! | #REF! | #REF! | 211
| 0.61948 | Chinook / Scirrocco/Ashford 20 | 1.3 | 53 | 15 | 11400-22700 | 6 | 11 | 11400 | 11400 | 17050 | 22700 | #REF! |  | 77% | 72% | Catalytic | Stove | 0.12625 | 0.2514 | 0.16809 | 0.2514 | #VALUE! | #REF! | #REF! | #REF! | 23
| 0.11041 | Chinook / Scirrocco/Ashford 30 | 0.97 | 21 | 4 | 11200-27280 | 6 | 11 | 11200 | 11200 | 19240 | 27280 | #REF! |  | 75% | 72% | Non Catalytic | Stove | 0.078389 | 0.19093 | 0.11115 | 0.19093 | #VALUE! | #REF! | #REF! | #REF! | 11
| Blaze King Industries, Inc. | Eagle/Pioneer E90, PZ-90, Briarwood XE-90, XEI-90 | 5.2 | 784 | 437 | 13500-38000 | 6 | 11 | 13500 | 13500 | 25750 | 38000 | #REF! |  |  | 63% | Non Catalytic | Stove | 0.30168 | 0.84917 | 0.4452 | 0.84917 | #VALUE! | #REF! | #REF! | #REF! | 392
| Blaze King Industries, Inc. | Heat Pro C110 | 2.8 | 283 | 119 | 9600-32400 | 5 | 10 | 9600 | 11016 | 21000 | 32400 | #REF! |  |  | 72% | Catalytic | Stove | 0.19052 | 0.56035 | 0.29394 | 0.643 | #VALUE! | #REF! | #REF! | #REF! | 150
| Blaze King Industries, Inc. | Heat Pro C210 | 2.1 | 145 | 53 | 10700-43300 | 6 | 11 | 10700 | 14722 | 27000 | 43300 | #REF! |  |  | 72% | Catalytic | Stove | 0.10692 | 0.31447 | 0.17147 | 0.43268 | #VALUE! | #REF! | #REF! | #REF! | 48
| Blaze King Industries, Inc. | Princess Insert Model PI 1010A | 2 | 131 | 46 | 7200-29500 | 5 | 10 | 7200 | 10030 | 18350 | 29500 | #REF! |  | 80% | 72% | Catalytic | Insert | 0.14946 | 0.4396 | 0.24028 | 0.61238 | #VALUE! | #REF! | #REF! | #REF! | 90
Sold Wood MC: |  | #VALUE!
Sold Wood BTU Factor Relative to Dry (20%) Wood: |  | #VALUE!
| Blaze King Industries, Inc. | Princess PEJ 1006 | 2.4 | 196 | 75 | 12000-35600 | 6 | 11 | 12000 | 12104 | 23800 | 35600 | #REF! |  | 81% | 72% | Catalytic | Stove | 0.14862 | 0.43713 | 0.22231 | 0.44092 | #VALUE! | #REF! | #REF! | #REF! | 86
| Blaze King of Montana | Blaze King Royal Guardian, RGT-3001 | 5.8 | 834 | 481 | 9400-39800 | 5 | 10 | 9400 | 13532 | 24600 | 39800 | #REF! |  | 71.1% | 63% | Non Catalytic | Stove | 0.32127 | 0.94492 | 0.51978 | 1.3603 | #VALUE! | #REF! | #REF! | #REF! | 451
| Boru Stove Company | Carraig Mor BCMUS | 3.9 | 548 | 253 | 12878-28846 | 6 | 11 | 12878 | 12878 | 20862 | 28846 | #REF! |  | 73.2% | 63% | Non Catalytic | Stove | 0.29806 | 0.66764 | 0.41213 | 0.66764 | #VALUE! | #REF! | #REF! | #REF! | 251
| Bosca Chile S.A. (Ingeniera De Combustion) | Gold 400 | 4.4 | 660 | 338 | 11800-26800 | 6 | 11 | 11800 | 11800 | 19300 | 26800 | #REF! |  |  | 63% | Non Catalytic | Stove | 0.36195 | 0.82205 | 0.5026 | 0.82205 | #VALUE! | #REF! | #REF! | #REF! | 378
| 0.27011 | 0.36088 | 0.35394 | 0.32277 | 0.2717 | 0.27011 | #VALUE! | 16 | #VALUE! | #VALUE! | #VALUE! | #VALUE! | #VALUE! |  |  | 63% | Non Catalytic | Stove | #VALUE! | #VALUE! | #VALUE! | #VALUE! | #VALUE! | #VALUE! | #VALUE! | #VALUE! | 341
| 0.61948 | 0.49128 | 0.47111 | 0.54314 | 0.7283 | 0.61948 | #VALUE! | 17 | #VALUE! | #VALUE! | #VALUE! | #VALUE! | #VALUE! |  |  | 78% | Pellet | Stove | #VALUE! | #VALUE! | #VALUE! | #VALUE! | #VALUE! | #VALUE! | #VALUE! | #VALUE! | 66
| 0.11041 | 0.14784 | 0.17494 | 0.13409 | 0 | 0.11041 | #VALUE! | 17 | #VALUE! | #VALUE! | #VALUE! | #VALUE! | #VALUE! |  |  | 78% | Pellet | Stove | #VALUE! | #VALUE! | #VALUE! | #VALUE! | #VALUE! | #VALUE! | #VALUE! | #VALUE! | 38
| Bosca Chile S.A. (Ingeniera De Combustion) | Spirit 550, Limit 450 and Classic 450, Spirit 500 | 3.6 | 467 | 207 | 11359-26100 | 6 | 11 | 11359 | 11359 | 18729.5 | 26100 | #REF! |  |  | 63% | Non Catalytic | Stove | 0.30408 | 0.6987 | 0.42374 | 0.6987 | #VALUE! | #REF! | #REF! | #REF! | 279
| Ceramiche Savio di Elio & C. s.n.c. | Catellante di Castellante and Real Castillo di Ague Model CS1 | 5.1 | 766 | 425 | 11200-40800 | 6 | 11 | 11200 | 13872 | 26000 | 40800 | #REF! |  |  | 63% | Non Catalytic | Stove | 0.27557 | 0.81051 | 0.43244 | 1.0039 | #VALUE! | #REF! | #REF! | #REF! | 363
| Ceramiche Savio di Elio & C. s.n.c. | Real Castelllo di Moncaueri/Castllo Della Venaria | 5.6 | 820 | 468 | 10100-24200 | 6 | 11 | 10100 | 10100 | 17150 | 24200 | #REF! |  |  | 63% | Non Catalytic | Stove | 0.51015 | 1.2223 | 0.71986 | 1.2223 | #VALUE! | #REF! | #REF! | #REF! | 535
| CFM Corporation | Aspen 1920 & Plymouth HWS10 | 4.3 | 635 | 318 | 9100-18000 | 5 | 10 | 9100 | 9100 | 13550 | 18000 | #REF! |  |  | 63% | Non Catalytic | Stove | 0.52665 | 1.0417 | 0.69961 | 1.0417 | #VALUE! | #REF! | #REF! | #REF! | 485
| CFM Corporation | CW2500X00, CW2500X02, JW2500X00,CJW2500X02, DW2500 and JW2500X10 | 4.7 | 728 | 397 | 9500-57800 | 5 | 10 | 9500 | 19652 | 33650 | 57800 | #REF! |  |  | 63% | Non Catalytic | Stove | 0.17927 | 0.52725 | 0.30792 | 1.0907 | #VALUE! | #REF! | #REF! | #REF! | 126
| CFM Corporation | DutchWest Large 2479 | 1.31 | 65 | 16 | 11300-26500 | 6 | 11 | 11300 | 11300 | 18900 | 26500 | #REF! |  |  | 63% | Non Catalytic | Stove | 0.10898 | 0.25558 | 0.1528 | 0.25558 | #VALUE! | #REF! | #REF! | #REF! | 16
| CFM Corporation | DutchWest Medium 2478 | 1.5 | 79 | 20 | 10600-25300 | 6 | 11 | 10600 | 10600 | 17950 | 25300 | #REF! |  |  | 63% | Non Catalytic | Stove | 0.13071 | 0.31197 | 0.18423 | 0.31197 | #VALUE! | #REF! | #REF! | #REF! | 28
| Eagle/Pioneer E90, PZ-90, Briarwood XE-90, XEI-90 | Eagle/Pioneer E90, PZ-90, Briarwood XE-90, XEI-90 | Eagle/Pioneer E90, PZ-90, Briarwood XE-90, XEI-90 | Eagle/Pioneer E90, PZ-90, Briarwood XE-90, XEI-90 | Eagle/Pioneer E90, PZ-90, Briarwood XE-90, XEI-90 | Eagle/Pioneer E90, PZ-90, Briarwood XE-90, XEI-90 | Eagle/Pioneer E90, PZ-90, Briarwood XE-90, XEI-90 | Eagle/Pioneer E90, PZ-90, Briarwood XE-90, XEI-90 | #VALUE! | #VALUE! | #VALUE! | #VALUE! | #VALUE! |  |  | 63% | Non Catalytic | Stove | #VALUE! | #VALUE! | #VALUE! | #VALUE! | #VALUE! | #VALUE! | #VALUE! | #VALUE! | 42
| Heat Pro C110 | Heat Pro C110 | Heat Pro C110 | Heat Pro C110 | Heat Pro C110 | Heat Pro C110 | Heat Pro C110 | Heat Pro C110 | #VALUE! | #VALUE! | #VALUE! | #VALUE! | #VALUE! |  |  | 63% | Non Catalytic | Stove | #VALUE! | #VALUE! | #VALUE! | #VALUE! | #VALUE! | #VALUE! | #VALUE! | #VALUE! | 156
| Heat Pro C210 | Heat Pro C210 | Heat Pro C210 | Heat Pro C210 | Heat Pro C210 | Heat Pro C210 | Heat Pro C210 | Heat Pro C210 | #VALUE! | #VALUE! | #VALUE! | #VALUE! | #VALUE! |  |  | 63% | Non Catalytic | Stove | #VALUE! | #VALUE! | #VALUE! | #VALUE! | #VALUE! | #VALUE! | #VALUE! | #VALUE! | 458
| Princess Insert Model PI 1010A | Princess Insert Model PI 1010A | Princess Insert Model PI 1010A | Princess Insert Model PI 1010A | Princess Insert Model PI 1010A | Princess Insert Model PI 1010A | #VALUE! | Princess Insert Model PI 1010A | #VALUE! | #VALUE! | #VALUE! | #VALUE! | #VALUE! |  |  | 72% | Catalytic | Insert | #VALUE! | #VALUE! | #VALUE! | #VALUE! | #VALUE! | #VALUE! | #VALUE! | #VALUE! | 15
| CFM Corporation | Vermont Castings Defiant 1610n | 2.9 | 295 | 96 | 10000-30000 | 6 | 11 | 10000 | 10200 | 20000 | 30000 | #REF! |  |  | 63% | Non Catalytic | Stove | 0.21311 | 0.62679 | 0.31966 | 0.63933 | #VALUE! | #REF! | #REF! | #REF! | 207
| CFM Corporation (Jacuzzi Leisure Products, Inc.) | Campbell/Jacuzzi CJW2000L02, JW2000L10, DW2000XXX and JW2000P10 | 4.4 | 660 | 338 | 12000-55100 | 6 | 11 | 12000 | 18734 | 33550 | 55100 | #REF! |  |  | 63% | Non Catalytic | Stove | 0.17605 | 0.51778 | 0.28913 | 0.80835 | #VALUE! | #REF! | #REF! | #REF! | 114
| CFM Corporation (Jacuzzi Leisure Products, Inc.) | Campbell/Jacuzzi FW300005-FW300009 & FW300019-FW300027, | 4.4 | 660 | 338 | 12000-55100 | 6 | 11 | 12000 | 18734 | 33550 | 55100 | #REF! |  |  | 63% | Non Catalytic | Stove | 0.17605 | 0.51778 | 0.28913 | 0.80835 | #VALUE! | #REF! | #REF! | #REF! | 114
| CFM Corporation (Jacuzzi Leisure Products, Inc.) | JW1500P10, FW1500, DW1500, JW1500L10 | 4.4 | 660 | 338 | 10300-29200 | 6 | 11 | 10300 | 10300 | 19750 | 29200 | #REF! |  |  | 63% | Non Catalytic | Stove | 0.3322 | 0.94176 | 0.49115 | 0.94176 | #VALUE! | #REF! | #REF! | #REF! | 443
| CFM Corporation (Jacuzzi Leisure Products, Inc.) | S27X/S28X & FW27 Series, CJW1500L02 | 4.4 | 660 | 338 | 10300-29200 | 6 | 11 | 10300 | 10300 | 19750 | 29200 | #REF! |  |  | 63% | Non Catalytic | Stove | 0.3322 | 0.94176 | 0.49115 | 0.94176 | #VALUE! | #REF! | #REF! | #REF! | 443
| CFM Corporation (Vermont Castings, Inc.) | 2370nn | 1 | 23 | 8 | 5700-18300 | 5 | 10 | 5700 | 6222 | 12000 | 18300 | #REF! |  |  | 72% | Catalytic | Stove | 0.12047 | 0.35432 | 0.18372 | 0.38677 | #VALUE! | #REF! | #REF! | #REF! | 59
| CFM Corporation (Vermont Castings, Inc.) | 2370nn | 3 | 322 | 134 | 10094-27550 | 6 | 11 | 10094 | 10094 | 18822 | 27550 | #REF! |  |  | 72% | Catalytic | Stove | 0.24006 | 0.65522 | 0.35138 | 0.65522 | #VALUE! | #REF! | #REF! | #REF! | 190
| CFM Corporation (Vermont Castings, Inc.) | Aspen Model 1920 | 6.3 | 861 | 507 | 10100-26400 | 6 | 11 | 10100 | 10100 | 18250 | 26400 | #REF! |  |  | 63% | Non Catalytic | Stove | 0.52609 | 1.3751 | 0.76104 | 1.3751 | #VALUE! | #REF! | #REF! | #REF! | 573
| CFM Corporation (Vermont Castings, Inc.) | C.D. Adirondack Wood Heater FA267CL | 3.7 | 501 | 196 | 8400-40000 | 5 | 10 | 8400 | 13600 | 24200 | 40000 | #REF! |  |  | 72% | Catalytic | Stove | 0.20392 | 0.59978 | 0.33706 | 0.97107 | #VALUE! | #REF! | #REF! | #REF! | 175
| CFM Corporation (Vermont Castings, Inc.) | C.D. Extra-Lg. Federal Convection Heater FA288CCL | 2.6 | 235 | 102 | 8400-38700 | 5 | 10 | 8400 | 13158 | 23550 | 38700 | #REF! |  |  | 72% | Catalytic | Stove | 0.14811 | 0.43562 | 0.24339 | 0.68237 | #VALUE! | #REF! | #REF! | #REF! | 84
| CFM Corporation (Vermont Castings, Inc.) | C.D. Federal "A Plus" FA224ACL | 3.5 | 432 | 177 | 7200-30000 | 5 | 10 | 7200 | 10200 | 18600 | 30000 | #REF! |  |  | 72% | Catalytic | Stove | 0.2572 | 0.75648 | 0.41484 | 1.0717 | #VALUE! | #REF! | #REF! | #REF! | 225
| CFM Corporation (Vermont Castings, Inc.) | C.D. Large Federal Box Heater FA209CL | 4.3 | 635 | 238 | 9000-25600 | 5 | 10 | 9000 | 9000 | 17300 | 25600 | #REF! |  |  | 72% | Catalytic | Stove | 0.3703 | 1.0533 | 0.54796 | 1.0533 | #VALUE! | #REF! | #REF! | #REF! | 262
| CFM Corporation (Vermont Castings, Inc.) | C.D. Lg. Fed. Convection Heater FA264CCL, FA264CCR | 1.6 | 86 | 29 | 6600-26700 | 5 | 10 | 6600 | 9078 | 16650 | 26700 | #REF! |  |  | 72% | Catalytic | Stove | 0.13211 | 0.38856 | 0.21185 | 0.53444 | #VALUE! | #REF! | #REF! | #REF! | 70
| CFM Corporation (Vermont Castings, Inc.) | C.D. Rocky Mountain Heater FA211CL | 2.9 | 295 | 128 | 6800-27800 | 5 | 10 | 6800 | 9452 | 17300 | 27800 | #REF! |  |  | 72% | Catalytic | Stove | 0.22997 | 0.6764 | 0.36955 | 0.94019 | #VALUE! | #REF! | #REF! | #REF! | 200
| CFM Corporation (Vermont Castings, Inc.) | C.D. Sequoia FA455 | 3.6 | 467 | 186 | 8700-60300 | 5 | 10 | 8700 | 20502 | 34500 | 60300 | #REF! |  |  | 72% | Catalytic | Stove | 0.13162 | 0.38711 | 0.23004 | 0.91224 | #VALUE! | #REF! | #REF! | #REF! | 68
| CFM Corporation (Vermont Castings, Inc.) | C.D. Small Federal Box Heater FA207CL | 4.3 | 635 | 238 | 6200-28000 | 5 | 10 | 6200 | 9520 | 17100 | 28000 | #REF! |  |  | 72% | Catalytic | Stove | 0.33856 | 0.99577 | 0.55437 | 1.529 | #VALUE! | #REF! | #REF! | #REF! | 253
| CFM Corporation (Vermont Castings, Inc.) | C.D. Small Federal Convection Heater FA224CCL | 2.8 | 283 | 119 | 7000-30600 | 5 | 10 | 7000 | 10404 | 18800 | 30600 | #REF! |  |  | 72% | Catalytic | Stove | 0.20173 | 0.59331 | 0.32834 | 0.88183 | #VALUE! | #REF! | #REF! | #REF! | 169
| CFM Corporation (Vermont Castings, Inc.) | Century/Dutchmaster FW and CDW | 1 | 23 | 6 | 11800-32300 | 6 | 11 | 11800 | 11800 | 22050 | 32300 | #REF! |  |  | 63% | Non Catalytic | Stove | 0.068253 | 0.18683 | 0.099981 | 0.18683 | #VALUE! | #REF! | #REF! | #REF! | 7
| CFM Corporation (Vermont Castings, Inc.) | Defiant 1910 & 1945 | 0.8 | 15 | 6 | 10600-44400 | 6 | 11 | 10600 | 15096 | 27500 | 44400 | #REF! |  |  | 72% | Catalytic | Stove | 0.039722 | 0.11683 | 0.064133 | 0.16638 | #VALUE! | #REF! | #REF! | #REF! | 4
| CFM Corporation (Vermont Castings, Inc.) | Defiant Encore | 0.6 | 7 | 4 | 6200-32900 | 5 | 10 | 6200 | 11186 | 19550 | 32900 | #REF! |  |  | 72% | Catalytic | Stove | 0.040205 | 0.11825 | 0.06766 | 0.21335 | #VALUE! | #REF! | #REF! | #REF! | 7
| CFM Corporation (Vermont Castings, Inc.) | Defiant Encore 2140 | 1.8 | 106 | 38 | 9000-41300 | 5 | 10 | 9000 | 14042 | 25150 | 41300 | #REF! |  |  | 72% | Catalytic | Stove | 0.096084 | 0.2826 | 0.15778 | 0.44092 | #VALUE! | #REF! | #REF! | #REF! | 35
| CFM Corporation (Vermont Castings, Inc.) | Defiant Encore 2550 (Formerly 2190) | 1.6 | 86 | 29 | 8700-41700 | 5 | 10 | 8700 | 14178 | 25200 | 41700 | #REF! |  |  | 72% | Catalytic | Stove | 0.084588 | 0.24879 | 0.13997 | 0.40544 | #VALUE! | #REF! | #REF! | #REF! | 21
| CFM Corporation (Vermont Castings, Inc.) | Dutchwest Extra Large Convection 2462 | 1.3 | 53 | 15 | 8300-28000 | 5 | 10 | 8300 | 9520 | 18150 | 28000 | #REF! |  |  | 72% | Catalytic | Stove | 0.10236 | 0.30105 | 0.1579 | 0.3453 | #VALUE! | #REF! | #REF! | #REF! | 44
| CFM Corporation (Vermont Castings, Inc.) | Dutchwest Large Convection Heater (Model 2461) | 1.41 | 71 | 23 | 10700-29500 | 6 | 11 | 10700 | 10700 | 20100 | 29500 | #REF! |  |  | 72% | Catalytic | Stove | 0.10537 | 0.29051 | 0.15465 | 0.29051 | #VALUE! | #REF! | #REF! | #REF! | 41
| CFM Corporation (Vermont Castings, Inc.) | Dutchwest Small Convection Heater #2460 | 1.1 | 36 | 10 | 6600-27300 | 5 | 10 | 6600 | 9282 | 16950 | 27300 | #REF! |  |  | 72% | Catalytic | Stove | 0.088829 | 0.26126 | 0.14307 | 0.36743 | #VALUE! | #REF! | #REF! | #REF! | 26
| CFM Corporation (Vermont Castings, Inc.) | Encore 1450 N/C | 0.7 | 11 | 1 | 10600-24050 | 6 | 11 | 10600 | 10600 | 17325 | 24050 | #REF! |  |  | 63% | Non Catalytic | Stove | 0.064167 | 0.14559 | 0.089074 | 0.14559 | #VALUE! | #REF! | #REF! | #REF! | 2
| CFM Corporation (Vermont Castings, Inc.) | EWF36 | 2.7 | 257 | 109 | 11800-68600 | 6 | 11 | 11800 | 23324 | 40200 | 68600 | #REF! |  |  | 72% | Catalytic | Stove | 0.086769 | 0.2552 | 0.14807 | 0.50444 | #VALUE! | #REF! | #REF! | #REF! | 24
| CFM Corporation (Vermont Castings, Inc.) | FA224 | 3.1 | 347 | 146 | 9100-34800 | 5 | 10 | 9100 | 11832 | 21950 | 34800 | #REF! |  |  | 72% | Catalytic | Stove | 0.19639 | 0.5776 | 0.31135 | 0.75101 | #VALUE! | #REF! | #REF! | #REF! | 160
| CFM Corporation (Vermont Castings, Inc.) | FA264 | 2.2 | 169 | 64 | 9500-31700 | 5 | 10 | 9500 | 10778 | 20600 | 31700 | #REF! |  |  | 72% | Catalytic | Stove | 0.153 | 0.45 | 0.23544 | 0.51054 | #VALUE! | #REF! | #REF! | #REF! | 94
| CFM Corporation (Vermont Castings, Inc.) | FA288 | 3.1 | 347 | 146 | 7800-29300 | 5 | 10 | 7800 | 9962 | 18550 | 29300 | #REF! |  |  | 72% | Catalytic | Stove | 0.23325 | 0.68603 | 0.36842 | 0.87618 | #VALUE! | #REF! | #REF! | #REF! | 205
| CFM Corporation (Vermont Castings, Inc.) | FA455 | 1.3 | 53 | 15 | 10400-26500 | 6 | 11 | 10400 | 10400 | 18450 | 26500 | #REF! |  |  | 72% | Catalytic | Stove | 0.10815 | 0.27557 | 0.15534 | 0.27557 | #VALUE! | #REF! | #REF! | #REF! | 31
| CFM Corporation (Vermont Castings, Inc.) | Intrepid II 1308 | 3.1 | 347 | 146 | 10200-22500 | 6 | 11 | 10200 | 10200 | 16350 | 22500 | #REF! |  |  | 72% | Catalytic | Stove | 0.30374 | 0.67002 | 0.41799 | 0.67002 | #VALUE! | #REF! | #REF! | #REF! | 197
| CFM Corporation (Vermont Castings, Inc.) | Intrepid II Model 1990 | 2.1 | 145 | 53 | 8300-26700 | 5 | 10 | 8300 | 9078 | 17500 | 26700 | #REF! |  |  | 72% | Catalytic | Stove | 0.17339 | 0.50998 | 0.26455 | 0.55779 | #VALUE! | #REF! | #REF! | #REF! | 127
| CFM Corporation (Vermont Castings, Inc.) | Intrepid II Model 2070 | 2.4 | 196 | 75 | 9200-19300 | 5 | 10 | 9200 | 9200 | 14250 | 19300 | #REF! |  |  | 72% | Catalytic | Stove | 0.27415 | 0.57511 | 0.3713 | 0.57511 | #VALUE! | #REF! | #REF! | #REF! | 158
| CFM Corporation (Vermont Castings, Inc.) | Intrepid Model 1640 | 3.3 | 393 | 152 | 8200-19500 | 5 | 10 | 8200 | 8200 | 13850 | 19500 | #REF! |  |  | 63% | Non Catalytic | Stove | 0.37308 | 0.88721 | 0.52528 | 0.88721 | #VALUE! | #REF! | #REF! | #REF! | 409
| CFM Corporation (Vermont Castings, Inc.) | Madison 1650 | 5.5 | 808 | 458 | 11400-31000 | 6 | 11 | 11400 | 11400 | 21200 | 31000 | #REF! |  |  | 63% | Non Catalytic | Stove | 0.39114 | 1.0636 | 0.57194 | 1.0636 | #VALUE! | #REF! | #REF! | #REF! | 495
| CFM Corporation (Vermont Castings, Inc.) | Madison Model 1655 | 3.3 | 393 | 152 | 11300-39700 | 6 | 11 | 11300 | 13498 | 25500 | 39700 | #REF! |  |  | 63% | Non Catalytic | Stove | 0.18325 | 0.53898 | 0.2853 | 0.64382 | #VALUE! | #REF! | #REF! | #REF! | 139
| CFM Corporation (Vermont Castings, Inc.) | Model 2170 | 2.1 | 145 | 53 | 9400-22800 | 5 | 10 | 9400 | 9400 | 16100 | 22800 | #REF! |  |  | 72% | Catalytic | Stove | 0.20305 | 0.49251 | 0.28755 | 0.49251 | #VALUE! | #REF! | #REF! | #REF! | 123
| CFM Corporation (Vermont Castings, Inc.) | Montpeliernn | 2.9 | 295 | 96 | 10094-27550 | 6 | 11 | 10094 | 10094 | 18822 | 27550 | #REF! |  |  | 63% | Non Catalytic | Stove | 0.23206 | 0.63338 | 0.33967 | 0.63338 | #VALUE! | #REF! | #REF! | #REF! | 213
| CFM Corporation (Vermont Castings, Inc.) | Resolute Acclaim (Model Number 2490) & TLWS1 | 3.4 | 415 | 168 | 9500-33900 | 5 | 10 | 9500 | 11526 | 21700 | 33900 | #REF! |  |  | 63% | Non Catalytic | Stove | 0.22111 | 0.65032 | 0.34542 | 0.78901 | #VALUE! | #REF! | #REF! | #REF! | 236
| CFM Corporation (Vermont Castings, Inc.) | Resolute Acclaim 0041 | 5.1 | 766 | 259 | 8700-30900 | 5 | 10 | 8700 | 10506 | 19800 | 30900 | #REF! |  |  | 72% | Catalytic | Stove | 0.36386 | 1.0702 | 0.56785 | 1.2923 | #VALUE! | #REF! | #REF! | #REF! | 264
| CFM Corporation (Vermont Castings, Inc.) | Seville 1630 | 6.3 | 861 | 507 | 12000-27300 | 6 | 11 | 12000 | 12000 | 19650 | 27300 | #REF! |  |  | 63% | Non Catalytic | Stove | 0.50875 | 1.1574 | 0.70681 | 1.1574 | #VALUE! | #REF! | #REF! | #REF! | 522
| CFM Corporation (Vermont Castings, Inc.) | Seville 1635 and 1600 Insert | 4.5 | 700 | 376 | 9900-30800 | 5 | 10 | 9900 | 10472 | 20350 | 30800 | #REF! |  |  | 63% | Non Catalytic | Insert | 0.3221 | 0.94735 | 0.4875 | 1.0021 | #VALUE! | #REF! | #REF! | #REF! | 453
| CFM Corporation (Vermont Castings, Inc.) | Seville Insert | 5.5 | 808 | 458 | 10200-27400 | 6 | 11 | 10200 | 10200 | 18800 | 27400 | #REF! |  |  | 63% | Non Catalytic | Insert | 0.44253 | 1.1887 | 0.64496 | 1.1887 | #VALUE! | #REF! | #REF! | #REF! | 530
| CFM Corporation (Vermont Castings, Inc.) | WinterWarm Fireplace Insert Model 1280 | 2.1 | 145 | 53 | 10300-30000 | 6 | 11 | 10300 | 10300 | 20150 | 30000 | #REF! |  |  | 72% | Catalytic | Insert | 0.15432 | 0.44948 | 0.22976 | 0.44948 | #VALUE! | #REF! | #REF! | #REF! | 92
| CFM Corporation (Vermont Castings, Inc.) | WinterWarm Small Insert (model 2370) | 4 | 571 | 225 | 9250-21500 | 5 | 10 | 9250 | 9250 | 15375 | 21500 | #REF! |  |  | 72% | Catalytic | Insert | 0.41016 | 0.95333 | 0.57355 | 0.95333 | #VALUE! | #REF! | #REF! | #REF! | 248
| CFM Corporation (Vermont Castings, Inc.) | WinterWarm Small Insert Model 2080 | 2.1 | 145 | 53 | 8700-31100 | 5 | 10 | 8700 | 10574 | 19900 | 31100 | #REF! |  |  | 72% | Catalytic | Insert | 0.14886 | 0.43783 | 0.23264 | 0.53214 | #VALUE! | #REF! | #REF! | #REF! | 88
| Consuming Fire, Inc. | Perfect Hearth | 3.4 | 415 | 168 | 11700-38100 | 6 | 11 | 11700 | 12954 | 24900 | 38100 | #REF! |  |  | 63% | Non Catalytic | Stove | 0.19673 | 0.57863 | 0.30103 | 0.64065 | #VALUE! | #REF! | #REF! | #REF! | 170
X | Country Flame Technologies, Inc. | B/A | 2 | 131 | 46 | 10400-55500 | 6 | 11 | 10400 | 18870 | 32950 | 55500 | #REF! |  |  | 72% | Catalytic | Stove | 0.079445 | 0.23366 | 0.13381 | 0.42396 | #VALUE! | #REF! | #REF! | #REF! | 20
X | Country Flame Technologies, Inc. | B-6, B-I | 4.6 | 721 | 248 | 9600-48200 | 5 | 10 | 9600 | 16388 | 28900 | 48200 | #REF! |  |  | 72% | Catalytic | Stove | 0.2104 | 0.61881 | 0.3509 | 1.0564 | #VALUE! | #REF! | #REF! | #REF! | 181
X | Country Flame Technologies, Inc. | BBF | 3 | 322 | 134 | 10500-51400 | 6 | 11 | 10500 | 17476 | 30950 | 51400 | #REF! |  |  | 72% | Catalytic | Stove | 0.12867 | 0.37845 | 0.21369 | 0.62988 | #VALUE! | #REF! | #REF! | #REF! | 67
X | Country Flame Technologies, Inc. | BBF-6, BBF-I | 3 | 322 | 134 | 9500-48600 | 5 | 10 | 9500 | 16524 | 29050 | 48600 | #REF! |  |  | 72% | Catalytic | Stove | 0.13609 | 0.40025 | 0.22767 | 0.69618 | #VALUE! | #REF! | #REF! | #REF! | 73
X | Country Flame Technologies, Inc. | Combo Airn OC | 7 | 907 | 550 | 9300-46400 | 5 | 10 | 9300 | 15776 | 27850 | 46400 | #REF! |  |  | 63% | Non Catalytic | Stove | 0.33259 | 0.9782 | 0.55411 | 1.6594 | #VALUE! | #REF! | #REF! | #REF! | 466
X | Country Flame Technologies, Inc. | E-1/90 | 1.7 | 102 | 36 | 9600-37800 | 5 | 10 | 9600 | 12852 | 23700 | 37800 | #REF! |  |  | 72% | Catalytic | Stove | 0.099148 | 0.29161 | 0.15813 | 0.3904 | #VALUE! | #REF! | #REF! | #REF! | 43
X | Country Flame Technologies, Inc. | E1-6, E1-I | 3.7 | 501 | 196 | 12400-55300 | 6 | 11 | 12400 | 18802 | 33850 | 55300 | #REF! |  |  | 72% | Catalytic | Stove | 0.1475 | 0.43384 | 0.24097 | 0.65782 | #VALUE! | #REF! | #REF! | #REF! | 83
X | Country Flame Technologies, Inc. | E-2 | 3.3 | 393 | 167 | 13000-34400 | 6 | 11 | 13000 | 13000 | 23700 | 34400 | #REF! |  |  | 72% | Catalytic | Stove | 0.21149 | 0.55963 | 0.30697 | 0.55963 | #VALUE! | #REF! | #REF! | #REF! | 149
X | Country Flame Technologies, Inc. | Inglenook INGW-02n | 4.4 | 660 | 338 | 11600-38000 | 6 | 11 | 11600 | 12920 | 24800 | 38000 | #REF! |  |  | 63% | Non Catalytic | Stove | 0.25527 | 0.75079 | 0.39114 | 0.83622 | #VALUE! | #REF! | #REF! | #REF! | 316
X | Country Flame Technologies, Inc. | NC-6D | 4.7 | 728 | 397 | 11700-54900 | 6 | 11 | 11700 | 18666 | 33300 | 54900 | #REF! |  |  | 63% | Non Catalytic | Stove | 0.18874 | 0.5551 | 0.31116 | 0.8856 | #VALUE! | #REF! | #REF! | #REF! | 151
X | Country Flame Technologies, Inc. | O-2 | 2.5 | 218 | 89 | 8000-30000 | 5 | 10 | 8000 | 10200 | 19000 | 30000 | #REF! |  |  | 72% | Catalytic | Stove | 0.18372 | 0.54034 | 0.29008 | 0.68893 | #VALUE! | #REF! | #REF! | #REF! | 141
X | Country Flame Technologies, Inc. | O-2/90 | 3 | 322 | 134 | 10800-34100 | 6 | 11 | 10800 | 11594 | 22450 | 34100 | #REF! |  |  | 72% | Catalytic | Stove | 0.19395 | 0.57045 | 0.2946 | 0.61238 | #VALUE! | #REF! | #REF! | #REF! | 156
X | Country Flame Technologies, Inc. | OV-21 | 4.2 | 619 | 303 | 11700-42200 | 6 | 11 | 11700 | 14348 | 26950 | 42200 | #REF! |  |  | 63% | Non Catalytic | Stove | 0.21941 | 0.64533 | 0.34357 | 0.79139 | #VALUE! | #REF! | #REF! | #REF! | 230
X | Country Flame Technologies, Inc. | OV-2100 | 4.1 | 594 | 283 | 11700-32700 | 6 | 11 | 11700 | 11700 | 22200 | 32700 | #REF! |  |  | 63% | Non Catalytic | Stove | 0.27642 | 0.77255 | 0.40715 | 0.77255 | #VALUE! | #REF! | #REF! | #REF! | 328
X | Country Flame Technologies, Inc. | OV-2600 | 3.5 | 432 | 181 | 11500-33600 | 6 | 11 | 11500 | 11500 | 22550 | 33600 | #REF! |  |  | 63% | Non Catalytic | Stove | 0.22964 | 0.67096 | 0.34218 | 0.67096 | #VALUE! | #REF! | #REF! | #REF! | 254
X | Country Flame Technologies, Inc. | OV-26BF-I | 3.7 | 501 | 230 | 11400-41300 | 6 | 11 | 11400 | 14042 | 26350 | 41300 | #REF! |  |  | 63% | Non Catalytic | Stove | 0.19751 | 0.5809 | 0.30956 | 0.71552 | #VALUE! | #REF! | #REF! | #REF! | 173
X | Country Flame Technologies, Inc. | OV-3000 | 2.9 | 295 | 96 | 11800-34000 | 6 | 11 | 11800 | 11800 | 22900 | 34000 | #REF! |  |  | 63% | Non Catalytic | Stove | 0.18804 | 0.5418 | 0.27918 | 0.5418 | #VALUE! | #REF! | #REF! | #REF! | 143
X | Country Flame Technologies, Inc. | Patriot | 6.9 | 900 | 543 | 11300-34000 | 6 | 11 | 11300 | 11560 | 22650 | 34000 | #REF! |  |  | 63% | Non Catalytic | Stove | 0.4474 | 1.3159 | 0.6716 | 1.3462 | #VALUE! | #REF! | #REF! | #REF! | 551
X | Country Flame Technologies, Inc. | R/90 | 1.5 | 79 | 27 | 10600-46800 | 6 | 11 | 10600 | 15912 | 28700 | 46800 | #REF! |  |  | 72% | Catalytic | Stove | 0.07066 | 0.20782 | 0.11522 | 0.31197 | #VALUE! | #REF! | #REF! | #REF! | 17
X | Country Flame Technologies, Inc. | R-6 | 3.3 | 393 | 167 | 13800-50700 | 6 | 11 | 13800 | 17238 | 32250 | 50700 | #REF! |  |  | 72% | Catalytic | Stove | 0.14349 | 0.42204 | 0.22559 | 0.52718 | #VALUE! | #REF! | #REF! | #REF! | 78
X | Country Flame Technologies, Inc. | S-6, S-I | 6.5 | 875 | 271 | 13100-48900 | 6 | 11 | 13100 | 16626 | 31000 | 48900 | #REF! |  |  | 72% | Catalytic | Stove | 0.29304 | 0.86189 | 0.46225 | 1.0939 | #VALUE! | #REF! | #REF! | #REF! | 240
X | Country Flame Technologies, Inc. | SBF/A | 3.6 | 467 | 186 | 8700-33600 | 5 | 10 | 8700 | 11424 | 21150 | 33600 | #REF! |  |  | 72% | Catalytic | Stove | 0.23621 | 0.69472 | 0.37525 | 0.91224 | #VALUE! | #REF! | #REF! | #REF! | 210
| Country Stoves, Inc. | Alpine | 3.53 | 465 | 205 | 11455-42445 | 6 | 11 | 11455 | 14431.3 | 26950 | 42445 | #REF! |  |  | 63% | Non Catalytic | Stove | 0.18335 | 0.53926 | 0.28876 | 0.67937 | #VALUE! | #REF! | #REF! | #REF! | 141
| Country Stoves, Inc. | C-240 and E-240 | 5.1 | 766 | 425 | 11500-36700 | 6 | 11 | 11500 | 12478 | 24100 | 36700 | #REF! |  |  | 63% | Non Catalytic | Stove | 0.30636 | 0.90106 | 0.46653 | 0.97769 | #VALUE! | #REF! | #REF! | #REF! | 416
| Country Stoves, Inc. | Canyon S310 | 3.2 | 376 | 141 | 11400-34900 | 6 | 11 | 11400 | 11866 | 23150 | 34900 | #REF! |  |  | 63% | Non Catalytic | Stove | 0.20214 | 0.59453 | 0.30474 | 0.61883 | #VALUE! | #REF! | #REF! | #REF! | 186
| Country Stoves, Inc. | Canyon ST310, C310, E310 | 3.5 | 432 | 181 | 11600-38800 | 6 | 11 | 11600 | 13192 | 25200 | 38800 | #REF! |  |  | 63% | Non Catalytic | Stove | 0.19887 | 0.5849 | 0.30619 | 0.66518 | #VALUE! | #REF! | #REF! | #REF! | 176
| Country Stoves, Inc. | Converter C-30, C-35 | 4 | 571 | 225 | 8000-49200 | 5 | 10 | 8000 | 16728 | 28600 | 49200 | #REF! |  |  | 72% | Catalytic | Stove | 0.17923 | 0.52716 | 0.30833 | 1.1023 | #VALUE! | #REF! | #REF! | #REF! | 134
| Country Stoves, Inc. | Legacy S260, C260, and E260 | 4.11 | 613 | 297 | 11800-48000 | 6 | 11 | 11800 | 16320 | 29900 | 48000 | #REF! |  |  | 63% | Non Catalytic | Stove | 0.18877 | 0.5552 | 0.30304 | 0.76787 | #VALUE! | #REF! | #REF! | #REF! | 152
| Country Stoves, Inc. | Performer S180, C180, E180 | 6.6 | 884 | 529 | 11400-38700 | 6 | 11 | 11400 | 13158 | 25050 | 38700 | #REF! |  |  | 63% | Non Catalytic | Stove | 0.37598 | 1.1058 | 0.58085 | 1.2763 | #VALUE! | #REF! | #REF! | #REF! | 514
| Country Stoves, Inc. | Performer S210, SS210, ST210, C210 & E210 | 4.2 | 619 | 303 | 9500-36100 | 5 | 10 | 9500 | 12274 | 22800 | 36100 | #REF! |  |  | 63% | Non Catalytic | Stove | 0.25649 | 0.75438 | 0.40611 | 0.97466 | #VALUE! | #REF! | #REF! | #REF! | 318
| Country Stoves, Inc. | Starlite C-20, C-21 | 9.6 | 961 | 604 | 7700-43500 | 5 | 10 | 7700 | 14790 | 25600 | 43500 | #REF! |  |  | 63% | Non Catalytic | Stove | 0.48653 | 1.431 | 0.82672 | 2.7486 | #VALUE! | #REF! | #REF! | #REF! | 584
| Country Stoves, Inc. | Starlite C-20, C-21 | 9.6 | 961 | 604 | 7700-43500 | 5 | 10 | 7700 | 14790 | 25600 | 43500 | #REF! |  |  | 63% | Non Catalytic | Stove | 0.48653 | 1.431 | 0.82672 | 2.7486 | #VALUE! | #REF! | #REF! | #REF! | 584
| Country Stoves, Inc. | STRIKER S130, C-50L, C130, CA-50, CA-50L, CA-55 | 5.6 | 820 | 468 | 9300-43600 | 5 | 10 | 9300 | 14824 | 26450 | 43600 | #REF! |  |  | 63% | Non Catalytic | Stove | 0.28316 | 0.83282 | 0.46676 | 1.3275 | #VALUE! | #REF! | #REF! | #REF! | 384
| Country Stoves, Inc. | Striker S160 and C160 | 1.6 | 86 | 22 | 12500-41200 | 6 | 11 | 12500 | 14008 | 26850 | 41200 | #REF! |  |  | 63% | Non Catalytic | Stove | 0.085615 | 0.25181 | 0.13137 | 0.28219 | #VALUE! | #REF! | #REF! | #REF! | 14
| Country Stoves, Inc. | T-Top C-40, C-45, C-46 | 5.7 | 824 | 472 | 10700-40900 | 6 | 11 | 10700 | 13906 | 25800 | 40900 | #REF! |  |  | 63% | Non Catalytic | Stove | 0.30724 | 0.90365 | 0.48706 | 1.1744 | #VALUE! | #REF! | #REF! | #REF! | 419
| Country Stoves, Inc. | T-TOP S 240 | 4.9 | 746 | 407 | 11300-42700 | 6 | 11 | 11300 | 14518 | 27000 | 42700 | #REF! |  |  | 63% | Non Catalytic | Stove | 0.25299 | 0.74407 | 0.40009 | 0.95597 | #VALUE! | #REF! | #REF! | #REF! | 309
| Country Stoves, Inc. | Winslow PS40 and PI40 | 1.14 | 43 | 19 | 7476-21343 | 5 | 10 | 7476 | 7476 | 14409.5 | 21343 | #REF! |  |  | 78% | Pellet | Stove | 0.11775 | 0.33617 | 0.17441 | 0.33617 | #VALUE! | #REF! | #REF! | #REF! | 51
X | CRD Precision Fabricators Inc. (Chippewa) | Energy King Legacy 1600 | 7 | 907 | 550 | 11700-23100 | 6 | 11 | 11700 | 11700 | 17400 | 23100 | #REF! |  |  | 63% | Non Catalytic | Stove | 0.66806 | 1.319 | 0.8869 | 1.319 | #VALUE! | #REF! | #REF! | #REF! | 552
X | CRD Precision Fabricators Inc. (Chippewa) | Energy King Legacy 1650 | 3.7 | 501 | 230 | 11400-41300 | 6 | 11 | 11400 | 14042 | 26350 | 41300 | #REF! |  |  | 63% | Non Catalytic | Stove | 0.19751 | 0.5809 | 0.30956 | 0.71552 | #VALUE! | #REF! | #REF! | #REF! | 173
X | CRD Precision Fabricators Inc. (Chippewa) | Energy King Legacy 2100 | 3.2 | 376 | 141 | 11000-31100 | 6 | 11 | 11000 | 11000 | 21050 | 31100 | #REF! |  |  | 63% | Non Catalytic | Stove | 0.22684 | 0.64133 | 0.33514 | 0.64133 | #VALUE! | #REF! | #REF! | #REF! | 224
X | CRD Precision Fabricators Inc. (Chippewa) | Energy King Legacy 2150 | 2.9 | 295 | 96 | 11800-34000 | 6 | 11 | 11800 | 11800 | 22900 | 34000 | #REF! |  |  | 63% | Non Catalytic | Stove | 0.18804 | 0.5418 | 0.27918 | 0.5418 | #VALUE! | #REF! | #REF! | #REF! | 143
X | CRD Precision Fabricators Inc. (Chippewa) | Energy King Legacy 900 | 6.5 | 875 | 521 | 10200-30800 | 6 | 11 | 10200 | 10472 | 20500 | 30800 | #REF! |  |  | 63% | Non Catalytic | Stove | 0.46525 | 1.3684 | 0.69901 | 1.4049 | #VALUE! | #REF! | #REF! | #REF! | 566
X | CRD Precision Fabricators Inc. (Chippewa) | Energy King Legacy 950 | 4.2 | 619 | 303 | 11700-42200 | 6 | 11 | 11700 | 14348 | 26950 | 42200 | #REF! |  |  | 63% | Non Catalytic | Stove | 0.21941 | 0.64533 | 0.34357 | 0.79139 | #VALUE! | #REF! | #REF! | #REF! | 230
X | Dansons Incorporated | Model HR-2 | 0.9 | 18 | 8 | 10500-33400 | 6 | 11 | 10500 | 11356 | 21950 | 33400 | #REF! |  |  | 78% | Pellet | Stove | 0.059405 | 0.17472 | 0.090393 | 0.18896 | #VALUE! | #REF! | #REF! | #REF! | 15
X | Dansons, Incorporated | Eclipse | 1 | 23 | 11 | 7800-33100 | 5 | 10 | 7800 | 11254 | 20450 | 33100 | #REF! |  |  | 78% | Pellet | Stove | 0.066604 | 0.19589 | 0.1078 | 0.28264 | #VALUE! | #REF! | #REF! | #REF! | 20
X | Dell Point Technologies | DC 2000, Europa | 0.6 | 7 | 4 | 10400-24100 | 6 | 11 | 10400 | 10400 | 17250 | 24100 | #REF! |  |  | 78% | Pellet | Stove | 0.054886 | 0.12719 | 0.076681 | 0.12719 | #VALUE! | #REF! | #REF! | #REF! | 4
X | Derco, Inc./Grizzly Stoves | Little Blazer FP-20 | 4.7 | 728 | 250 | 7200-28400 | 5 | 10 | 7200 | 9656 | 17800 | 28400 | #REF! |  |  | 72% | Catalytic | Stove | 0.36484 | 1.0731 | 0.58211 | 1.4391 | #VALUE! | #REF! | #REF! | #REF! | 266
X | Derco, Inc./Grizzly Stoves | Little Blazer FP-20 | 4.7 | 728 | 250 | 7200-28400 | 5 | 10 | 7200 | 9656 | 17800 | 28400 | #REF! |  |  | 72% | Catalytic | Stove | 0.36484 | 1.0731 | 0.58211 | 1.4391 | #VALUE! | #REF! | #REF! | #REF! | 266
X | Derco, Inc./Grizzly Stoves | Super Achiever FPI-2-LEX | 2.4 | 196 | 75 | 9800-34200 | 5 | 10 | 9800 | 11628 | 22000 | 34200 | #REF! |  |  | 72% | Catalytic | Stove | 0.15471 | 0.45502 | 0.2405 | 0.5399 | #VALUE! | #REF! | #REF! | #REF! | 98
X | Deville | Deville 7794 - Comfort | 6.9 | 900 | 543 | 11300-35100 | 6 | 11 | 11300 | 11934 | 23200 | 35100 | #REF! |  |  | 63% | Non Catalytic | Stove | 0.43338 | 1.2746 | 0.65567 | 1.3462 | #VALUE! | #REF! | #REF! | #REF! | 539
X | Dovre, Inc. | Heirloom 300 HC | 4.5 | 700 | 244 | 11600-45100 | 6 | 11 | 11600 | 15334 | 28350 | 45100 | #REF! |  |  | 72% | Catalytic | Stove | 0.21997 | 0.64697 | 0.34993 | 0.85523 | #VALUE! | #REF! | #REF! | #REF! | 188
X | Dovre, Inc. | Horizon 500 CC | 2.9 | 295 | 128 | 10300-33800 | 6 | 11 | 10300 | 11492 | 22050 | 33800 | #REF! |  |  | 72% | Catalytic | Stove | 0.18915 | 0.55633 | 0.28995 | 0.62071 | #VALUE! | #REF! | #REF! | #REF! | 147
X | Dovre, Inc. | Horizon 500 CC | 3.6 | 467 | 186 | 8300-28000 | 5 | 10 | 8300 | 9520 | 18150 | 28000 | #REF! |  |  | 72% | Catalytic | Stove | 0.28345 | 0.83367 | 0.43727 | 0.95621 | #VALUE! | #REF! | #REF! | #REF! | 236
X | Dovre, Incorporated | Heirloom 390 | 2.8 | 283 | 119 | 9100-31800 | 5 | 10 | 9100 | 10812 | 20450 | 31800 | #REF! |  |  | 72% | Catalytic | Stove | 0.19411 | 0.57092 | 0.30185 | 0.67833 | #VALUE! | #REF! | #REF! | #REF! | 157
| England's Stove Works, Inc. | 10-CPM, 49-TRCPM, 49-SHCPM | 1.6 | 86 | 37 | 10455-24566 | 6 | 11 | 10455 | 10455 | 17510.5 | 24566 | #REF! |  |  | 78% | Pellet | Stove | 0.14359 | 0.33738 | 0.20144 | 0.33738 | #VALUE! | #REF! | #REF! | #REF! | 53
| England's Stove Works, Inc. | 13-NCMH, 50-SNC13, | 2.35 | 194 | 55 | 11579-32017 | 6 | 11 | 11579 | 11579 | 21798 | 32017 | #REF! |  |  | 63% | Non Catalytic | Stove | 0.16181 | 0.44743 | 0.23767 | 0.44743 | #VALUE! | #REF! | #REF! | #REF! | 78
| England's Stove Works, Inc. | 17-VL | 4.3 | 635 | 318 | 12791-43520 | 6 | 11 | 12791 | 14796.8 | 28155.5 | 43520 | #REF! |  |  | 63% | Non Catalytic | Stove | 0.21782 | 0.64066 | 0.33669 | 0.74112 | #VALUE! | #REF! | #REF! | #REF! | 222
| England's Stove Works, Inc. | 17-VL | 4.3 | 635 | 318 | 11875-19238 | 6 | 11 | 11875 | 11875 | 15556.5 | 19238 | #REF! |  |  | 63% | Non Catalytic | Stove | 0.49276 | 0.79829 | 0.60937 | 0.79829 | #VALUE! | #REF! | #REF! | #REF! | 352
| England's Stove Works, Inc. | 22 PIC | 5.1 | 766 | 259 | 9000-30200 | 5 | 10 | 9000 | 10268 | 19600 | 30200 | #REF! |  |  | 72% | Catalytic | Stove | 0.3723 | 1.095 | 0.57364 | 1.2493 | #VALUE! | #REF! | #REF! | #REF! | 269
| England's Stove Works, Inc. | 24 ACD | 2.7 | 257 | 109 | 9000-20100 | 5 | 10 | 9000 | 9000 | 14550 | 20100 | #REF! |  |  | 72% | Catalytic | Stove | 0.29614 | 0.66138 | 0.4091 | 0.66138 | #VALUE! | #REF! | #REF! | #REF! | 192
| England's Stove Works, Inc. | 25-EP, 55-TRPEP, 55SHPEP | 1.43 | 75 | 32 | 10700-25100 | 6 | 11 | 10700 | 10700 | 17900 | 25100 | #REF! |  |  | 78% | Pellet | Stove | 0.1256 | 0.29463 | 0.17612 | 0.29463 | #VALUE! | #REF! | #REF! | #REF! | 34
| England's Stove Works, Inc. | 30-NC, 50-TNC30L, 50-TNC30G | 1.63 | 100 | 25 | 11950-28337 | 6 | 11 | 11950 | 11950 | 20143.5 | 28337 | #REF! |  |  | 63% | Non Catalytic | Stove | 0.12681 | 0.30071 | 0.17839 | 0.30071 | #VALUE! | #REF! | #REF! | #REF! | 25
| England's Stove Works, Inc. | 50-TNC Timber Ridge 13-NCI/50-TNC131 (Insert) | 2.6 | 235 | 66 | 10000-29200 | 6 | 11 | 10000 | 10000 | 19600 | 29200 | #REF! |  |  | 63% | Non Catalytic | Insert | 0.1963 | 0.57319 | 0.29245 | 0.57319 | #VALUE! | #REF! | #REF! | #REF! | 164
| England's Stove Works, Inc. | Englander 13-NC Summers Heat,50-snc Golden Eagle | 2.6 | 235 | 66 | 10000-29200 | 6 | 11 | 10000 | 10000 | 19600 | 29200 | #REF! |  |  | 63% | Non Catalytic | Stove | 0.1963 | 0.57319 | 0.29245 | 0.57319 | #VALUE! | #REF! | #REF! | #REF! | 164
| England's Stove Works, Inc. | Englander 25-PDV, Summers Heat 55SHP22, and Timber Ridge 55TRP22 Pellet | 2.6 | 235 | 69 | 10700-24500 | 6 | 11 | 10700 | 10700 | 17600 | 24500 | #REF! |  |  | 78% | Pellet | Stove | 0.23396 | 0.53569 | 0.32568 | 0.53569 | #VALUE! | #REF! | #REF! | #REF! | 68
| England's Stove Works, Inc. | Englander Econo Radiant 18PC | 3.6 | 467 | 186 | 8500-31000 | 5 | 10 | 8500 | 10540 | 19750 | 31000 | #REF! |  |  | 72% | Catalytic | Stove | 0.25602 | 0.75299 | 0.40185 | 0.93371 | #VALUE! | #REF! | #REF! | #REF! | 223
| England's Stove Works, Inc. | Englander Fireplace Insert 28JC | 4.4 | 660 | 243 | 8400-29100 | 5 | 10 | 8400 | 9894 | 18750 | 29100 | #REF! |  |  | 72% | Catalytic | Insert | 0.33334 | 0.98041 | 0.51734 | 1.1548 | #VALUE! | #REF! | #REF! | #REF! | 251
| England's Stove Works, Inc. | Englander Freestanding Radiant 24FC | 2.4 | 196 | 75 | 7200-35600 | 5 | 10 | 7200 | 12104 | 21400 | 35600 | #REF! |  |  | 72% | Catalytic | Stove | 0.14862 | 0.43713 | 0.24724 | 0.73486 | #VALUE! | #REF! | #REF! | #REF! | 86
| England's Stove Works, Inc. | Englander Front Loading Fireplace 28IC | 2.5 | 218 | 89 | 8200-24400 | 5 | 10 | 8200 | 8296 | 16300 | 24400 | #REF! |  |  | 72% | Catalytic | Stove | 0.22588 | 0.66435 | 0.33813 | 0.67213 | #VALUE! | #REF! | #REF! | #REF! | 194
| England's Stove Works, Inc. | Englander Front Loading Space Saver 28CC | 2.7 | 257 | 109 | 7900-25500 | 5 | 10 | 7900 | 8670 | 16700 | 25500 | #REF! |  |  | 72% | Catalytic | Stove | 0.23343 | 0.68655 | 0.35643 | 0.75347 | #VALUE! | #REF! | #REF! | #REF! | 209
| England's Stove Works, Inc. | Model 18 PC | 2.2 | 169 | 64 | 8700-26400 | 5 | 10 | 8700 | 8976 | 17550 | 26400 | #REF! |  |  | 72% | Catalytic | Stove | 0.18372 | 0.54034 | 0.27636 | 0.55748 | #VALUE! | #REF! | #REF! | #REF! | 141
| England's Stove Works, Inc. | Model 18M-H | 2 | 131 | 46 | 7800-26900 | 5 | 10 | 7800 | 9146 | 17350 | 26900 | #REF! |  |  | 72% | Catalytic | Stove | 0.16391 | 0.48209 | 0.25413 | 0.56528 | #VALUE! | #REF! | #REF! | #REF! | 108
| England's Stove Works, Inc. | Model 24IC | 2.6 | 235 | 102 | 10200-27100 | 6 | 11 | 10200 | 10200 | 18650 | 27100 | #REF! |  |  | 72% | Catalytic | Stove | 0.21151 | 0.56195 | 0.30734 | 0.56195 | #VALUE! | #REF! | #REF! | #REF! | 151
| England's Stove Works, Inc. | Pellet Fuel Burning Room Heater n Model 25-PDCV/55-SHP10/55-TRP10 | 3.1 | 347 | 73 | 8200-22400 | 5 | 10 | 8200 | 8200 | 15300 | 22400 | #REF! |  |  | 78% | Pellet | Stove | 0.3051 | 0.83344 | 0.44668 | 0.83344 | #VALUE! | #REF! | #REF! | #REF! | 79
| England's Stove Works, Inc. | Summers Heat Model 50-SHW20n Englander Model 24JC | 2.1 | 145 | 53 | 7200-28600 | 5 | 10 | 7200 | 9724 | 17900 | 28600 | #REF! |  |  | 72% | Catalytic | Stove | 0.16188 | 0.4761 | 0.25864 | 0.643 | #VALUE! | #REF! | #REF! | #REF! | 104
| England's Stove Works, Inc. | Summers Heat Model 50-SHW22n Englander Model 24-AC/FC | 3.8 | 518 | 205 | 9100-25400 | 5 | 10 | 9100 | 9100 | 17250 | 25400 | #REF! |  |  | 72% | Catalytic | Stove | 0.32982 | 0.9206 | 0.48565 | 0.9206 | #VALUE! | #REF! | #REF! | #REF! | 247
| England's Stove Works, Inc. | Summers Heat Model 50-SHW25n Englander Model 24ICD | 2.4 | 196 | 75 | 5400-17400 | 5 | 10 | 5400 | 5916 | 11400 | 17400 | #REF! |  |  | 72% | Catalytic | Stove | 0.30408 | 0.89436 | 0.46412 | 0.97982 | #VALUE! | #REF! | #REF! | #REF! | 243
X | Eureka Heating PTY Limited | Emerald | 4.4 | 660 | 338 | 11000-35500 | 6 | 11 | 11000 | 12070 | 23250 | 35500 | #REF! |  |  | 63% | Non Catalytic | Stove | 0.27324 | 0.80366 | 0.41721 | 0.88183 | #VALUE! | #REF! | #REF! | #REF! | 355
X | Evergreen Marketing, Inc. | Mohawk 60A | 3.8 | 518 | 205 | 4700-14300 | 5 | 10 | 4700 | 4862 | 9500 | 14300 | #REF! |  |  | 72% | Catalytic | Stove | 0.58583 | 1.723 | 0.88183 | 1.7824 | #VALUE! | #REF! | #REF! | #REF! | 272
X | Evergreen Metal Products Inc. | Schrader Pelletmiser 905-P | 1 | 23 | 11 | 11000-32700 | 6 | 11 | 11000 | 11118 | 21850 | 32700 | #REF! |  |  | 78% | Pellet | Stove | 0.067419 | 0.19829 | 0.1009 | 0.20042 | #VALUE! | #REF! | #REF! | #REF! | 23
X | F. Huemer Ges. M.B.H. | Austroflamm Wega II | 1.3 | 53 | 25 | 8500-42000 | 5 | 10 | 8500 | 14280 | 25250 | 42000 | #REF! |  |  | 78% | Pellet | Stove | 0.068237 | 0.2007 | 0.1135 | 0.33717 | #VALUE! | #REF! | #REF! | #REF! | 25
| Fireplace Products International Limited | F1100S, I1100S I1200S , HI200, CS1200, CI1200, CI1250 Small Wood Stove & Insert | 3 | 322 | 117 | 10600-34700 | 6 | 11 | 10600 | 11798 | 22650 | 34700 | #REF! |  |  | 63% | Non Catalytic | Insert | 0.1906 | 0.56058 | 0.292 | 0.62394 | #VALUE! | #REF! | #REF! | #REF! | 159
| Fireplace Products International Limited | F1100S, I1100S, F1100S-1 Small Wood Stove & Insert | 3.8 | 518 | 238 | 09400-38700 | 6 | 11 | 9400 | 13158 | 24050 | 38700 | #REF! |  |  | 63% | Non Catalytic | Insert | 0.21647 | 0.63668 | 0.34833 | 0.89122 | #VALUE! | #REF! | #REF! | #REF! | 216
| Fireplace Products International Limited | F2000M Medium Wood Stove | 7.1 | 925 | 568 | 11800-34200 | 6 | 11 | 11800 | 11800 | 23000 | 34200 | #REF! |  |  | 63% | Non Catalytic | Stove | 0.45768 | 1.3265 | 0.68055 | 1.3265 | #VALUE! | #REF! | #REF! | #REF! | 558
| Fireplace Products International Limited | F2100M, I2100M Medium Wood Stove & insert | 3.8 | 518 | 238 | 11700-38700 | 6 | 11 | 11700 | 13158 | 25200 | 38700 | #REF! |  |  | 63% | Non Catalytic | Insert | 0.21647 | 0.63668 | 0.33244 | 0.71602 | #VALUE! | #REF! | #REF! | #REF! | 216
| Fireplace Products International Limited | F2100MI | 3.9 | 548 | 253 | 11300-38800 | 6 | 11 | 11300 | 13192 | 25050 | 38800 | #REF! |  |  | 63% | Non Catalytic | Stove | 0.22159 | 0.65175 | 0.34323 | 0.76087 | #VALUE! | #REF! | #REF! | #REF! | 240
| Fireplace Products International Limited | F2400M, I2400M, S2400, HI300, CC75, CS2400 Medium Wood Stove & Insert | 3.44 | 430 | 179 | 12000-36800 | 6 | 11 | 12000 | 12512 | 24400 | 36800 | #REF! |  |  | 63% | Non Catalytic | Insert | 0.20608 | 0.60612 | 0.31081 | 0.63198 | #VALUE! | #REF! | #REF! | #REF! | 191
| Fireplace Products International Limited | F3100L, I3100L Large Wood Stove & Insert | 4.19 | 618 | 302 | 11900-42900 | 6 | 11 | 11900 | 14586 | 27400 | 42900 | #REF! |  |  | 63% | Non Catalytic | Insert | 0.21532 | 0.63329 | 0.33712 | 0.77624 | #VALUE! | #REF! | #REF! | #REF! | 212
| Fireplace Products International Limited | F5100 | 1.46 | 78 | 26 | 11738-41982 | 6 | 11 | 11738 | 14273.88 | 26860 | 41982 | #REF! |  |  | 63% | Catalytic | Stove | 0.076668 | 0.2255 | 0.11983 | 0.27421 | #VALUE! | #REF! | #REF! | #REF! | 18
| Fireplace Products International Limited | FP90, EX90, R90 Wood Fireplace | 3.78 | 517 | 237 | 11700-42300 | 6 | 11 | 11700 | 14382 | 27000 | 42300 | #REF! |  |  | 63% | Non Catalytic | Stove | 0.19701 | 0.57943 | 0.30864 | 0.71225 | #VALUE! | #REF! | #REF! | #REF! | 172
| Fireplace Products International Limited | GC60, GCI60 Hampton Cast Pellet Stove & Insert | 2 | 131 | 54 | 9363-45478 | 5 | 10 | 9363 | 15462.52 | 27420.5 | 45478 | #REF! |  |  | 78% | Pellet | Insert | 0.096952 | 0.28515 | 0.1608 | 0.47091 | #VALUE! | #REF! | #REF! | #REF! | 32
| Fireplace Products International Limited | GF55, GFI55 Regency Greenfire Pellet Stove & Insert | 1.96 | 126 | 49 | 6500-40000 | 5 | 10 | 6500 | 13600 | 23250 | 40000 | #REF! |  |  | 78% | Pellet | Insert | 0.10802 | 0.31772 | 0.18585 | 0.66477 | #VALUE! | #REF! | #REF! | #REF! | 43
| Fireplace Products International Limited | H200 Cast Wood Stove | 3.9 | 548 | 253 | 10900-19400 | 6 | 11 | 10900 | 10900 | 15150 | 19400 | #REF! |  |  | 63% | Non Catalytic | Stove | 0.44319 | 0.7888 | 0.56752 | 0.7888 | #VALUE! | #REF! | #REF! | #REF! | 343
| Fireplace Products International Limited | H2100M Hearth Heater | 3.5 | 432 | 181 | 10800-46900 | 6 | 11 | 10800 | 15946 | 28850 | 46900 | #REF! |  |  | 63% | Non Catalytic | Stove | 0.16452 | 0.48389 | 0.26745 | 0.71445 | #VALUE! | #REF! | #REF! | #REF! | 96
| Fireplace Products International Limited | H300 Cast Wood Stove | 4.2 | 619 | 303 | 10600-28500 | 6 | 11 | 10600 | 10600 | 19550 | 28500 | #REF! |  |  | 63% | Non Catalytic | Stove | 0.32489 | 0.87352 | 0.47362 | 0.87352 | #VALUE! | #REF! | #REF! | #REF! | 402
| Fireplace Products International Limited | I2000M14 Wood Insert | 4.5 | 700 | 376 | 11200-42700 | 6 | 11 | 11200 | 14518 | 26950 | 42700 | #REF! |  |  | 63% | Non Catalytic | Insert | 0.23233 | 0.68333 | 0.36811 | 0.88577 | #VALUE! | #REF! | #REF! | #REF! | 266
| Fireplace Products International Limited | R14-2 | 5 | 756 | 417 | 11500-37500 | 6 | 11 | 11500 | 12750 | 24500 | 37500 | #REF! |  |  | 63% | Non Catalytic | Stove | 0.29394 | 0.86454 | 0.44992 | 0.95852 | #VALUE! | #REF! | #REF! | #REF! | 396
| Fireplace Products International Limited | R-16 Wood Insert | 6.6 | 884 | 529 | 11100-32900 | 6 | 11 | 11100 | 11186 | 22000 | 32900 | #REF! |  |  | 63% | Non Catalytic | Insert | 0.44226 | 1.3008 | 0.66138 | 1.3108 | #VALUE! | #REF! | #REF! | #REF! | 547
| Fireplace Products International Limited | R3, RA3, R9 Wood Stove | 4.2 | 619 | 303 | 11200-35500 | 6 | 11 | 11200 | 12070 | 23350 | 35500 | #REF! |  |  | 63% | Non Catalytic | Stove | 0.26082 | 0.76713 | 0.39654 | 0.82672 | #VALUE! | #REF! | #REF! | #REF! | 327
| Fireplace Products International Limited | R6,RA6,RA8 Wood Stoves | 3.9 | 548 | 253 | 11500-59000 | 6 | 11 | 11500 | 20060 | 35250 | 59000 | #REF! |  |  | 63% | Non Catalytic | Stove | 0.14573 | 0.42861 | 0.24391 | 0.74764 | #VALUE! | #REF! | #REF! | #REF! | 65
| Fireplace Products International Limited | R7, RA7, R5 Small Wood Stove | 8.3 | 957 | 600 | 5900-33500 | 5 | 10 | 5900 | 11390 | 19700 | 33500 | #REF! |  |  | 63% | Non Catalytic | Stove | 0.54621 | 1.6065 | 0.92884 | 3.1014 | #VALUE! | #REF! | #REF! | #REF! | 596
| Fireplace Products International Limited | Z2500L Wood Fireplace | 5.2 | 784 | 437 | 10600-39700 | 6 | 11 | 10600 | 13498 | 25150 | 39700 | #REF! |  |  | 63% | Non Catalytic | Stove | 0.28876 | 0.8493 | 0.45582 | 1.0815 | #VALUE! | #REF! | #REF! | #REF! | 393
| Fireplace Xtrodinair (FPX) by Travis Industries, Inc | 33 Elite | 4.1 | 594 | 283 | 11300-33400 | 6 | 11 | 11300 | 11356 | 22350 | 33400 | #REF! |  |  | 63% | Non Catalytic | Stove | 0.27062 | 0.79595 | 0.40442 | 0.79989 | #VALUE! | #REF! | #REF! | #REF! | 348
| Fireplace Xtrodinair (FPX) by Travis Industries, Inc | 36 Elite | 2.3 | 182 | 71 | 11900-47100 | 6 | 11 | 11900 | 16014 | 29500 | 47100 | #REF! |  |  | 72% | Catalytic | Stove | 0.10765 | 0.31663 | 0.17188 | 0.4261 | #VALUE! | #REF! | #REF! | #REF! | 49
| Fireplace Xtrodinair (FPX) by Travis Industries, Inc | 44 Elite | 2.5 | 218 | 89 | 11000-45300 | 6 | 11 | 11000 | 15402 | 28150 | 45300 | #REF! |  |  | 72% | Catalytic | Stove | 0.12167 | 0.35784 | 0.19579 | 0.50104 | #VALUE! | #REF! | #REF! | #REF! | 62
| Foundries du Lion S.A. | Efel Harmony 386.75 | 3.8 | 518 | 205 | 7100-51000 | 5 | 10 | 7100 | 17340 | 29050 | 51000 | #REF! |  |  | 72% | Catalytic | Stove | 0.16426 | 0.48313 | 0.28838 | 1.1799 | #VALUE! | #REF! | #REF! | #REF! | 110
| Foundries du Lion S.A. | Efel Symphony 387.74 | 5.1 | 766 | 259 | 10600-49700 | 6 | 11 | 10600 | 16898 | 30150 | 49700 | #REF! |  |  | 72% | Catalytic | Stove | 0.22623 | 0.66537 | 0.37291 | 1.0607 | #VALUE! | #REF! | #REF! | #REF! | 195
| Foundries du Lion S.A. | Efel Symphony 390.74 | 1.8 | 106 | 38 | 10700-33000 | 6 | 11 | 10700 | 11220 | 21850 | 33000 | #REF! |  |  | 72% | Catalytic | Stove | 0.12025 | 0.35368 | 0.18161 | 0.37086 | #VALUE! | #REF! | #REF! | #REF! | 57
| Foundries du Lion S.A. | Harmony I | 4.4 | 660 | 338 | 11800-55000 | 6 | 11 | 11800 | 18700 | 33400 | 55000 | #REF! |  |  | 63% | Non Catalytic | Stove | 0.17637 | 0.51873 | 0.29042 | 0.82205 | #VALUE! | #REF! | #REF! | #REF! | 119
| Foundries du Lion S.A. | Harmony IIIB | 2.7 | 257 | 79 | 11200-57300 | 6 | 11 | 11200 | 19482 | 34250 | 57300 | #REF! |  |  | 63% | Non Catalytic | Stove | 0.10388 | 0.30553 | 0.17379 | 0.53146 | #VALUE! | #REF! | #REF! | #REF! | 26
| Foundries du Lion S.A. | Model S-33,S-83,H33,R33,X33 | 3.3 | 393 | 152 | 8600-37300 | 5 | 10 | 8600 | 12682 | 22950 | 37300 | #REF! |  |  | 63% | Non Catalytic | Stove | 0.19504 | 0.57366 | 0.317 | 0.84595 | #VALUE! | #REF! | #REF! | #REF! | 166
| Foyers Supreme Incorporated | Galaxy | 3.5 | 432 | 181 | 12833-27093 | 6 | 11 | 12833 | 12833 | 19963 | 27093 | #REF! |  |  | 63% | Non Catalytic | Stove | 0.2848 | 0.60127 | 0.38652 | 0.60127 | #VALUE! | #REF! | #REF! | #REF! | 188
| Foyers Supreme Incorporated | Supreme Plus | 7 | 907 | 550 | 9600-16300 | 5 | 10 | 9600 | 9600 | 12950 | 16300 | #REF! |  |  | 63% | Non Catalytic | Stove | 0.94675 | 1.6075 | 1.1917 | 1.6075 | #VALUE! | #REF! | #REF! | #REF! | 597
| Foyers Supreme Incorporatedn | Supreme 2 Face Plus, Opus | 5 | 756 | 417 | 10213-30163 | 6 | 11 | 10213 | 10255.42 | 20188 | 30163 | #REF! |  |  | 63% | Non Catalytic | Stove | 0.36545 | 1.0748 | 0.54601 | 1.0793 | #VALUE! | #REF! | #REF! | #REF! | 499
| Foyers Supreme Incorporatedn | Volcano Plus | 4.3 | 635 | 318 | 11310-25189 | 6 | 11 | 11310 | 11310 | 18249.5 | 25189 | #REF! |  |  | 63% | Non Catalytic | Stove | 0.37634 | 0.83817 | 0.51945 | 0.83817 | #VALUE! | #REF! | #REF! | #REF! | 386
X | Frantech, Inc. | Seefire 1600 S | 7 | 907 | 550 | 11700-23100 | 6 | 11 | 11700 | 11700 | 17400 | 23100 | #REF! |  |  | 63% | Non Catalytic | Stove | 0.66806 | 1.319 | 0.8869 | 1.319 | #VALUE! | #REF! | #REF! | #REF! | 552
X | Frantech, Inc. | Seefire 2100 S | 3.2 | 376 | 141 | 11000-31100 | 6 | 11 | 11000 | 11000 | 21050 | 31100 | #REF! |  |  | 63% | Non Catalytic | Stove | 0.22684 | 0.64133 | 0.33514 | 0.64133 | #VALUE! | #REF! | #REF! | #REF! | 224
X | Frantech, Inc. | Seefire 900 S | 6.5 | 875 | 521 | 10200-30800 | 6 | 11 | 10200 | 10472 | 20500 | 30800 | #REF! |  |  | 63% | Non Catalytic | Stove | 0.46525 | 1.3684 | 0.69901 | 1.4049 | #VALUE! | #REF! | #REF! | #REF! | 566
| GHP Group | Pleasant Hearth HWS-224172MH-B; Pleasant Hearth HWS-224172MH-BCA | 5.1 | 766 | 425 | 11638-22444 | 6 | 11 | 11638 | 11638 | 17041 | 22444 | #REF! |  |  | 63% | Non Catalytic | Stove | 0.50095 | 0.96609 | 0.65978 | 0.96609 | #VALUE! | #REF! | #REF! | #REF! | 462
| GHP Group | Pleasant Hearth LWS-127201-B; Pleasant Hearth LWS-127201-BCA | 4.3 | 635 | 318 | 9238-16744 | 5 | 10 | 9238 | 9238 | 12991 | 16744 | #REF! |  |  | 63% | Non Catalytic | Stove | 0.56616 | 1.0262 | 0.72971 | 1.0262 | #VALUE! | #REF! | #REF! | #REF! | 478
| GHP Group | Pleasant Hearth LWS-130291-B; Pleasant Hearth LWS-130291-BCA | 3.6 | 467 | 207 | 12084-37580 | 6 | 11 | 12084 | 12777.2 | 24832 | 37580 | #REF! |  |  | 63% | Non Catalytic | Stove | 0.21119 | 0.62115 | 0.31961 | 0.65678 | #VALUE! | #REF! | #REF! | #REF! | 198
X | Gibraltar Stoves, Inc. | LCC, MCC, SCC, CFS, CFI & DDI | 2.75 | 281 | 118 | 8400-28700 | 5 | 10 | 8400 | 9758 | 18550 | 28700 | #REF! |  |  | 72% | Catalytic | Stove | 0.21124 | 0.6213 | 0.32683 | 0.72174 | #VALUE! | #REF! | #REF! | #REF! | 183
X | GLG Australia | Pearl Bay | 3.8 | 518 | 238 | 11300-35300 | 6 | 11 | 11300 | 12002 | 23300 | 35300 | #REF! |  |  | 63% | Non Catalytic | Stove | 0.23732 | 0.698 | 0.35955 | 0.74137 | #VALUE! | #REF! | #REF! | #REF! | 278
| Glo King/Pierce Engineered Products Inc. | 400HT | 7 | 907 | 550 | 10000-40200 | 6 | 11 | 10000 | 13668 | 25100 | 40200 | #REF! |  |  | 63% | Non Catalytic | Stove | 0.38388 | 1.1291 | 0.61482 | 1.5432 | #VALUE! | #REF! | #REF! | #REF! | 516
| Glo King/Pierce Engineered Products Inc. | GK 100 HT | 3.2 | 376 | 141 | 10600-61400 | 6 | 11 | 10600 | 20876 | 36000 | 61400 | #REF! |  |  | 63% | Non Catalytic | Stove | 0.1149 | 0.33793 | 0.19596 | 0.66554 | #VALUE! | #REF! | #REF! | #REF! | 37
| Glo King/Pierce Engineered Products Inc. | GK-300HT | 7 | 907 | 550 | 11000-31000 | 6 | 11 | 11000 | 11000 | 21000 | 31000 | #REF! |  |  | 63% | Non Catalytic | Stove | 0.49781 | 1.4029 | 0.73486 | 1.4029 | #VALUE! | #REF! | #REF! | #REF! | 578
| Glo King/Pierce Engineered Products Inc. | GK-500HT | 6.4 | 868 | 514 | 10000-22400 | 6 | 11 | 10000 | 10000 | 16200 | 22400 | #REF! |  |  | 63% | Non Catalytic | Stove | 0.62988 | 1.4109 | 0.87095 | 1.4109 | #VALUE! | #REF! | #REF! | #REF! | 581
| Glow Boy | Model HR-2 | 0.9 | 18 | 8 | 10500-33400 | 6 | 11 | 10500 | 11356 | 21950 | 33400 | #REF! |  |  | 78% | Pellet | Stove | 0.059405 | 0.17472 | 0.090393 | 0.18896 | #VALUE! | #REF! | #REF! | #REF! | 15
| Godin Imports, Inc. | Nouvelle Epoque 3137 | 3.9 | 548 | 219 | 10500-20700 | 6 | 11 | 10500 | 10500 | 15600 | 20700 | #REF! |  |  | 72% | Catalytic | Stove | 0.41536 | 0.81885 | 0.55115 | 0.81885 | #VALUE! | #REF! | #REF! | #REF! | 233
| Gruppo Piazzetta S.P.A. | 904 | 7.5 | 944 | 587 | 6700-28300 | 5 | 10 | 6700 | 9622 | 17500 | 28300 | #REF! |  |  | 63% | Non Catalytic | Stove | 0.58425 | 1.7184 | 0.94482 | 2.4678 | #VALUE! | #REF! | #REF! | #REF! | 602
| Gruppo Piazzetta S.P.A. | Model 905 | 6.8 | 895 | 539 | 11600-30300 | 6 | 11 | 11600 | 11600 | 20950 | 30300 | #REF! |  |  | 63% | Non Catalytic | Stove | 0.49476 | 1.2923 | 0.71557 | 1.2923 | #VALUE! | #REF! | #REF! | #REF! | 544
| Gruppo Piazzetta S.P.A. | Monia, Marcella, Marcella, Mia, Maira | 2.15 | 166 | 61 | 9912-37169 | 5 | 10 | 9912 | 12637.46 | 23540.5 | 37169 | #REF! |  |  | 78% | Pellet | Stove | 0.12752 | 0.37506 | 0.20135 | 0.47819 | #VALUE! | #REF! | #REF! | #REF! | 60
| Gruppo Piazzetta S.P.A. | P955, P956, and P957 | 2.28 | 181 | 64 | 9000-29700 | 5 | 10 | 9000 | 10098 | 19350 | 29700 | #REF! |  |  | 78% | Pellet | Stove | 0.16924 | 0.49777 | 0.25977 | 0.5585 | #VALUE! | #REF! | #REF! | #REF! | 67
| Gruppo Piazzetta S.P.A. | P960, P961, P962 | 1.98 | 130 | 53 | 10000-38500 | 6 | 11 | 10000 | 13090 | 24250 | 38500 | #REF! |  |  | 78% | Pellet | Stove | 0.11338 | 0.33347 | 0.18 | 0.43651 | #VALUE! | #REF! | #REF! | #REF! | 50
| Gruppo Piazzetta S.P.A. | Sabrina, Sveva, Samanta, Siria | 2.305 | 192 | 65 | 9912-37169 | 5 | 10 | 9912 | 12637.46 | 23540.5 | 37169 | #REF! |  |  | 78% | Pellet | Stove | 0.13672 | 0.4021 | 0.21586 | 0.51267 | #VALUE! | #REF! | #REF! | #REF! | 63
| H.M.F. Forlong and Maisey Ltd. | Merlin "3", M 3000 | 6.1 | 853 | 500 | 12300-37000 | 6 | 11 | 12300 | 12580 | 24650 | 37000 | #REF! |  |  | 63% | Non Catalytic | Stove | 0.36346 | 1.069 | 0.54556 | 1.0933 | #VALUE! | #REF! | #REF! | #REF! | 498
| Hajdukn | Prima MR-51 | 3.8 | 518 | 238 | 11636-35246 | 6 | 11 | 11636 | 11983.64 | 23441 | 35246 | #REF! |  |  | 63% | Non Catalytic | Stove | 0.23768 | 0.69907 | 0.35738 | 0.71996 | #VALUE! | #REF! | #REF! | #REF! | 281
| Harman Stove Company | CW30 | 3.6 | 467 | 207 | 10000-34000 | 6 | 11 | 10000 | 11560 | 22000 | 34000 | #REF! |  |  | 63% | Non Catalytic | Stove | 0.23343 | 0.68655 | 0.36075 | 0.79365 | #VALUE! | #REF! | #REF! | #REF! | 268
| Harman Stove Company | Invincible RS | 1.53 | 85 | 36 | 6200-32800 | 5 | 10 | 6200 | 11152 | 19500 | 32800 | #REF! |  |  | 78% | Pellet | Stove | 0.10284 | 0.30246 | 0.17298 | 0.54403 | #VALUE! | #REF! | #REF! | #REF! | 37
| Harman Stove Company | Model Exception TL200 | 4.4 | 660 | 338 | 11000-42400 | 6 | 11 | 11000 | 14416 | 26700 | 42400 | #REF! |  |  | 63% | Non Catalytic | Stove | 0.22878 | 0.67288 | 0.3633 | 0.88183 | #VALUE! | #REF! | #REF! | #REF! | 257
| Harman Stove Company | Model Exception TL300 | 1.1 | 36 | 9 | 11238-34921 | 6 | 11 | 11238 | 11873.14 | 23079.5 | 34921 | #REF! |  |  | 63% | Non Catalytic | Stove | 0.069444 | 0.20425 | 0.10507 | 0.21579 | #VALUE! | #REF! | #REF! | #REF! | 12
| Harman Stove Company | Oakwood | 2.3 | 182 | 48 | 10900-30500 | 6 | 11 | 10900 | 10900 | 20700 | 30500 | #REF! |  |  | 63% | Non Catalytic | Stove | 0.16625 | 0.46519 | 0.24495 | 0.46519 | #VALUE! | #REF! | #REF! | #REF! | 89
| Harman Stove Company | TL 2.0 | 2.6 | 235 | 66 | 9619-31825 | 5 | 10 | 9619 | 10820.5 | 20722 | 31825 | #REF! |  |  | 63% | Non Catalytic | Stove | 0.18011 | 0.52973 | 0.27661 | 0.5959 | #VALUE! | #REF! | #REF! | #REF! | 133 | 11000-58000
| Harman Stove Company | TL 2.6 | 3.7 | 501 | 230 | 11281-32657 | 6 | 11 | 11281 | 11281 | 21969 | 32657 | #REF! |  |  | 63% | Non Catalytic | Stove | 0.24978 | 0.72307 | 0.37129 | 0.72307 | #VALUE! | #REF! | #REF! | #REF! | 295 | 11000-64000
| Harman Stove Company | Treemont TAC-260C,TAC-260CF | 3.9 | 548 | 219 | 8400-40700 | 5 | 10 | 8400 | 13838 | 24550 | 40700 | #REF! |  |  | 72% | Catalytic | Stove | 0.21125 | 0.62132 | 0.35022 | 1.0236 | #VALUE! | #REF! | #REF! | #REF! | 184
| Harman Stove Company | Treemont TAC-340C | 2.8 | 283 | 119 | 7400-33800 | 5 | 10 | 7400 | 11492 | 20600 | 33800 | #REF! |  |  | 72% | Catalytic | Stove | 0.18263 | 0.53714 | 0.29965 | 0.83417 | #VALUE! | #REF! | #REF! | #REF! | 140
| Harman Stove Company | Treemont TAC-520C | 5.2 | 784 | 265 | 12000-37300 | 6 | 11 | 12000 | 12682 | 24650 | 37300 | #REF! |  |  | 72% | Catalytic | Stove | 0.30734 | 0.90395 | 0.46506 | 0.95532 | #VALUE! | #REF! | #REF! | #REF! | 245
| Hase Kaminofenbau | Bari | 3.57 | 466 | 206 | 11805-31653 | 6 | 11 | 11805 | 11805 | 21729 | 31653 | #REF! |  |  | 63% | Non Catalytic | Stove | 0.24865 | 0.6667 | 0.36221 | 0.6667 | #VALUE! | #REF! | #REF! | #REF! | 249
X | Hawke Manufacturing Company, Inc. | HMI 28II | 2.6 | 235 | 102 | 6100-39600 | 5 | 10 | 6100 | 13464 | 22850 | 39600 | #REF! |  |  | 72% | Catalytic | Stove | 0.14475 | 0.42572 | 0.25085 | 0.93966 | #VALUE! | #REF! | #REF! | #REF! | 79
| Hearth and Home Technologies | 2100 ACC | 2.1 | 145 | 37 | 12000-28000 | 6 | 11 | 12000 | 12000 | 20000 | 28000 | #REF! |  |  | 63% | Non Catalytic | Stove | 0.16534 | 0.3858 | 0.23148 | 0.3858 | #VALUE! | #REF! | #REF! | #REF! | 52
| Hearth and Home Technologies | 4100I ACC | 4.3 | 635 | 318 | 11696-25925 | 6 | 11 | 11696 | 11696 | 18810.5 | 25925 | #REF! |  |  | 63% | Non Catalytic | Stove | 0.36566 | 0.81051 | 0.50396 | 0.81051 | #VALUE! | #REF! | #REF! | #REF! | 364
| Hearth and Home Technologies | 4300ACC | 1.1 | 36 | 9 | 11842-38305 | 6 | 11 | 11842 | 13023.7 | 25073.5 | 38305 | #REF! |  |  | 63% | Non Catalytic | Stove | 0.063309 | 0.1862 | 0.096717 | 0.20478 | #VALUE! | #REF! | #REF! | #REF! | 6
| Hearth and Home Technologies | 5100I ACC | 4.2 | 619 | 303 | 10491-27854 | 6 | 11 | 10491 | 10491 | 19172.5 | 27854 | #REF! |  |  | 63% | Non Catalytic | Stove | 0.33242 | 0.88259 | 0.48294 | 0.88259 | #VALUE! | #REF! | #REF! | #REF! | 407
| Hearth and Home Technologies | 5700 ACT/ Step Top | 4.2 | 619 | 303 | 11800-45900 | 6 | 11 | 11800 | 15606 | 28850 | 45900 | #REF! |  |  | 63% | Non Catalytic | Stove | 0.20173 | 0.59331 | 0.32094 | 0.78468 | #VALUE! | #REF! | #REF! | #REF! | 184
| Hearth and Home Technologies | 7100FP | 3.1 | 347 | 130 | 13800-67300 | 6 | 11 | 13800 | 22882 | 40550 | 67300 | #REF! |  |  | 63% | Non Catalytic | Stove | 0.10155 | 0.29867 | 0.16854 | 0.49523 | #VALUE! | #REF! | #REF! | #REF! | 24
| Hearth and Home Technologies | Arrow 14, 20 | 4 | 571 | 270 | 14000-36100 | 6 | 11 | 14000 | 14000 | 25050 | 36100 | #REF! |  |  | 63% | Non Catalytic | Stove | 0.24428 | 0.62988 | 0.35203 | 0.62988 | #VALUE! | #REF! | #REF! | #REF! | 209
| Hearth and Home Technologies | Arrow 18 | 7.2 | 932 | 575 | 14500-34400 | 6 | 11 | 14500 | 14500 | 24450 | 34400 | #REF! |  |  | 63% | Non Catalytic | Stove | 0.46142 | 1.0947 | 0.6492 | 1.0947 | #VALUE! | #REF! | #REF! | #REF! | 502
| Hearth and Home Technologies | Arrow 55 | 3 | 322 | 134 | 9900-37500 | 5 | 10 | 9900 | 12750 | 23700 | 37500 | #REF! |  |  | 72% | Catalytic | Stove | 0.17637 | 0.51873 | 0.27906 | 0.66806 | #VALUE! | #REF! | #REF! | #REF! | 131
| Hearth and Home Technologies | Arrow Fireplace Insert 25 | 4.7 | 728 | 250 | 11300-55000 | 6 | 11 | 11300 | 18700 | 33150 | 55000 | #REF! |  |  | 72% | Catalytic | Insert | 0.18839 | 0.55409 | 0.31257 | 0.91695 | #VALUE! | #REF! | #REF! | #REF! | 146
| Hearth and Home Technologies | Arrow S12 (Stove) & I12 (Insert) | 3.7 | 501 | 230 | 9900-32100 | 5 | 10 | 9900 | 10914 | 21000 | 32100 | #REF! |  |  | 63% | Non Catalytic | Insert | 0.25411 | 0.74739 | 0.38843 | 0.82394 | #VALUE! | #REF! | #REF! | #REF! | 313
| Hearth and Home Technologies | Arrow S32 & I32 | 4.24 | 634 | 317 | 10800-47500 | 6 | 11 | 10800 | 16150 | 29150 | 47500 | #REF! |  |  | 63% | Non Catalytic | Stove | 0.19679 | 0.57879 | 0.32067 | 0.8655 | #VALUE! | #REF! | #REF! | #REF! | 171
| Hearth and Home Technologies | Aurora Model 700 | 4.3 | 635 | 318 | 11800-30900 | 6 | 11 | 11800 | 11800 | 21350 | 30900 | #REF! |  |  | 63% | Non Catalytic | Stove | 0.30679 | 0.80337 | 0.44401 | 0.80337 | #VALUE! | #REF! | #REF! | #REF! | 354
| Hearth and Home Technologies | Heat N Glo Number FT-300 | 3.3 | 393 | 152 | 10000-41000 | 6 | 11 | 10000 | 13940 | 25500 | 41000 | #REF! |  |  | 63% | Non Catalytic | Stove | 0.17744 | 0.52189 | 0.2853 | 0.72751 | #VALUE! | #REF! | #REF! | #REF! | 122
| Hearth and Home Technologies | Heatilator 11, 12 | 5.1 | 766 | 425 | 12400-36100 | 6 | 11 | 12400 | 12400 | 24250 | 36100 | #REF! |  |  | 63% | Non Catalytic | Stove | 0.31145 | 0.90672 | 0.46364 | 0.90672 | #VALUE! | #REF! | #REF! | #REF! | 422
| Hearth and Home Technologies | Heatilator 1190/Arrow 1490(S20)n Heatilator 1290/Arrow 2090(I20) | 6.1 | 853 | 500 | 10500-44500 | 6 | 11 | 10500 | 15130 | 27500 | 44500 | #REF! |  |  | 63% | Non Catalytic | Stove | 0.3022 | 0.88883 | 0.48902 | 1.2808 | #VALUE! | #REF! | #REF! | #REF! | 411
| Hearth and Home Technologies | Heatilator ECO ADV WS18 | 2.6 | 235 | 66 | 10925-22563 | 6 | 11 | 10925 | 10925 | 16744 | 22563 | #REF! |  |  | 63% | Non Catalytic | Stove | 0.25404 | 0.52466 | 0.34233 | 0.52466 | #VALUE! | #REF! | #REF! | #REF! | 125
| Hearth and Home Technologies | Heatilator ECO ADV WS22 | 2.7 | 257 | 79 | 11733-26957 | 6 | 11 | 11733 | 11733 | 19345 | 26957 | #REF! |  |  | 63% | Non Catalytic | Stove | 0.22081 | 0.50732 | 0.3077 | 0.50732 | #VALUE! | #REF! | #REF! | #REF! | 106
| Hearth and Home Technologies | Heat-N-Glo FT-210 | 3.9 | 548 | 253 | 9800-36600 | 5 | 10 | 9800 | 12444 | 23200 | 36600 | #REF! |  |  | 63% | Non Catalytic | Stove | 0.23491 | 0.69093 | 0.3706 | 0.87734 | #VALUE! | #REF! | #REF! | #REF! | 275
| Hearth and Home Technologies | Model 2590 | 3.8 | 518 | 205 | 9900-34300 | 5 | 10 | 9900 | 11662 | 22100 | 34300 | #REF! |  |  | 72% | Catalytic | Stove | 0.24424 | 0.71835 | 0.37907 | 0.8462 | #VALUE! | #REF! | #REF! | #REF! | 217
| Hearth and Home Technologies | Model 2700I | 4.2 | 619 | 303 | 11200-35900 | 6 | 11 | 11200 | 12206 | 23550 | 35900 | #REF! |  |  | 63% | Non Catalytic | Stove | 0.25792 | 0.75858 | 0.39317 | 0.82672 | #VALUE! | #REF! | #REF! | #REF! | 324
| Hearth and Home Technologies | Model 400 | 2.9 | 295 | 96 | 8700-22000 | 5 | 10 | 8700 | 8700 | 15350 | 22000 | #REF! |  |  | 63% | Non Catalytic | Stove | 0.2906 | 0.73486 | 0.4165 | 0.73486 | #VALUE! | #REF! | #REF! | #REF! | 301
| Hearth and Home Technologies | Northstar/Constitution | 3.3 | 393 | 152 | 11300-51200 | 6 | 11 | 11300 | 17408 | 31250 | 51200 | #REF! |  |  | 63% | Non Catalytic | Stove | 0.14209 | 0.41792 | 0.2328 | 0.64382 | #VALUE! | #REF! | #REF! | #REF! | 61
| Hearth and Home Technologies | PH35PS | 0.28 | 1 | 1 | 9555-25081 | 5 | 10 | 9555 | 9555 | 17318 | 25081 | #REF! |  |  | 78% | Pellet | Stove | 0.024612 | 0.064603 | 0.035644 | 0.064603 | #VALUE! | #REF! | #REF! | #REF! | 1
| Hearth and Home Technologies | PH50PS | 0.74 | 14 | 7 | 9256-32396 | 5 | 10 | 9256 | 11014.64 | 20826 | 32396 | #REF! |  |  | 78% | Pellet | Stove | 0.050358 | 0.14811 | 0.078334 | 0.17625 | #VALUE! | #REF! | #REF! | #REF! | 8
| Hearth and Home Technologies | Quadra Fire 2100 Millinnium & 2100 ACT | 2 | 131 | 33 | 10900-37200 | 6 | 11 | 10900 | 12648 | 24050 | 37200 | #REF! |  |  | 63% | Non Catalytic | Stove | 0.11853 | 0.34861 | 0.18333 | 0.40451 | #VALUE! | #REF! | #REF! | #REF! | 40
| Hearth and Home Technologies | Quadra Fire 4300 ACT | 1.2 | 45 | 14 | 11900-58500 | 6 | 11 | 11900 | 19890 | 35200 | 58500 | #REF! |  |  | 63% | Non Catalytic | Stove | 0.045222 | 0.13301 | 0.075156 | 0.22231 | #VALUE! | #REF! | #REF! | #REF! | 1
| Hearth and Home Technologies | Quadra Fire 5700 ACC | 2.3 | 182 | 48 | 11170-40359 | 6 | 11 | 11170 | 13722.06 | 25764.5 | 40359 | #REF! |  |  | 63% | Non Catalytic | Stove | 0.12564 | 0.36952 | 0.1968 | 0.45394 | #VALUE! | #REF! | #REF! | #REF! | 46
| Hearth and Home Technologies | Quadra-Fire 1800 | 5.1 | 766 | 425 | 10600-31300 | 6 | 11 | 10600 | 10642 | 20950 | 31300 | #REF! |  |  | 63% | Non Catalytic | Stove | 0.35921 | 1.0565 | 0.53668 | 1.0607 | #VALUE! | #REF! | #REF! | #REF! | 492
| Hearth and Home Technologies | Quadra-Fire 1800 I | 4.9 | 746 | 407 | 10000-33200 | 6 | 11 | 10000 | 11288 | 21600 | 33200 | #REF! |  |  | 63% | Non Catalytic | Stove | 0.32538 | 0.95699 | 0.50011 | 1.0802 | #VALUE! | #REF! | #REF! | #REF! | 455
| Hearth and Home Technologies | Quadra-Fire 1900 | 2.2 | 169 | 45 | 11500-32200 | 6 | 11 | 11500 | 11500 | 21850 | 32200 | #REF! |  |  | 63% | Non Catalytic | Stove | 0.15062 | 0.42175 | 0.22197 | 0.42175 | #VALUE! | #REF! | #REF! | #REF! | 64
| Hearth and Home Technologies | Quadra-Fire 2000, 2000-I | 6.1 | 853 | 500 | 7400-43700 | 5 | 10 | 7400 | 14858 | 25550 | 43700 | #REF! |  |  | 63% | Non Catalytic | Stove | 0.30773 | 0.9051 | 0.52634 | 1.8173 | #VALUE! | #REF! | #REF! | #REF! | 421
| Hearth and Home Technologies | Quadra-Fire 2100, 2100 I | 3.6 | 467 | 207 | 9300-39300 | 5 | 10 | 9300 | 13362 | 24300 | 39300 | #REF! |  |  | 63% | Non Catalytic | Stove | 0.20195 | 0.59396 | 0.32661 | 0.85339 | #VALUE! | #REF! | #REF! | #REF! | 185
| Hearth and Home Technologies | Quadra-Fire 3000F, 3000 I | 6.5 | 875 | 521 | 9000-44700 | 5 | 10 | 9000 | 15198 | 26850 | 44700 | #REF! |  |  | 63% | Non Catalytic | Stove | 0.32058 | 0.94287 | 0.5337 | 1.5922 | #VALUE! | #REF! | #REF! | #REF! | 449
| Hearth and Home Technologies | Quadra-Fire 3100 ACC | 1.1 | 36 | 9 | 11900-43200 | 6 | 11 | 11900 | 14688 | 27550 | 43200 | #REF! |  |  | 63% | Non Catalytic | Stove | 0.056135 | 0.1651 | 0.088023 | 0.20379 | #VALUE! | #REF! | #REF! | #REF! | 4
| Hearth and Home Technologies | Quadra-Fire 3100 ACT & 3100I ACT | 1.3 | 53 | 15 | 11400-46900 | 6 | 11 | 11400 | 15946 | 29150 | 46900 | #REF! |  |  | 63% | Non Catalytic | Stove | 0.061108 | 0.17973 | 0.098318 | 0.2514 | #VALUE! | #REF! | #REF! | #REF! | 5
| Hearth and Home Technologies | Quadra-Fire 3100F, 3100 I | 2.1 | 145 | 37 | 11900-43200 | 6 | 11 | 11900 | 14688 | 27550 | 43200 | #REF! |  |  | 63% | Non Catalytic | Stove | 0.10717 | 0.3152 | 0.16804 | 0.38904 | #VALUE! | #REF! | #REF! | #REF! | 30
| Hearth and Home Technologies | Quadra-Fire 4100 | 4 | 571 | 270 | 11700-50500 | 6 | 11 | 11700 | 17170 | 31100 | 50500 | #REF! |  |  | 63% | Non Catalytic | Stove | 0.17462 | 0.51359 | 0.28355 | 0.7537 | #VALUE! | #REF! | #REF! | #REF! | 110
| Hearth and Home Technologies | Quadra-Fire 4300 | 2.1 | 145 | 37 | 11900-39900 | 6 | 11 | 11900 | 13566 | 25900 | 39900 | #REF! |  |  | 63% | Non Catalytic | Stove | 0.11603 | 0.34127 | 0.17875 | 0.38904 | #VALUE! | #REF! | #REF! | #REF! | 39
| Hearth and Home Technologies | Quadra-Fire 5100 I ACT B | 2 | 131 | 33 | 11900-50600 | 6 | 11 | 11900 | 17204 | 31250 | 50600 | #REF! |  |  | 63% | Non Catalytic | Stove | 0.087138 | 0.25629 | 0.14109 | 0.37052 | #VALUE! | #REF! | #REF! | #REF! | 18
| Hearth and Home Technologies | Quadra-Fire 5100-I Fireplace Insert | 2.7 | 257 | 79 | 11800-49900 | 6 | 11 | 11800 | 16966 | 30850 | 49900 | #REF! |  |  | 63% | Non Catalytic | Insert | 0.11929 | 0.35084 | 0.19295 | 0.50444 | #VALUE! | #REF! | #REF! | #REF! | 41
| Hearth and Home Technologies | Quadra-Fire Cape Cod | 2.2 | 169 | 45 | 11500-43000 | 6 | 11 | 11500 | 14620 | 27250 | 43000 | #REF! |  |  | 63% | Non Catalytic | Stove | 0.11279 | 0.33174 | 0.17798 | 0.42175 | #VALUE! | #REF! | #REF! | #REF! | 36
| Hearth and Home Technologies | Quadra-Fire Cumberland Gap | 3.4 | 415 | 168 | 11200-44300 | 6 | 11 | 11200 | 15062 | 27750 | 44300 | #REF! |  |  | 63% | Non Catalytic | Stove | 0.1692 | 0.49765 | 0.27011 | 0.66925 | #VALUE! | #REF! | #REF! | #REF! | 100
| Hearth and Home Technologies | Quadra-Fire Isle Royale | 2.9 | 295 | 96 | 10400-46800 | 6 | 11 | 10400 | 15912 | 28600 | 46800 | #REF! |  |  | 63% | Non Catalytic | Stove | 0.13661 | 0.40179 | 0.22354 | 0.61474 | #VALUE! | #REF! | #REF! | #REF! | 57
| Hearth and Home Technologies | Quadra-Fire Model 4100I and Bodega Bay | 3.1 | 347 | 130 | 9000-41800 | 5 | 10 | 9000 | 14212 | 25400 | 41800 | #REF! |  |  | 63% | Non Catalytic | Stove | 0.1635 | 0.48088 | 0.26906 | 0.75936 | #VALUE! | #REF! | #REF! | #REF! | 92
| Hearth and Home Technologies | S10 and I10 | 5.9 | 836 | 483 | 11200-40600 | 6 | 11 | 11200 | 13804 | 25900 | 40600 | #REF! |  |  | 63% | Non Catalytic | Stove | 0.32037 | 0.94227 | 0.5022 | 1.1613 | #VALUE! | #REF! | #REF! | #REF! | 448
| Hearth and Home Technologies | S-22 & S-22I | 4 | 571 | 270 | 12000-36900 | 6 | 11 | 12000 | 12546 | 24450 | 36900 | #REF! |  |  | 63% | Non Catalytic | Stove | 0.23898 | 0.70288 | 0.36067 | 0.73486 | #VALUE! | #REF! | #REF! | #REF! | 284
| Hearth and Home Technologies | Summit Insert | 3.15 | 374 | 140 | 10732-25578 | 6 | 11 | 10732 | 10732 | 18155 | 25578 | #REF! |  |  | 63% | Non Catalytic | Insert | 0.2715 | 0.64708 | 0.38251 | 0.64708 | #VALUE! | #REF! | #REF! | #REF! | 234
| Hearth and Home Technologies | Voyageur | 4.12 | 615 | 299 | 11163-23513 | 6 | 11 | 11163 | 11163 | 17338 | 23513 | #REF! |  |  | 63% | Non Catalytic | Stove | 0.38629 | 0.81366 | 0.52387 | 0.81366 | #VALUE! | #REF! | #REF! | #REF! | 368
| Hearth and Home Technologies | Yosemite | 2.7 | 257 | 79 | 10900-28600 | 6 | 11 | 10900 | 10900 | 19750 | 28600 | #REF! |  |  | 63% | Non Catalytic | Stove | 0.20813 | 0.54609 | 0.30139 | 0.54609 | #VALUE! | #REF! | #REF! | #REF! | 147
| Hearthstone Quality Home Heating Products Inc. | Bennington | 3.6 | 467 | 207 | 11900-32600 | 6 | 11 | 11900 | 11900 | 22250 | 32600 | #REF! |  |  | 63% | Non Catalytic | Stove | 0.24345 | 0.66693 | 0.3567 | 0.66693 | #VALUE! | #REF! | #REF! | #REF! | 250
| Hearthstone Quality Home Heating Products Inc. | Castleton | 2.71 | 279 | 91 | 11395-24569 | 6 | 11 | 11395 | 11395 | 17982 | 24569 | #REF! |  |  | 63% | Non Catalytic | Stove | 0.24317 | 0.5243 | 0.33224 | 0.5243 | #VALUE! | #REF! | #REF! | #REF! | 124
| Hearthstone Quality Home Heating Products Inc. | Clydesdale Model 8490, 8491 | 3.1 | 347 | 130 | 11900-33100 | 6 | 11 | 11900 | 11900 | 22500 | 33100 | #REF! |  |  | 63% | Non Catalytic | Stove | 0.20647 | 0.5743 | 0.30374 | 0.5743 | #VALUE! | #REF! | #REF! | #REF! | 168
| Hearthstone Quality Home Heating Products Inc. | Craftsbury 8390 | 3.08 | 346 | 129 | 10973-25563 | 6 | 11 | 10973 | 10973 | 18268 | 25563 | #REF! |  |  | 63% | Non Catalytic | Stove | 0.26562 | 0.6188 | 0.37169 | 0.6188 | #VALUE! | #REF! | #REF! | #REF! | 196
| Hearthstone Quality Home Heating Products Inc. | Equinox | 3.1 | 347 | 130 | 12000-37900 | 6 | 11 | 12000 | 12886 | 24950 | 37900 | #REF! |  |  | 63% | Non Catalytic | Stove | 0.18032 | 0.53036 | 0.27392 | 0.56952 | #VALUE! | #REF! | #REF! | #REF! | 134
| Hearthstone Quality Home Heating Products Inc. | Heritage | 2.3 | 182 | 48 | 10700-29400 | 6 | 11 | 10700 | 10700 | 20050 | 29400 | #REF! |  |  | 63% | Non Catalytic | Stove | 0.17247 | 0.47388 | 0.2529 | 0.47388 | #VALUE! | #REF! | #REF! | #REF! | 90
| Hearthstone Quality Home Heating Products Inc. | Heritage 8090, Manchester 8330 | 1.3 | 53 | 25 | 15320-31200 | 6 | 11 | 15320 | 15320 | 23260 | 31200 | #REF! |  |  | 78% | Pellet | Stove | 0.091858 | 0.18707 | 0.12321 | 0.18707 | #VALUE! | #REF! | #REF! | #REF! | 19
| Hearthstone Quality Home Heating Products Inc. | Heritage I, Model 8021 | 2.7 | 257 | 79 | 11700-32800 | 6 | 11 | 11700 | 11700 | 22250 | 32800 | #REF! |  |  | 63% | Non Catalytic | Stove | 0.18148 | 0.50875 | 0.26752 | 0.50875 | #VALUE! | #REF! | #REF! | #REF! | 108
| Hearthstone Quality Home Heating Products Inc. | Homestead 8570 | 1.9 | 114 | 26 | 10500-33600 | 6 | 11 | 10500 | 11424 | 22050 | 33600 | #REF! |  |  | 63% | Non Catalytic | Stove | 0.12466 | 0.36666 | 0.18996 | 0.39893 | #VALUE! | #REF! | #REF! | #REF! | 45
| Hearthstone Quality Home Heating Products Inc. | Manchester 8360 | 3.01 | 342 | 125 | 11335-47509 | 6 | 11 | 11335 | 16153.06 | 29422 | 47509 | #REF! |  |  | 63% | Non Catalytic | Stove | 0.13967 | 0.41081 | 0.22554 | 0.58543 | #VALUE! | #REF! | #REF! | #REF! | 59
| Hearthstone Quality Home Heating Products Inc. | Mansfield | 2.9 | 295 | 96 | 11370-28940 | 6 | 11 | 11370 | 11370 | 20155 | 28940 | #REF! |  |  | 63% | Non Catalytic | Stove | 0.22092 | 0.5623 | 0.31721 | 0.5623 | #VALUE! | #REF! | #REF! | #REF! | 160
| Hearthstone Quality Home Heating Products Inc. | Morgan model 8470 | 4.3 | 635 | 318 | 10500-29300 | 6 | 11 | 10500 | 10500 | 19900 | 29300 | #REF! |  |  | 63% | Non Catalytic | Stove | 0.32354 | 0.90283 | 0.47637 | 0.90283 | #VALUE! | #REF! | #REF! | #REF! | 418
| Hearthstone Quality Home Heating Products Inc. | Phoenix 8612 | 2.4 | 196 | 56 | 10500-41500 | 6 | 11 | 10500 | 14110 | 26000 | 41500 | #REF! |  |  | 63% | Non Catalytic | Stove | 0.12749 | 0.37498 | 0.2035 | 0.50391 | #VALUE! | #REF! | #REF! | #REF! | 50
| Hearthstone Quality Home Heating Products Inc. | Shelburne Model 8370 | 2.1 | 145 | 37 | 11800-32400 | 6 | 11 | 11800 | 11800 | 22100 | 32400 | #REF! |  |  | 63% | Non Catalytic | Stove | 0.14289 | 0.39234 | 0.20949 | 0.39234 | #VALUE! | #REF! | #REF! | #REF! | 54
| Hearthstone Quality Home Heating Products Inc. | Starlet | 3.6 | 467 | 207 | 9200-25400 | 5 | 10 | 9200 | 9200 | 17300 | 25400 | #REF! |  |  | 63% | Non Catalytic | Stove | 0.31246 | 0.86266 | 0.45876 | 0.86266 | #VALUE! | #REF! | #REF! | #REF! | 395
| Hearthstone Quality Home Heating Products Inc. | Tribute Model 8040 | 3 | 322 | 117 | 10600-28300 | 6 | 11 | 10600 | 10600 | 19450 | 28300 | #REF! |  |  | 63% | Non Catalytic | Stove | 0.2337 | 0.62394 | 0.34004 | 0.62394 | #VALUE! | #REF! | #REF! | #REF! | 202
| Hearthstone Quality Home Heating Products Inc. | Tula | 2.55 | 233 | 64 | 11455-29301 | 6 | 11 | 11455 | 11455 | 20378 | 29301 | #REF! |  |  | 63% | Non Catalytic | Stove | 0.19186 | 0.49076 | 0.27587 | 0.49076 | #VALUE! | #REF! | #REF! | #REF! | 98
X | Heat Tech Industries | No. 26 GM | 4 | 571 | 270 | 11300-35800 | 6 | 11 | 11300 | 12172 | 23550 | 35800 | #REF! |  |  | 63% | Non Catalytic | Stove | 0.24632 | 0.72448 | 0.37445 | 0.78038 | #VALUE! | #REF! | #REF! | #REF! | 296
X | Heatilator, Inc. | 1890(S30) | 5.7 | 824 | 84 | 11200-42700 | 6 | 11 | 11200 | 14518 | 26950 | 42700 | #REF! |  |  | 78% | Pellet | Stove | 0.29429 | 0.86556 | 0.46628 | 1.122 | #VALUE! | #REF! | #REF! | #REF! | 80
X | Heatilator, Inc. | Heatilator LE | 4.46 | 697 | 373 | 11500-44400 | 6 | 11 | 11500 | 15096 | 27950 | 44400 | #REF! |  |  | 63% | Non Catalytic | Stove | 0.22145 | 0.65133 | 0.35179 | 0.855 | #VALUE! | #REF! | #REF! | #REF! | 239
X | Heating Energy Systems, Inc. | Trailblazer 1700/1706 | 4.6 | 721 | 392 | 11000-32400 | 6 | 11 | 11000 | 11016 | 21700 | 32400 | #REF! |  |  | 63% | Non Catalytic | Stove | 0.313 | 0.92058 | 0.46733 | 0.92192 | #VALUE! | #REF! | #REF! | #REF! | 431
X | Heating Energy Systems, Inc. | Trailblazer Classic 1300/1306n | 3.2 | 376 | 162 | 11300-32400 | 6 | 11 | 11300 | 11300 | 21850 | 32400 | #REF! |  |  | 72% | Catalytic | Stove | 0.21774 | 0.62431 | 0.32287 | 0.62431 | #VALUE! | #REF! | #REF! | #REF! | 185
X | Heating Energy Systems, Inc. | Trailblazer Classic 1500/1700 | 4.9 | 746 | 407 | 9500-36600 | 5 | 10 | 9500 | 12444 | 23050 | 36600 | #REF! |  |  | 63% | Non Catalytic | Stove | 0.29515 | 0.86809 | 0.46865 | 1.1371 | #VALUE! | #REF! | #REF! | #REF! | 400
X | Heating Energy Systems, Inc. | Trailblazer Genesis 1600, Classic 1500 | 8.2 | 956 | 599 | 12100-28100 | 6 | 11 | 12100 | 12100 | 20100 | 28100 | #REF! |  |  | 63% | Non Catalytic | Stove | 0.64333 | 1.494 | 0.89938 | 1.494 | #VALUE! | #REF! | #REF! | #REF! | 588
X | Heating Energy Systems, Inc. | Trailblazer Genesis 1600/1800 | 3 | 322 | 117 | 11400-36400 | 6 | 11 | 11400 | 12376 | 23900 | 36400 | #REF! |  |  | 63% | Non Catalytic | Stove | 0.1817 | 0.5344 | 0.27673 | 0.58015 | #VALUE! | #REF! | #REF! | #REF! | 135
X | Heating Energy Systems, Inc. | Trailblazer Genesis 2000-C | 3.1 | 347 | 146 | 10600-37500 | 6 | 11 | 10600 | 12750 | 24050 | 37500 | #REF! |  |  | 72% | Catalytic | Stove | 0.18225 | 0.53602 | 0.28417 | 0.64474 | #VALUE! | #REF! | #REF! | #REF! | 139
X | Heat-N-Glo Fireplace Products, Inc. | CBS-41 | 3.9 | 548 | 253 | 10000-30300 | 6 | 11 | 10000 | 10302 | 20150 | 30300 | #REF! |  |  | 63% | Non Catalytic | Stove | 0.28376 | 0.83458 | 0.42669 | 0.85979 | #VALUE! | #REF! | #REF! | #REF! | 385
X | HeatWorx LLC | Independence | 3.6 | 467 | 207 | 11370-34260 | 6 | 11 | 11370 | 11648.4 | 22815 | 34260 | #REF! |  |  | 63% | Non Catalytic | Stove | 0.23166 | 0.68134 | 0.34786 | 0.69802 | #VALUE! | #REF! | #REF! | #REF! | 264
| Henan H-Flame | Hi-Flame | 4.9 | 746 | 407 | 10500-30501 | 6 | 11 | 10500 | 10500 | 20500.5 | 30501 | #REF! |  |  | 63% | Non Catalytic | Stove | 0.35417 | 1.0288 | 0.52694 | 1.0288 | #VALUE! | #REF! | #REF! | #REF! | 479
| Henan H-Flame | Horse Flame 737 | 4.9 | 746 | 407 | 11200-37500 | 6 | 11 | 11200 | 12750 | 24350 | 37500 | #REF! |  |  | 63% | Non Catalytic | Stove | 0.28807 | 0.84725 | 0.44363 | 0.96451 | #VALUE! | #REF! | #REF! | #REF! | 390
X | Heritage Stoves Inc. | American 2000C | 5.5 | 808 | 268 | 13600-33800 | 6 | 11 | 13600 | 13600 | 23700 | 33800 | #REF! |  |  | 72% | Catalytic | Stove | 0.35873 | 0.89156 | 0.51161 | 0.89156 | #VALUE! | #REF! | #REF! | #REF! | 242
X | Heritage Stoves Inc. | Bostonian 2500 C (Insert) | 3.8 | 518 | 205 | 10600-22300 | 6 | 11 | 10600 | 10600 | 16450 | 22300 | #REF! |  |  | 72% | Catalytic | Insert | 0.37567 | 0.79032 | 0.50927 | 0.79032 | #VALUE! | #REF! | #REF! | #REF! | 229
X | Heritage Stoves Inc. | Bostonian 2500C | 6.8 | 895 | 272 | 9600-37300 | 5 | 10 | 9600 | 12682 | 23450 | 37300 | #REF! |  |  | 72% | Catalytic | Stove | 0.40191 | 1.1821 | 0.63928 | 1.5616 | #VALUE! | #REF! | #REF! | #REF! | 270
| Hestia Heating Products | Model HHP 1 | 2.89 | 294 | 72 | 7900-30200 | 5 | 10 | 7900 | 10268 | 19050 | 30200 | #REF! |  |  | 78% | Pellet | Stove | 0.21097 | 0.6205 | 0.33445 | 0.80649 | #VALUE! | #REF! | #REF! | #REF! | 74
| Hestia Heating Products | Model HHP 2 | 4.1 | 594 | 80 | 12084-25496 | 6 | 11 | 12084 | 12084 | 18790 | 25496 | #REF! |  |  | 78% | Pellet | Stove | 0.35452 | 0.748 | 0.48104 | 0.748 | #VALUE! | #REF! | #REF! | #REF! | 78
| High Energy Manufacturing, Limited | J1000 Pellet Stove | 2.1 | 145 | 57 | 13000-21800 | 6 | 11 | 13000 | 13000 | 17400 | 21800 | #REF! |  |  | 78% | Pellet | Stove | 0.21237 | 0.35613 | 0.26607 | 0.35613 | #VALUE! | #REF! | #REF! | #REF! | 54
| High Sierra Stoves, Ltd.n | Ambassador 4700TE | 2.5 | 218 | 89 | 10100-37600 | 6 | 11 | 10100 | 12784 | 23850 | 37600 | #REF! |  |  | 72% | Catalytic | Stove | 0.14658 | 0.43112 | 0.23109 | 0.54569 | #VALUE! | #REF! | #REF! | #REF! | 81
| High Sierra Stoves, Ltd.n | Cricket MHCR 5200 | 3.5 | 432 | 177 | 6800-27600 | 5 | 10 | 6800 | 9384 | 17200 | 27600 | #REF! |  |  | 72% | Catalytic | Stove | 0.27957 | 0.82226 | 0.44861 | 1.1347 | #VALUE! | #REF! | #REF! | #REF! | 234
| High Sierra Stoves, Ltd.n | Diplomat 4300 TE | 5.1 | 766 | 259 | 10400-53400 | 6 | 11 | 10400 | 18156 | 31900 | 53400 | #REF! |  |  | 72% | Catalytic | Stove | 0.21055 | 0.61927 | 0.35246 | 1.0811 | #VALUE! | #REF! | #REF! | #REF! | 182
| High Sierra Stoves, Ltd.n | Evolution 7000TE,7000C | 4 | 571 | 225 | 11200-43000 | 6 | 11 | 11200 | 14620 | 27100 | 43000 | #REF! |  |  | 72% | Catalytic | Stove | 0.20508 | 0.60317 | 0.3254 | 0.78735 | #VALUE! | #REF! | #REF! | #REF! | 177
| High Sierra Stoves, Ltd.n | Evolution 8000TE | 2.2 | 169 | 64 | 7900-40500 | 5 | 10 | 7900 | 13770 | 24200 | 40500 | #REF! |  |  | 72% | Catalytic | Stove | 0.11976 | 0.35222 | 0.20042 | 0.61394 | #VALUE! | #REF! | #REF! | #REF! | 55
| High Sierra Stoves, Ltd.n | Sierra Classic 1500B | 6.9 | 900 | 543 | 8600-34700 | 5 | 10 | 8600 | 11798 | 21650 | 34700 | #REF! |  |  | 63% | Non Catalytic | Stove | 0.43838 | 1.2893 | 0.70262 | 1.7688 | #VALUE! | #REF! | #REF! | #REF! | 543
| High Sierra Stoves, Ltd.n | Sweet Home Catalytic Fir AK-18 | 3.1 | 347 | 146 | 8800-29500 | 5 | 10 | 8800 | 10030 | 19150 | 29500 | #REF! |  |  | 72% | Catalytic | Stove | 0.23167 | 0.68138 | 0.35688 | 0.77662 | #VALUE! | #REF! | #REF! | #REF! | 203
| High Sierra Stoves, Ltd.n | Sweet Home NFX-HT | 7.8 | 953 | 596 | 14500-33200 | 6 | 11 | 14500 | 14500 | 23850 | 33200 | #REF! |  |  | 63% | Non Catalytic | Stove | 0.51794 | 1.1859 | 0.721 | 1.1859 | #VALUE! | #REF! | #REF! | #REF! | 528
| High Sierra Stoves, Ltd.n | Sweet Home Solitaire PFA 2000 | 4 | 571 | 78 | 9700-28200 | 5 | 10 | 9700 | 9700 | 18950 | 28200 | #REF! |  |  | 78% | Pellet | Stove | 0.31271 | 0.90911 | 0.46535 | 0.90911 | #VALUE! | #REF! | #REF! | #REF! | 83
X | High Valley Construction & Maintenance Corp. | High Valley 2000, Craft Stove 2000 | 3.3 | 393 | 167 | 10800-43100 | 6 | 11 | 10800 | 14654 | 26950 | 43100 | #REF! |  |  | 72% | Catalytic | Stove | 0.1688 | 0.49646 | 0.26995 | 0.67362 | #VALUE! | #REF! | #REF! | #REF! | 125
X | High Valley Construction & Maintenance Corp. | High Valley Bay 2500 | 3.1 | 347 | 146 | 7700-40900 | 5 | 10 | 7700 | 13906 | 24300 | 40900 | #REF! |  |  | 72% | Catalytic | Stove | 0.1671 | 0.49146 | 0.28124 | 0.88756 | #VALUE! | #REF! | #REF! | #REF! | 122
X | High Valley Construction & Maintenance Corp. | High Valley Model 1500 | 3.4 | 415 | 173 | 9400-34200 | 5 | 10 | 9400 | 11628 | 21800 | 34200 | #REF! |  |  | 72% | Catalytic | Stove | 0.21917 | 0.64462 | 0.34383 | 0.7974 | #VALUE! | #REF! | #REF! | #REF! | 187
X | High Valley Construction & Maintenance Corp. | Model 1600 | 2.7 | 257 | 79 | 11800-40400 | 6 | 11 | 11800 | 13736 | 26100 | 40400 | #REF! |  |  | 63% | Non Catalytic | Stove | 0.14734 | 0.43334 | 0.22806 | 0.50444 | #VALUE! | #REF! | #REF! | #REF! | 67
| Hijos de Bartolome Fajardo S.L. | Antartida | 5.5 | 808 | 458 | 11938-34245 | 6 | 11 | 11938 | 11938 | 23091.5 | 34245 | #REF! |  |  | 63% | Non Catalytic | Stove | 0.35407 | 1.0157 | 0.52509 | 1.0157 | #VALUE! | #REF! | #REF! | #REF! | 473
| Hijos de Bartolome Fajardo S.L. | Ronda | 6.6 | 884 | 529 | 10978-29301 | 6 | 11 | 10978 | 10978 | 20139.5 | 29301 | #REF! |  |  | 63% | Non Catalytic | Stove | 0.49658 | 1.3254 | 0.72247 | 1.3254 | #VALUE! | #REF! | #REF! | #REF! | 557
| Hi-Teck Stoves | Hi Teck H 2000C | 3.6 | 467 | 186 | 12600-41400 | 6 | 11 | 12600 | 14076 | 27000 | 41400 | #REF! |  |  | 72% | Catalytic | Stove | 0.1917 | 0.56383 | 0.29394 | 0.62988 | #VALUE! | #REF! | #REF! | #REF! | 153
| Hitzer, Inc. | Glo King 300HT | 7 | 907 | 550 | 11000-31000 | 6 | 11 | 11000 | 11000 | 21000 | 31000 | #REF! |  |  | 63% | Non Catalytic | Stove | 0.49781 | 1.4029 | 0.73486 | 1.4029 | #VALUE! | #REF! | #REF! | #REF! | 578
| Hitzer, Inc. | Glo King 400HT | 7 | 907 | 550 | 10000-40200 | 6 | 11 | 10000 | 13668 | 25100 | 40200 | #REF! |  |  | 63% | Non Catalytic | Stove | 0.38388 | 1.1291 | 0.61482 | 1.5432 | #VALUE! | #REF! | #REF! | #REF! | 516
| Hitzer, Inc. | Glo King 500SD | 6.4 | 868 | 514 | 10000-22400 | 6 | 11 | 10000 | 10000 | 16200 | 22400 | #REF! |  |  | 63% | Non Catalytic | Stove | 0.62988 | 1.4109 | 0.87095 | 1.4109 | #VALUE! | #REF! | #REF! | #REF! | 581
X | Horizon Research Inc. | Eclipse | 1 | 23 | 11 | 7800-33100 | 5 | 10 | 7800 | 11254 | 20450 | 33100 | #REF! |  |  | 78% | Pellet | Stove | 0.066604 | 0.19589 | 0.1078 | 0.28264 | #VALUE! | #REF! | #REF! | #REF! | 20
X | Horizon Research Inc. | Eclipse | 1 | 23 | 11 | 7800-33100 | 5 | 10 | 7800 | 11254 | 20450 | 33100 | #REF! |  |  | 78% | Pellet | Stove | 0.066604 | 0.19589 | 0.1078 | 0.28264 | #VALUE! | #REF! | #REF! | #REF! | 20
X | Horizon Research Inc. | Model HR-2 | 0.9 | 18 | 8 | 10500-33400 | 6 | 11 | 10500 | 11356 | 21950 | 33400 | #REF! |  |  | 78% | Pellet | Stove | 0.059405 | 0.17472 | 0.090393 | 0.18896 | #VALUE! | #REF! | #REF! | #REF! | 15
| Horse Flame Metal USA, Inc. | 517 HF | 3.6 | 467 | 207 | 8585-24358 | 5 | 10 | 8585 | 8585 | 16471.5 | 24358 | #REF! |  |  | 63% | Non Catalytic | Stove | 0.32583 | 0.92446 | 0.48183 | 0.92446 | #VALUE! | #REF! | #REF! | #REF! | 432
| Horse Flame Metal USA, Inc. | 717 HF | 6.6 | 884 | 529 | 11400-28857 | 6 | 11 | 11400 | 11400 | 20128.5 | 28857 | #REF! |  |  | 63% | Non Catalytic | Stove | 0.50422 | 1.2763 | 0.72287 | 1.2763 | #VALUE! | #REF! | #REF! | #REF! | 540
| Horse Flame Metal USA, Inc. | 917HF, HF917UA | 7.2 | 932 | 575 | 11842-30330 | 6 | 11 | 11842 | 11842 | 21086 | 30330 | #REF! |  |  | 63% | Non Catalytic | Stove | 0.52334 | 1.3404 | 0.75278 | 1.3404 | #VALUE! | #REF! | #REF! | #REF! | 561
| Horse Flame Metal USA, Inc. | HF577DU | 6.8 | 895 | 539 | 10754-43138 | 6 | 11 | 10754 | 14666.92 | 26946 | 43138 | #REF! |  |  | 63% | Non Catalytic | Stove | 0.34752 | 1.0221 | 0.55634 | 1.394 | #VALUE! | #REF! | #REF! | #REF! | 475
| Hudson River Stove Works | HR1-M, Hudson River Medium | 7 | 907 | 550 | 11900-19700 | 6 | 11 | 11900 | 11900 | 15800 | 19700 | #REF! |  |  | 63% | Non Catalytic | Stove | 0.78336 | 1.2968 | 0.97672 | 1.2968 | #VALUE! | #REF! | #REF! | #REF! | 545
| Hussong Manufacturin Company, Inc.(Kozy Heat) | Olivia, Model Number OVL-PC | 2.5 | 218 | 63 | 8100-21400 | 5 | 10 | 8100 | 8100 | 14750 | 21400 | #REF! |  |  | 63% | Non Catalytic | Stove | 0.25755 | 0.68043 | 0.37366 | 0.68043 | #VALUE! | #REF! | #REF! | #REF! | 262
| Hussong Manufacturing Company, Inc. | Kozy Heat Z 42 | 3.3 | 393 | 152 | 11500-35100 | 6 | 11 | 11500 | 11934 | 23300 | 35100 | #REF! |  |  | 63% | Non Catalytic | Stove | 0.20727 | 0.60961 | 0.31224 | 0.63262 | #VALUE! | #REF! | #REF! | #REF! | 193
X | Hutch Manufacturing Company | DWI-42C | 1.6 | 86 | 29 | 9800-54600 | 5 | 10 | 9800 | 18564 | 32200 | 54600 | #REF! |  |  | 72% | Catalytic | Stove | 0.064603 | 0.19001 | 0.10954 | 0.35993 | #VALUE! | #REF! | #REF! | #REF! | 12
X | Hutch Manufacturing Company | DWI-42C-2 (EPA) | 1.5 | 79 | 27 | 10700-52800 | 6 | 11 | 10700 | 17952 | 31750 | 52800 | #REF! |  |  | 72% | Catalytic | Stove | 0.06263 | 0.18421 | 0.10415 | 0.30905 | #VALUE! | #REF! | #REF! | #REF! | 11
X | Hutch Manufacturing Company | HRD-18C | 4.5 | 700 | 244 | 9300-39100 | 5 | 10 | 9300 | 13294 | 24200 | 39100 | #REF! |  |  | 72% | Catalytic | Stove | 0.25372 | 0.74625 | 0.40994 | 1.0667 | #VALUE! | #REF! | #REF! | #REF! | 221
X | Hutch Manufacturing Company | HRD-27C Catalytic Freestanding | 2.5 | 218 | 89 | 10300-56200 | 6 | 11 | 10300 | 19108 | 33250 | 56200 | #REF! |  |  | 72% | Catalytic | Stove | 0.098069 | 0.28844 | 0.16576 | 0.53509 | #VALUE! | #REF! | #REF! | #REF! | 40
X | Hutch Manufacturing Company | HRS-18C Small Freestanding | 2.9 | 295 | 128 | 10300-38400 | 6 | 11 | 10300 | 13056 | 24350 | 38400 | #REF! |  |  | 72% | Catalytic | Stove | 0.16649 | 0.48968 | 0.26256 | 0.62071 | #VALUE! | #REF! | #REF! | #REF! | 121
| HWAM Heat Design A/S | 3055 | 4.09 | 593 | 282 | 10996-26221 | 6 | 11 | 10996 | 10996 | 18608.5 | 26221 | #REF! |  |  | 63% | Non Catalytic | Stove | 0.34388 | 0.82 | 0.48455 | 0.82 | #VALUE! | #REF! | #REF! | #REF! | 372
| HWAM Heat Design A/S | Monet | 3.4 | 415 | 168 | 10996-26221 | 6 | 11 | 10996 | 10996 | 18608.5 | 26221 | #REF! |  |  | 63% | Non Catalytic | Stove | 0.28586 | 0.68167 | 0.4028 | 0.68167 | #VALUE! | #REF! | #REF! | #REF! | 265
| J. A. Roby | Atmosphere | 6.9 | 900 | 543 | 9043-28675 | 5 | 10 | 9043 | 9749.5 | 18859 | 28675 | #REF! |  |  | 63% | Non Catalytic | Stove | 0.53048 | 1.5602 | 0.8066 | 1.6821 | #VALUE! | #REF! | #REF! | #REF! | 592
| J. A. Roby | Evolution | 6.9 | 900 | 543 | 9043-28675 | 5 | 10 | 9043 | 9749.5 | 18859 | 28675 | #REF! |  |  | 63% | Non Catalytic | Stove | 0.53048 | 1.5602 | 0.8066 | 1.6821 | #VALUE! | #REF! | #REF! | #REF! | 592
| J. A. Roby | Mystere | 6 | 844 | 491 | 12900-24200 | 6 | 11 | 12900 | 12900 | 18550 | 24200 | #REF! |  |  | 63% | Non Catalytic | Stove | 0.54659 | 1.0254 | 0.71307 | 1.0254 | #VALUE! | #REF! | #REF! | #REF! | 477
| J. A. Roby | Ultimate | 7.1 | 925 | 568 | 9501.-29180 | 6 | 11 | 9501 | 9921.2 | 19340.5 | 29180 | #REF! |  |  | 63% | Non Catalytic | Stove | 0.53641 | 1.5777 | 0.80932 | 1.6475 | #VALUE! | #REF! | #REF! | #REF! | 595
| J. A. Roby | Vulcain | 6.09 | 852 | 499 | 9501.-29180 | 6 | 11 | 9501 | 9921.2 | 19340.5 | 29180 | #REF! |  |  | 63% | Non Catalytic | Stove | 0.46011 | 1.3533 | 0.69419 | 1.4131 | #VALUE! | #REF! | #REF! | #REF! | 563
X | Jacuzzi Leisure Products, Inc. | Cabot Elite S17XE | 4.5 | 700 | 376 | 11300-34400 | 6 | 11 | 11300 | 11696 | 22850 | 34400 | #REF! |  |  | 63% | Non Catalytic | Stove | 0.28839 | 0.84821 | 0.43416 | 0.87793 | #VALUE! | #REF! | #REF! | #REF! | 391
X | Jacuzzi Leisure Products, Inc. | Campbell Elite S14XE | 5.1 | 766 | 425 | 11000-31100 | 6 | 11 | 11000 | 11000 | 21050 | 31100 | #REF! |  |  | 63% | Non Catalytic | Stove | 0.36152 | 1.0221 | 0.53413 | 1.0221 | #VALUE! | #REF! | #REF! | #REF! | 476
X | Jacuzzi Leisure Products, Inc. | Douglas Elite S131E, S132E; Mini Elite S111E,S112E | 7.1 | 925 | 568 | 10400-22200 | 6 | 11 | 10400 | 10400 | 16300 | 22200 | #REF! |  |  | 63% | Non Catalytic | Stove | 0.70507 | 1.5051 | 0.96028 | 1.5051 | #VALUE! | #REF! | #REF! | #REF! | 590
X | Jacuzzi Leisure Products, Inc. | Fraser Elite I, S407E, S408E, S409E | 3.4 | 415 | 168 | 10000-37900 | 6 | 11 | 10000 | 12886 | 23950 | 37900 | #REF! |  |  | 63% | Non Catalytic | Stove | 0.19777 | 0.58168 | 0.31297 | 0.74956 | #VALUE! | #REF! | #REF! | #REF! | 175
X | Jacuzzi Leisure Products, Inc. | Gordon Elite S18XE | 3 | 322 | 117 | 11300-31200 | 6 | 11 | 11300 | 11300 | 21250 | 31200 | #REF! |  |  | 63% | Non Catalytic | Stove | 0.21198 | 0.58529 | 0.31124 | 0.58529 | #VALUE! | #REF! | #REF! | #REF! | 178
X | Jacuzzi Leisure Products, Inc. | Model Campbell II Elite S-24X & FW24 Series, CJW1000L02, | 5.3 | 792 | 444 | 10600-26100 | 6 | 11 | 10600 | 10600 | 18350 | 26100 | #REF! |  |  | 63% | Non Catalytic | Stove | 0.44767 | 1.1023 | 0.63675 | 1.1023 | #VALUE! | #REF! | #REF! | #REF! | 505
X | Jacuzzi Leisure Products, Inc. | n JW1000L10, JW1000P10, DW1000, FW2400, S24 | 5.3 | 792 | 444 | 10600-26100 | 6 | 11 | 10600 | 10600 | 18350 | 26100 | #REF! |  |  | 63% | Non Catalytic | Stove | 0.44767 | 1.1023 | 0.63675 | 1.1023 | #VALUE! | #REF! | #REF! | #REF! | 505
X | Jayline Heating Ltd. | AMZED JAYLINE 1B AND FS | 5.4 | 802 | 452 | 9500-40400 | 5 | 10 | 9500 | 13736 | 24950 | 40400 | #REF! |  |  | 63% | Non Catalytic | Stove | 0.29467 | 0.86668 | 0.47714 | 1.2531 | #VALUE! | #REF! | #REF! | #REF! | 399
X | Jayline Heating Ltd. | Amzed Jayline Ukal U-12 | 2.9 | 295 | 96 | 9900-28200 | 5 | 10 | 9900 | 9900 | 19050 | 28200 | #REF! |  |  | 63% | Non Catalytic | Stove | 0.22671 | 0.64579 | 0.33561 | 0.64579 | #VALUE! | #REF! | #REF! | #REF! | 232
| Jotul North America (Jotul U.S.A., Inc.) | 50TL | 2.84 | 292 | 94 | 11696-32919 | 6 | 11 | 11696 | 11696 | 22307.5 | 32919 | #REF! |  |  | 63% | Non Catalytic | Stove | 0.19019 | 0.53531 | 0.28067 | 0.53531 | #VALUE! | #REF! | #REF! | #REF! | 136
| Jotul North America (Jotul U.S.A., Inc.) | Alpha 350132 | 3.1 | 347 | 146 | 10100-33000 | 6 | 11 | 10100 | 11220 | 21550 | 33000 | #REF! |  |  | 72% | Catalytic | Stove | 0.2071 | 0.60911 | 0.31713 | 0.67665 | #VALUE! | #REF! | #REF! | #REF! | 179
| Jotul North America (Jotul U.S.A., Inc.) | American Fireplace Stove 3TDC | 4 | 571 | 225 | 8800-31700 | 5 | 10 | 8800 | 10778 | 20250 | 31700 | #REF! |  |  | 72% | Catalytic | Stove | 0.27818 | 0.81818 | 0.43547 | 1.0021 | #VALUE! | #REF! | #REF! | #REF! | 232
| Jotul North America (Jotul U.S.A., Inc.) | C450, Tamarack | 4.42 | 696 | 372 | 11900-36100 | 6 | 11 | 11900 | 12274 | 24000 | 36100 | #REF! |  |  | 63% | Non Catalytic | Stove | 0.26992 | 0.7939 | 0.40601 | 0.81885 | #VALUE! | #REF! | #REF! | #REF! | 346
| Jotul North America (Jotul U.S.A., Inc.) | C550 | 7.14 | 929 | 572 | 12034-36669 | 6 | 11 | 12034 | 12467.46 | 24351.5 | 36669 | #REF! |  |  | 63% | Non Catalytic | Stove | 0.42927 | 1.2625 | 0.6464 | 1.308 | #VALUE! | #REF! | #REF! | #REF! | 538
| Jotul North America (Jotul U.S.A., Inc.) | C550 CB | 4.47 | 699 | 375 | 11696-35933 | 6 | 11 | 11696 | 12217.22 | 23814.5 | 35933 | #REF! |  |  | 63% | Non Catalytic | Stove | 0.27425 | 0.80661 | 0.4138 | 0.84255 | #VALUE! | #REF! | #REF! | #REF! | 356
| Jotul North America (Jotul U.S.A., Inc.) | Castine F400 | 3.8 | 518 | 238 | 11300-27800 | 6 | 11 | 11300 | 11300 | 19550 | 27800 | #REF! |  |  | 63% | Non Catalytic | Stove | 0.30135 | 0.74137 | 0.42851 | 0.74137 | #VALUE! | #REF! | #REF! | #REF! | 308
| Jotul North America (Jotul U.S.A., Inc.) | F100 Nordic QT | 3 | 322 | 117 | 7700-27400 | 5 | 10 | 7700 | 9316 | 17550 | 27400 | #REF! |  |  | 63% | Non Catalytic | Stove | 0.24138 | 0.70994 | 0.37685 | 0.85893 | #VALUE! | #REF! | #REF! | #REF! | 290
| Jotul North America (Jotul U.S.A., Inc.) | F118 CB | 3.5 | 432 | 181 | 12000-23500 | 6 | 11 | 12000 | 12000 | 17750 | 23500 | #REF! |  |  | 63% | Non Catalytic | Stove | 0.32834 | 0.643 | 0.43471 | 0.643 | #VALUE! | #REF! | #REF! | #REF! | 228
| Jotul North America (Jotul U.S.A., Inc.) | F370 | 2.58 | 234 | 65 | 10978-29048 | 6 | 11 | 10978 | 10978 | 20013 | 29048 | #REF! |  |  | 63% | Non Catalytic | Stove | 0.19581 | 0.51811 | 0.28421 | 0.51811 | #VALUE! | #REF! | #REF! | #REF! | 118
| Jotul North America (Jotul U.S.A., Inc.) | F3CBII | 3.8 | 518 | 238 | 11400-43500 | 6 | 11 | 11400 | 14790 | 27450 | 43500 | #REF! |  |  | 63% | Non Catalytic | Stove | 0.19258 | 0.56642 | 0.30519 | 0.73486 | #VALUE! | #REF! | #REF! | #REF! | 163
| Jotul North America (Jotul U.S.A., Inc.) | F45 | 2.31 | 193 | 54 | 11576-26528 | 6 | 11 | 11576 | 11576 | 19052 | 26528 | #REF! |  |  | 63% | Non Catalytic | Stove | 0.19197 | 0.43993 | 0.2673 | 0.43993 | #VALUE! | #REF! | #REF! | #REF! | 74
| Jotul North America (Jotul U.S.A., Inc.) | F500 | 3.2 | 376 | 141 | 12000-34700 | 6 | 11 | 12000 | 12000 | 23350 | 34700 | #REF! |  |  | 63% | Non Catalytic | Stove | 0.2033 | 0.58789 | 0.30213 | 0.58789 | #VALUE! | #REF! | #REF! | #REF! | 182
| Jotul North America (Jotul U.S.A., Inc.) | F55 | 3.5 | 432 | 181 | 11576-30399 | 6 | 11 | 11576 | 11576 | 20987.5 | 30399 | #REF! |  |  | 63% | Non Catalytic | Stove | 0.25383 | 0.66656 | 0.36765 | 0.66656 | #VALUE! | #REF! | #REF! | #REF! | 248
| Jotul North America (Jotul U.S.A., Inc.) | F602 CB | 3.4 | 415 | 168 | 11998-47713 | 6 | 11 | 11998 | 16222.42 | 29855.5 | 47713 | #REF! |  | 70.7% | 63% | Non Catalytic | Stove | 0.1571 | 0.46205 | 0.25106 | 0.62474 | #VALUE! | #REF! | #REF! | #REF! | 87
| Jotul North America (Jotul U.S.A., Inc.) | Firelight 12 | 2.4 | 196 | 75 | 10500-32100 | 6 | 11 | 10500 | 10914 | 21300 | 32100 | #REF! |  |  | 72% | Catalytic | Stove | 0.16483 | 0.48479 | 0.2484 | 0.50391 | #VALUE! | #REF! | #REF! | #REF! | 113
| Jotul North America (Jotul U.S.A., Inc.) | Firelight 12CB | 4.4 | 660 | 338 | 13500-45900 | 6 | 11 | 13500 | 15606 | 29700 | 45900 | #REF! |  |  | 63% | Non Catalytic | Stove | 0.21133 | 0.62157 | 0.32661 | 0.71853 | #VALUE! | #REF! | #REF! | #REF! | 199
| Jotul North America (Jotul U.S.A., Inc.) | Jotul F600 | 4.1 | 594 | 283 | 11600-32500 | 6 | 11 | 11600 | 11600 | 22050 | 32500 | #REF! |  |  | 63% | Non Catalytic | Stove | 0.27812 | 0.77921 | 0.40992 | 0.77921 | #VALUE! | #REF! | #REF! | #REF! | 332
| Jotul North America (Jotul U.S.A., Inc.) | Jotul Model 602 CB Classic | 5.2 | 784 | 437 | 9700-42100 | 5 | 10 | 9700 | 14314 | 25900 | 42100 | #REF! |  |  | 63% | Non Catalytic | Stove | 0.2723 | 0.80088 | 0.44262 | 1.1818 | #VALUE! | #REF! | #REF! | #REF! | 353
| Jotul North America (Jotul U.S.A., Inc.) | Jotul Oslo F-500 | 3 | 322 | 117 | 10900-35000 | 6 | 11 | 10900 | 11900 | 22950 | 35000 | #REF! |  |  | 63% | Non Catalytic | Stove | 0.18896 | 0.55578 | 0.28818 | 0.60677 | #VALUE! | #REF! | #REF! | #REF! | 154
| Jotul North America (Jotul U.S.A., Inc.) | Jotul Petite | 4.52 | 720 | 391 | 10500-39900 | 6 | 11 | 10500 | 13566 | 25200 | 39900 | #REF! |  |  | 63% | Non Catalytic | Stove | 0.24974 | 0.73454 | 0.39543 | 0.94902 | #VALUE! | #REF! | #REF! | #REF! | 300
| Jotul North America (Jotul U.S.A., Inc.) | Model 3 CB | 5.8 | 834 | 481 | 11900-58300 | 6 | 11 | 11900 | 19822 | 35100 | 58300 | #REF! |  |  | 63% | Non Catalytic | Stove | 0.21932 | 0.64507 | 0.36429 | 1.0745 | #VALUE! | #REF! | #REF! | #REF! | 229
| Jotul North America (Jotul U.S.A., Inc.) | Model 3 TDIC-2 | 3.6 | 467 | 186 | 10900-30600 | 6 | 11 | 10900 | 10900 | 20750 | 30600 | #REF! |  |  | 72% | Catalytic | Stove | 0.25936 | 0.72812 | 0.38248 | 0.72812 | #VALUE! | #REF! | #REF! | #REF! | 219
| Jotul North America (Jotul U.S.A., Inc.) | Model 8 TDIC | 3.8 | 518 | 205 | 10900-35100 | 6 | 11 | 10900 | 11934 | 23000 | 35100 | #REF! |  |  | 72% | Catalytic | Stove | 0.23867 | 0.70198 | 0.36424 | 0.76857 | #VALUE! | #REF! | #REF! | #REF! | 214
| Jotul North America (Jotul U.S.A., Inc.) | Model C350 | 4 | 571 | 270 | 11500-34200 | 6 | 11 | 11500 | 11628 | 22850 | 34200 | #REF! |  |  | 63% | Non Catalytic | Stove | 0.25785 | 0.75837 | 0.38592 | 0.76681 | #VALUE! | #REF! | #REF! | #REF! | 323
| Jotul North America (Jotul U.S.A., Inc.) | Model Series 8 | 3.1 | 347 | 146 | 12600-33000 | 6 | 11 | 12600 | 12600 | 22800 | 33000 | #REF! |  |  | 72% | Catalytic | Stove | 0.2071 | 0.5424 | 0.29975 | 0.5424 | #VALUE! | #REF! | #REF! | #REF! | 144
| JR Home Heating Products | WPS 30 | 4.5 | 700 | 82 | 12791-43520 | 6 | 11 | 12791 | 14796.8 | 28155.5 | 43520 | #REF! |  |  | 78% | Pellet | Stove | 0.22796 | 0.67046 | 0.35235 | 0.77559 | #VALUE! | #REF! | #REF! | #REF! | 76
| Jydepejsan A/S | H530 | 6.8 | 895 | 539 | 11100-28800 | 6 | 11 | 11100 | 11100 | 19950 | 28800 | #REF! |  |  | 63% | Non Catalytic | Stove | 0.52053 | 1.3506 | 0.75144 | 1.3506 | #VALUE! | #REF! | #REF! | #REF! | 562
| Jydepejsan A/S | Trendline, Soft Line, Fine Line, Zeus, Athene, Troja, Hera, Avanti | 3.9 | 548 | 253 | 11300-28100 | 6 | 11 | 11300 | 11300 | 19700 | 28100 | #REF! |  |  | 63% | Non Catalytic | Stove | 0.30597 | 0.76087 | 0.43644 | 0.76087 | #VALUE! | #REF! | #REF! | #REF! | 325
| Kalvin International and Company (HK) | KWS1-M | 7 | 907 | 550 | 11900-19700 | 6 | 11 | 11900 | 11900 | 15800 | 19700 | #REF! |  |  | 63% | Non Catalytic | Stove | 0.78336 | 1.2968 | 0.97672 | 1.2968 | #VALUE! | #REF! | #REF! | #REF! | 545
| Kent Heating Limited | Catalytic Tile Fire | 2 | 131 | 46 | 5900-24500 | 5 | 10 | 5900 | 8330 | 15200 | 24500 | #REF! |  |  | 72% | Catalytic | Stove | 0.17997 | 0.52931 | 0.29008 | 0.74732 | #VALUE! | #REF! | #REF! | #REF! | 137
X | Kent Heating Limited | Log Fire 2000 | 7 | 907 | 550 | 11200-23700 | 6 | 11 | 11200 | 11200 | 17450 | 23700 | #REF! |  |  | 63% | Non Catalytic | Stove | 0.65114 | 1.3779 | 0.88436 | 1.3779 | #VALUE! | #REF! | #REF! | #REF! | 575
| Kent Heating Limited | Log Fire LPE | 5.9 | 836 | 483 | 8900-28200 | 5 | 10 | 8900 | 9588 | 18550 | 28200 | #REF! |  |  | 63% | Non Catalytic | Stove | 0.46124 | 1.3566 | 0.70119 | 1.4615 | #VALUE! | #REF! | #REF! | #REF! | 564
| Kent Heating Limited | Rose Bay KTXRB | 3.6 | 467 | 207 | 10300-37500 | 6 | 11 | 10300 | 12750 | 23900 | 37500 | #REF! |  |  | 63% | Non Catalytic | Stove | 0.21164 | 0.62247 | 0.33207 | 0.77053 | #VALUE! | #REF! | #REF! | #REF! | 200
| Kent Heating Limited | Sherwood 2000 | 8.1 | 955 | 598 | 13000-26600 | 6 | 11 | 13000 | 13000 | 19800 | 26600 | #REF! |  |  | 63% | Non Catalytic | Stove | 0.67132 | 1.3736 | 0.90188 | 1.3736 | #VALUE! | #REF! | #REF! | #REF! | 572
| Kent Heating Limited | Sherwood L.E.M. XLE-1 | 6.5 | 875 | 521 | 9600-33400 | 5 | 10 | 9600 | 11356 | 21500 | 33400 | #REF! |  |  | 63% | Non Catalytic | Stove | 0.42904 | 1.2619 | 0.6665 | 1.4927 | #VALUE! | #REF! | #REF! | #REF! | 537
| Kent Heating Limited | Tile Fire 2000, Ultima 2000 | 6.3 | 861 | 507 | 12500-21700 | 6 | 11 | 12500 | 12500 | 17100 | 21700 | #REF! |  |  | 63% | Non Catalytic | Stove | 0.64004 | 1.1111 | 0.81222 | 1.1111 | #VALUE! | #REF! | #REF! | #REF! | 515
| Kent Heating Limited | Tile Fire L.E.M. TLE-1 | 5.9 | 836 | 483 | 8500-38600 | 5 | 10 | 8500 | 13124 | 23550 | 38600 | #REF! |  |  | 63% | Non Catalytic | Stove | 0.33697 | 0.99109 | 0.55232 | 1.5302 | #VALUE! | #REF! | #REF! | #REF! | 469
| Kent Heating Limited | Ultima 2000S | 4.5 | 700 | 376 | 11000-23000 | 6 | 11 | 11000 | 11000 | 17000 | 23000 | #REF! |  |  | 63% | Non Catalytic | Stove | 0.43133 | 0.90188 | 0.58357 | 0.90188 | #VALUE! | #REF! | #REF! | #REF! | 417
| Krog Iversen & Co. A/S | Andersen 8 | 2.9 | 295 | 96 | 11900-30100 | 6 | 11 | 11900 | 11900 | 21000 | 30100 | #REF! |  |  | 63% | Non Catalytic | Stove | 0.2124 | 0.53725 | 0.30444 | 0.53725 | #VALUE! | #REF! | #REF! | #REF! | 137
| Krog Iversen & Co. A/S | Andersen 8.2 | 3.5 | 432 | 181 | 7600-28800 | 5 | 10 | 7600 | 9792 | 18200 | 28800 | #REF! |  |  | 63% | Non Catalytic | Stove | 0.26792 | 0.788 | 0.42396 | 1.0153 | #VALUE! | #REF! | #REF! | #REF! | 342
| Krog Iversen & Co. A/S | Basic 1 & 3 | 2.17 | 167 | 43 | 10032-17906 | 6 | 11 | 10032 | 10032 | 13969 | 17906 | #REF! |  |  | 63% | Non Catalytic | Stove | 0.26717 | 0.47687 | 0.34247 | 0.47687 | #VALUE! | #REF! | #REF! | #REF! | 91
| Krog Iversen & Co. A/S | Basic 4 | 2.2 | 169 | 45 | 10000-22100 | 6 | 11 | 10000 | 10000 | 16050 | 22100 | #REF! |  |  | 63% | Non Catalytic | Stove | 0.21946 | 0.48501 | 0.30219 | 0.48501 | #VALUE! | #REF! | #REF! | #REF! | 97
| Krog Iversen & Co. A/S | DSA 4 | 1.1 | 36 | 9 | 10500-27900 | 6 | 11 | 10500 | 10500 | 19200 | 27900 | #REF! |  |  | 63% | Non Catalytic | Stove | 0.086919 | 0.23096 | 0.1263 | 0.23096 | #VALUE! | #REF! | #REF! | #REF! | 13
| Krog Iversen & Co. A/S | Model Scan 61 | 4.5 | 700 | 376 | 10600-29300 | 6 | 11 | 10600 | 10600 | 19950 | 29300 | #REF! |  |  | 63% | Non Catalytic | Stove | 0.33859 | 0.93591 | 0.49727 | 0.93591 | #VALUE! | #REF! | #REF! | #REF! | 438
| Krog Iversen & Co. A/S | Scan 10-A | 4.4 | 660 | 338 | 11600-37700 | 6 | 11 | 11600 | 12818 | 24650 | 37700 | #REF! |  |  | 63% | Non Catalytic | Stove | 0.2573 | 0.75676 | 0.39352 | 0.83622 | #VALUE! | #REF! | #REF! | #REF! | 321
| Krog Iversen & Co. A/S | Scan 20 | 5.1 | 766 | 425 | 9900-19000 | 5 | 10 | 9900 | 9900 | 14450 | 19000 | #REF! |  |  | 63% | Non Catalytic | Stove | 0.59176 | 1.1357 | 0.77809 | 1.1357 | #VALUE! | #REF! | #REF! | #REF! | 518
| Krog Iversen & Co. A/S | Scan 24 | 2.9 | 295 | 96 | 11300-22500 | 6 | 11 | 11300 | 11300 | 16900 | 22500 | #REF! |  |  | 63% | Non Catalytic | Stove | 0.28415 | 0.56578 | 0.3783 | 0.56578 | #VALUE! | #REF! | #REF! | #REF! | 162
| Krog Iversen & Co. A/S | Scan 4.5 | 3.3 | 393 | 152 | 9500-31000 | 5 | 10 | 9500 | 10540 | 20250 | 31000 | #REF! |  |  | 63% | Non Catalytic | Stove | 0.23468 | 0.69024 | 0.35927 | 0.7658 | #VALUE! | #REF! | #REF! | #REF! | 274
| Krog Iversen & Co. A/S | Scan 47.2 | 3.1 | 347 | 130 | 10400-30900 | 6 | 11 | 10400 | 10506 | 20650 | 30900 | #REF! |  |  | 63% | Non Catalytic | Stove | 0.22117 | 0.65051 | 0.33095 | 0.65714 | #VALUE! | #REF! | #REF! | #REF! | 238
| Krog Iversen & Co. A/S | Scan 5.2 | 4.2 | 619 | 303 | 11800-26500 | 6 | 11 | 11800 | 11800 | 19150 | 26500 | #REF! |  |  | 63% | Non Catalytic | Stove | 0.34941 | 0.78468 | 0.48351 | 0.78468 | #VALUE! | #REF! | #REF! | #REF! | 339
| Krog Iversen & Co. A/S | Scan 60 | 3.97 | 568 | 267 | 8700-27430 | 5 | 10 | 8700 | 9326.2 | 18065 | 27430 | #REF! |  |  | 63% | Non Catalytic | Stove | 0.31907 | 0.93845 | 0.48448 | 1.006 | #VALUE! | #REF! | #REF! | #REF! | 442
| Kuma Stove and Iron Works | Ashwood | 3.3 | 393 | 152 | 11300-48000 | 6 | 11 | 11300 | 16320 | 29650 | 48000 | #REF! |  |  | 63% | Non Catalytic | Stove | 0.15157 | 0.44578 | 0.24537 | 0.64382 | #VALUE! | #REF! | #REF! | #REF! | 75
| Kuma Stove And Iron Works | Aspen | 4.1 | 594 | 283 | 11689-24206 | 6 | 11 | 11689 | 11689 | 17947.5 | 24206 | #REF! |  |  | 63% | Non Catalytic | Stove | 0.37341 | 0.77327 | 0.50362 | 0.77327 | #VALUE! | #REF! | #REF! | #REF! | 331
| Kuma Stove And Iron Works | Kuma K-300/K-400, K-100B | 2.8 | 283 | 119 | 12100-65200 | 6 | 11 | 12100 | 22168 | 38650 | 65200 | #REF! |  |  | 72% | Catalytic | Stove | 0.094675 | 0.27846 | 0.15971 | 0.51015 | #VALUE! | #REF! | #REF! | #REF! | 33
| Kuma Stove And Iron Works | Kuma Scott HT-1 | 3.5 | 432 | 181 | 11700-29800 | 6 | 11 | 11700 | 11700 | 20750 | 29800 | #REF! |  |  | 63% | Non Catalytic | Stove | 0.25893 | 0.65949 | 0.37186 | 0.65949 | #VALUE! | #REF! | #REF! | #REF! | 244
| Kuma Stove and Iron Works | Kuma Wood Classic Model HT-2 | 3.2 | 376 | 141 | 11300-48000 | 6 | 11 | 11300 | 16320 | 29650 | 48000 | #REF! |  |  | 63% | Non Catalytic | Stove | 0.14697 | 0.43227 | 0.23793 | 0.62431 | #VALUE! | #REF! | #REF! | #REF! | 66
| Kuma Stove And Iron Works | Model Kuma 100/300/400 | 2.2 | 169 | 64 | 10100-52100 | 6 | 11 | 10100 | 17714 | 31100 | 52100 | #REF! |  |  | 72% | Catalytic | Stove | 0.093092 | 0.2738 | 0.15595 | 0.48021 | #VALUE! | #REF! | #REF! | #REF! | 30
| Kuma Stove and Iron Works | Tamarack | 3.3 | 393 | 152 | 11300-48000 | 6 | 11 | 11300 | 16320 | 29650 | 48000 | #REF! |  | 73.5% | 63% | Non Catalytic | Stove | 0.15157 | 0.44578 | 0.24537 | 0.64382 | #VALUE! | #REF! | #REF! | #REF! | 75
| Lennox Hearth Products | 1000HT, 1100HT, 2000HT, 2200HT | 8.3 | 957 | 600 | 6600-32200 | 5 | 10 | 6600 | 10948 | 19400 | 32200 | #REF! |  |  | 63% | Non Catalytic | Stove | 0.56826 | 1.6714 | 0.9432 | 2.7724 | #VALUE! | #REF! | #REF! | #REF! | 600
| Lennox Hearth Products | 1003-C | 3.7 | 501 | 196 | 11700-36800 | 6 | 11 | 11700 | 12512 | 24250 | 36800 | #REF! |  |  | 72% | Catalytic | Stove | 0.22166 | 0.65193 | 0.33637 | 0.69718 | #VALUE! | #REF! | #REF! | #REF! | 189
| Lennox Hearth Products | 2800HT | 4.5 | 700 | 376 | 11500-46700 | 6 | 11 | 11500 | 15878 | 29100 | 46700 | #REF! |  |  | 63% | Non Catalytic | Stove | 0.21243 | 0.6248 | 0.34092 | 0.86266 | #VALUE! | #REF! | #REF! | #REF! | 203
| Lennox Hearth Products | Bayview BV400, BV450 | 5.5 | 808 | 268 | 11000-53700 | 6 | 11 | 11000 | 18258 | 32350 | 53700 | #REF! |  |  | 72% | Catalytic | Stove | 0.2258 | 0.6641 | 0.37481 | 1.1023 | #VALUE! | #REF! | #REF! | #REF! | 193
| Lennox Hearth Products | Bayview BV450C/BV400C-2 | 3 | 322 | 134 | 11000-48100 | 6 | 11 | 11000 | 16354 | 29550 | 48100 | #REF! |  |  | 72% | Catalytic | Stove | 0.1375 | 0.40441 | 0.22382 | 0.60125 | #VALUE! | #REF! | #REF! | #REF! | 74
| Lennox Hearth Products | Bayview II BV4000 | 3.1 | 347 | 146 | 9200-42300 | 5 | 10 | 9200 | 14382 | 25750 | 42300 | #REF! |  |  | 72% | Catalytic | Stove | 0.16157 | 0.47519 | 0.26541 | 0.74285 | #VALUE! | #REF! | #REF! | #REF! | 102
| Lennox Hearth Products | Bayview II, 2000C,BV4000C, BV4000C-2 | 1.9 | 114 | 42 | 6600-40900 | 5 | 10 | 6600 | 13906 | 23750 | 40900 | #REF! |  |  | 72% | Catalytic | Stove | 0.10241 | 0.30122 | 0.17637 | 0.63465 | #VALUE! | #REF! | #REF! | #REF! | 46
| Lennox Hearth Products | BELLA | 1.01 | 35 | 18 | 11202-25925 | 6 | 11 | 11202 | 11202 | 18563.5 | 25925 | #REF! |  |  | 78% | Pellet | Stove | 0.085887 | 0.19877 | 0.11995 | 0.19877 | #VALUE! | #REF! | #REF! | #REF! | 24
| Lennox Hearth Products | Brass Flame KS-1005, KS-2000I | 6 | 844 | 491 | 11800-44000 | 6 | 11 | 11800 | 14960 | 27900 | 44000 | #REF! |  |  | 63% | Non Catalytic | Stove | 0.30063 | 0.88419 | 0.4741 | 1.121 | #VALUE! | #REF! | #REF! | #REF! | 408
| Lennox Hearth Products | Brass Flame KS-805 | 5.3 | 792 | 444 | 9300-49800 | 5 | 10 | 9300 | 16932 | 29550 | 49800 | #REF! |  |  | 63% | Non Catalytic | Stove | 0.23462 | 0.69007 | 0.39541 | 1.2564 | #VALUE! | #REF! | #REF! | #REF! | 273
| Lennox Hearth Products | Brass Flame KS-805 | 6 | 844 | 491 | 9300-49800 | 5 | 10 | 9300 | 16932 | 29550 | 49800 | #REF! |  |  | 63% | Non Catalytic | Stove | 0.26561 | 0.78121 | 0.44763 | 1.4223 | #VALUE! | #REF! | #REF! | #REF! | 335
| Lennox Hearth Products | CANYON ST310, C310 | 3.5 | 432 | 181 | 11600-38800 | 6 | 11 | 11600 | 13192 | 25200 | 38800 | #REF! |  |  | 63% | Non Catalytic | Stove | 0.19887 | 0.5849 | 0.30619 | 0.66518 | #VALUE! | #REF! | #REF! | #REF! | 176
| Lennox Hearth Products | Earth Stove c-1002, and Ranger 1500HT, 1400HT | 6.6 | 884 | 529 | 11700-37000 | 6 | 11 | 11700 | 12580 | 24350 | 37000 | #REF! |  |  | 63% | Non Catalytic | Stove | 0.39325 | 1.1566 | 0.59755 | 1.2436 | #VALUE! | #REF! | #REF! | #REF! | 521
| Lennox Hearth Products | ES2100 | 3.05 | 344 | 127 | 10491-30387 | 6 | 11 | 10491 | 10491 | 20439 | 30387 | #REF! |  |  | 63% | Non Catalytic | Stove | 0.22128 | 0.64093 | 0.32898 | 0.64093 | #VALUE! | #REF! | #REF! | #REF! | 223
| Lennox Hearth Products | Grand View 230, Montake 230 | 3.6 | 467 | 207 | 11214-28216 | 6 | 11 | 11214 | 11214 | 19715 | 28216 | #REF! |  |  | 63% | Non Catalytic | Stove | 0.28128 | 0.70773 | 0.40256 | 0.70773 | #VALUE! | #REF! | #REF! | #REF! | 288
| Lennox Hearth Products | KS-1005, SV-14; KS-2000, FI-15 | 6 | 844 | 491 | 9500-41100 | 5 | 10 | 9500 | 13974 | 25300 | 41100 | #REF! |  |  | 63% | Non Catalytic | Stove | 0.32184 | 0.94658 | 0.52283 | 1.3924 | #VALUE! | #REF! | #REF! | #REF! | 452
| Lennox Hearth Products | LEGACY S260, C260, and E260 | 4.11 | 613 | 297 | 11800-48000 | 6 | 11 | 11800 | 16320 | 29900 | 48000 | #REF! |  |  | 63% | Non Catalytic | Stove | 0.18877 | 0.5552 | 0.30304 | 0.76787 | #VALUE! | #REF! | #REF! | #REF! | 152
| Lennox Hearth Products | Model T200C | 3.2 | 376 | 162 | 8500-34900 | 5 | 10 | 8500 | 11866 | 21700 | 34900 | #REF! |  |  | 72% | Catalytic | Stove | 0.20214 | 0.59453 | 0.3251 | 0.82996 | #VALUE! | #REF! | #REF! | #REF! | 172
| Lennox Hearth Products | MONTAGE | 4.03 | 592 | 79 | 6270-29784 | 5 | 10 | 6270 | 10126.56 | 18027 | 29784 | #REF! |  |  | 78% | Pellet | Stove | 0.2983 | 0.87734 | 0.49284 | 1.417 | #VALUE! | #REF! | #REF! | #REF! | 81
| Lennox Hearth Products | PERFORMER SS210, ST210 and C210 | 4.2 | 619 | 303 | 9500-36100 | 5 | 10 | 9500 | 12274 | 22800 | 36100 | #REF! |  |  | 63% | Non Catalytic | Stove | 0.25649 | 0.75438 | 0.40611 | 0.97466 | #VALUE! | #REF! | #REF! | #REF! | 318
| Lennox Hearth Products | STRIKER S160 and C160 | 1.6 | 86 | 22 | 12500-41200 | 6 | 11 | 12500 | 14008 | 26850 | 41200 | #REF! |  |  | 63% | Non Catalytic | Stove | 0.085615 | 0.25181 | 0.13137 | 0.28219 | #VALUE! | #REF! | #REF! | #REF! | 14
| Lennox Hearth Products | Traditions T-100 | 3.8 | 518 | 205 | 8300-43800 | 5 | 10 | 8300 | 14892 | 26050 | 43800 | #REF! |  |  | 72% | Catalytic | Stove | 0.19127 | 0.56255 | 0.32159 | 1.0093 | #VALUE! | #REF! | #REF! | #REF! | 152
| Lennox Hearth Products | Traditions T150C, T100SC | 4.1 | 594 | 233 | 6500-35300 | 5 | 10 | 6500 | 12002 | 20900 | 35300 | #REF! |  |  | 72% | Catalytic | Stove | 0.25606 | 0.75311 | 0.43248 | 1.3906 | #VALUE! | #REF! | #REF! | #REF! | 224
| Lennox Hearth Products | Traditions T300HT & T3000HTn The Earth Stove 1600HT, 1900HT-M | 2.6 | 235 | 66 | 10700-37400 | 6 | 11 | 10700 | 12716 | 24050 | 37400 | #REF! |  |  | 63% | Non Catalytic | Stove | 0.15326 | 0.45076 | 0.23833 | 0.53569 | #VALUE! | #REF! | #REF! | #REF! | 81
| Lennox Hearth Products | Whitfield Advantage WP-2 | 1.3 | 53 | 25 | 10900-35100 | 6 | 11 | 10900 | 11934 | 23000 | 35100 | #REF! |  |  | 78% | Pellet | Stove | 0.081651 | 0.24015 | 0.12461 | 0.26293 | #VALUE! | #REF! | #REF! | #REF! | 29
| Lennox Hearth Products | Whitfield Fireplace/Hearth Stove | 1 | 23 | 11 | 11000-35700 | 6 | 11 | 11000 | 12138 | 23350 | 35700 | #REF! |  |  | 78% | Pellet | Stove | 0.061753 | 0.18163 | 0.094415 | 0.20042 | #VALUE! | #REF! | #REF! | #REF! | 18
| Lennox Hearth Products | Whitfield WP-1, III T, II-T, II-TC, Advantage Series | 1 | 23 | 11 | 9100-37800 | 5 | 10 | 9100 | 12852 | 23450 | 37800 | #REF! |  |  | 78% | Pellet | Stove | 0.058322 | 0.17154 | 0.094012 | 0.24226 | #VALUE! | #REF! | #REF! | #REF! | 13
| Lennox Hearth Products | WINSLOW PS40 and PI40 | 1.14 | 43 | 19 | 7476-21343 | 5 | 10 | 7476 | 7476 | 14409.5 | 21343 | #REF! |  |  | 78% | Pellet | Stove | 0.11775 | 0.33617 | 0.17441 | 0.33617 | #VALUE! | #REF! | #REF! | #REF! | 51
| Lennox Hearth Products | WP-2 III T, II-TC, Advantage Series | 1 | 23 | 11 | 9100-37800 | 5 | 10 | 9100 | 12852 | 23450 | 37800 | #REF! |  |  | 78% | Pellet | Stove | 0.058322 | 0.17154 | 0.094012 | 0.24226 | #VALUE! | #REF! | #REF! | #REF! | 13
X | Lexington Forge | Savannah SSW 20 and Windsor WCS20 | 3.76 | 516 | 236 | 11000-45000 | 6 | 11 | 11000 | 15300 | 28000 | 45000 | #REF! |  |  | 63% | Non Catalytic | Stove | 0.18421 | 0.54178 | 0.29604 | 0.75357 | #VALUE! | #REF! | #REF! | #REF! | 142
X | Lexington Forge | SSI 30 | 3.47 | 431 | 180 | 11000-30600 | 6 | 11 | 11000 | 11000 | 20800 | 30600 | #REF! |  |  | 63% | Non Catalytic | Stove | 0.25 | 0.69545 | 0.36778 | 0.69545 | #VALUE! | #REF! | #REF! | #REF! | 277
X | Lexington Forge | SSW 30FTPB, SSW30FTAL, SSW30FTAPB | 3.5 | 432 | 181 | 11000-30600 | 6 | 11 | 11000 | 11000 | 20800 | 30600 | #REF! |  |  | 63% | Non Catalytic | Stove | 0.25216 | 0.70146 | 0.37096 | 0.70146 | #VALUE! | #REF! | #REF! | #REF! | 282
X | Lexington Forge | SSW30STAL, SSW30STAPB Savannah | 3.5 | 432 | 181 | 11000-30600 | 6 | 11 | 11000 | 11000 | 20800 | 30600 | #REF! |  |  | 63% | Non Catalytic | Stove | 0.25216 | 0.70146 | 0.37096 | 0.70146 | #VALUE! | #REF! | #REF! | #REF! | 282
X | Lexington Forge | SSW40 | 4.3 | 635 | 318 | 11963-35767 | 6 | 11 | 11963 | 12160.78 | 23865 | 35767 | #REF! |  |  | 63% | Non Catalytic | Stove | 0.26504 | 0.77953 | 0.39722 | 0.79242 | #VALUE! | #REF! | #REF! | #REF! | 334
X | Long Agribusiness | 2062 Catalytic freestanding/insert | 3.3 | 393 | 167 | 10600-20700 | 6 | 11 | 10600 | 10600 | 15650 | 20700 | #REF! |  |  | 72% | Catalytic | Insert | 0.35146 | 0.68633 | 0.46486 | 0.68633 | #VALUE! | #REF! | #REF! | #REF! | 207
X | Long Agribusiness | Silent Flame 2058 | 5.3 | 792 | 266 | 9000-27100 | 5 | 10 | 9000 | 9214 | 18050 | 27100 | #REF! |  |  | 72% | Catalytic | Stove | 0.43116 | 1.2681 | 0.64733 | 1.2983 | #VALUE! | #REF! | #REF! | #REF! | 271
X | Long Agribusiness | Silent Flame Model 2058A | 2.3 | 182 | 71 | 9600-30600 | 5 | 10 | 9600 | 10404 | 20100 | 30600 | #REF! |  |  | 72% | Catalytic | Stove | 0.1657 | 0.48737 | 0.25227 | 0.52818 | #VALUE! | #REF! | #REF! | #REF! | 118
X | Long Agribusiness | Silent Flame Model 2062 | 2.4 | 196 | 75 | 9900-32600 | 5 | 10 | 9900 | 11084 | 21250 | 32600 | #REF! |  |  | 72% | Catalytic | Stove | 0.1623 | 0.47736 | 0.24899 | 0.53444 | #VALUE! | #REF! | #REF! | #REF! | 105
| LOPI by Travis Industries, Inc | Declaration, Walden insert | 4.1 | 594 | 283 | 11300-33400 | 6 | 11 | 11300 | 11356 | 22350 | 33400 | #REF! |  |  | 63% | Non Catalytic | Insert | 0.27062 | 0.79595 | 0.40442 | 0.79989 | #VALUE! | #REF! | #REF! | #REF! | 348
| LOPI by Travis Industries, Inc. | ANSWER, ANSER insert, Republic1250 and Avalon Spokane | 4.4 | 660 | 338 | 11600-38500 | 6 | 11 | 11600 | 13090 | 25050 | 38500 | #REF! |  |  | 63% | Non Catalytic | Insert | 0.25195 | 0.74104 | 0.38723 | 0.83622 | #VALUE! | #REF! | #REF! | #REF! | 304
| LOPI by Travis Industries, Inc. | Freedom | 3.6 | 467 | 207 | 11800-47500 | 6 | 11 | 11800 | 16150 | 29650 | 47500 | #REF! |  |  | 63% | Non Catalytic | Stove | 0.16708 | 0.49142 | 0.26767 | 0.67259 | #VALUE! | #REF! | #REF! | #REF! | 99
| LOPI by Travis Industries, Inc. | Leyden | 2.4 | 196 | 56 | 10700-33900 | 6 | 11 | 10700 | 11526 | 22300 | 33900 | #REF! |  |  | 63% | Non Catalytic | Stove | 0.15608 | 0.45905 | 0.23726 | 0.49449 | #VALUE! | #REF! | #REF! | #REF! | 82
| LOPI by Travis Industries, Inc. | Liberty, Freedom Bay insertn | 2.6 | 235 | 66 | 12000-45100 | 6 | 11 | 12000 | 15334 | 28550 | 45100 | #REF! |  |  | 63% | Non Catalytic | Insert | 0.12709 | 0.3738 | 0.20077 | 0.47766 | #VALUE! | #REF! | #REF! | #REF! | 47
| LOPI by Travis Industries, Inc. | Republic 1750, Endeavor and Revere Insert n | 1.94 | 122 | 29 | 9300-42200 | 5 | 10 | 9300 | 14348 | 25750 | 42200 | #REF! |  |  | 63% | Non Catalytic | Insert | 0.10135 | 0.29808 | 0.16609 | 0.45988 | #VALUE! | #REF! | #REF! | #REF! | 20
X | Luap Associates, Inc. | Eagle 2001 | 2.6 | 235 | 69 | 8400-55200 | 5 | 10 | 8400 | 18768 | 31800 | 55200 | #REF! |  |  | 78% | Pellet | Stove | 0.10384 | 0.30541 | 0.18025 | 0.68237 | #VALUE! | #REF! | #REF! | #REF! | 39
| Lucky Distributing | Esprit, Viva and Taurus | 4.4 | 660 | 338 | 11817-32263 | 6 | 11 | 11817 | 11817 | 22040 | 32263 | #REF! |  |  | 63% | Non Catalytic | Stove | 0.30066 | 0.82087 | 0.44012 | 0.82087 | #VALUE! | #REF! | #REF! | #REF! | 375
| Lucky Distributing | Integra | 3.6 | 467 | 76 | 10024-31268 | 6 | 11 | 10024 | 10631.12 | 20646 | 31268 | #REF! |  |  | 78% | Pellet | Stove | 0.25382 | 0.74654 | 0.38441 | 0.79175 | #VALUE! | #REF! | #REF! | #REF! | 77
| M. Texeira International, Incorporated | Bef 520 H | 6.4 | 868 | 514 | 11721-25859 | 6 | 11 | 11721 | 11721 | 18790 | 25859 | #REF! |  |  | 63% | Non Catalytic | Stove | 0.54563 | 1.2038 | 0.7509 | 1.2038 | #VALUE! | #REF! | #REF! | #REF! | 532
X | Martin Industries, Inc. | Ashley APC2,APC2C; King KC2,KC2B; Atlanta AC2,AC2B | 3 | 322 | 134 | 9700-27900 | 5 | 10 | 9700 | 9700 | 18800 | 27900 | #REF! |  |  | 72% | Catalytic | Stove | 0.23705 | 0.68183 | 0.3518 | 0.68183 | #VALUE! | #REF! | #REF! | #REF! | 204
X | Martin Industries, Inc. | Ashley APS5,APS5B; King KC5,KC5B; Atlanta AC5,AC5B | 3.8 | 518 | 205 | 9400-35400 | 5 | 10 | 9400 | 12036 | 22400 | 35400 | #REF! |  |  | 72% | Catalytic | Stove | 0.23665 | 0.69603 | 0.37399 | 0.89122 | #VALUE! | #REF! | #REF! | #REF! | 211
X | Martin Industries, Inc. | Ashley CAHF,CAHFB; King MCF,MCFB; Atlanta ACF,ACFB | 4.8 | 740 | 255 | 9900-30000 | 5 | 10 | 9900 | 10200 | 19950 | 30000 | #REF! |  |  | 72% | Catalytic | Stove | 0.35273 | 1.0375 | 0.53043 | 1.0689 | #VALUE! | #REF! | #REF! | #REF! | 258
X | Martin Industries, Inc. | Ashley n | 3.8 | 518 | 205 | 5700-35300 | 5 | 10 | 5700 | 12002 | 20500 | 35300 | #REF! |  |  | 72% | Catalytic | Stove | 0.23732 | 0.698 | 0.40865 | 1.4697 | #VALUE! | #REF! | #REF! | #REF! | 213
X | Martin Industries, Inc. | C-92 | 3 | 322 | 134 | 13900-35700 | 6 | 11 | 13900 | 13900 | 24800 | 35700 | #REF! |  |  | 72% | Catalytic | Stove | 0.18526 | 0.47581 | 0.26668 | 0.47581 | #VALUE! | #REF! | #REF! | #REF! | 103
X | Martin Industries, Inc. | C-92 | 2.4 | 196 | 75 | 7200-29500 | 5 | 10 | 7200 | 10030 | 18350 | 29500 | #REF! |  |  | 72% | Catalytic | Stove | 0.17936 | 0.52752 | 0.28834 | 0.73486 | #VALUE! | #REF! | #REF! | #REF! | 136
X | Martin Industries, Inc. | C-92 | 5.3 | 792 | 266 | 5200-33200 | 5 | 10 | 5200 | 11288 | 19200 | 33200 | #REF! |  |  | 72% | Catalytic | Stove | 0.35194 | 1.0351 | 0.60856 | 2.247 | #VALUE! | #REF! | #REF! | #REF! | 256
| Max Blank GmbH | Atlanta K02, Siena, Monza, Davos, Ravenna, Heidelberg | 4.5 | 700 | 376 | 11479-36009 | 6 | 11 | 11479 | 12243.06 | 23744 | 36009 | #REF! |  |  | 63% | Non Catalytic | Stove | 0.2755 | 0.81031 | 0.41782 | 0.86424 | #VALUE! | #REF! | #REF! | #REF! | 361
| Max Blank GmbH | Bordeaux | 5.6 | 820 | 468 | 10129-34342 | 6 | 11 | 10129 | 11676.28 | 22235.5 | 34342 | #REF! |  |  | 63% | Non Catalytic | Stove | 0.35949 | 1.0573 | 0.55522 | 1.2188 | #VALUE! | #REF! | #REF! | #REF! | 493
| Max Blank GmbH | Florenz K0 2, Volterra, Padua, Atlanta BF | 3.1 | 347 | 130 | 11842-34680 | 6 | 11 | 11842 | 11842 | 23261 | 34680 | #REF! |  |  | 63% | Non Catalytic | Stove | 0.19707 | 0.57712 | 0.29381 | 0.57712 | #VALUE! | #REF! | #REF! | #REF! | 169
| Max Blank GmbH | Mega K 03 | 5.14 | 782 | 435 | 10500-33000 | 6 | 11 | 10500 | 11220 | 21750 | 33000 | #REF! |  |  | 63% | Non Catalytic | Stove | 0.34338 | 1.0099 | 0.52099 | 1.0792 | #VALUE! | #REF! | #REF! | #REF! | 471
| Max Blank GmbH | Solero, Toulouse, Zitro, Rio, Memphis, Niagara, Fisco | 4.5 | 700 | 376 | 11479-36009 | 6 | 11 | 11479 | 12243.06 | 23744 | 36009 | #REF! |  |  | 63% | Non Catalytic | Stove | 0.2755 | 0.81031 | 0.41782 | 0.86424 | #VALUE! | #REF! | #REF! | #REF! | 361
| MCZ S.p.a. | Cubic, Cosmo | 1.3 | 53 | 25 | 7428-27053 | 5 | 10 | 7428 | 9198.02 | 17240.5 | 27053 | #REF! |  |  | 78% | Pellet | Stove | 0.10594 | 0.31158 | 0.16623 | 0.38583 | #VALUE! | #REF! | #REF! | #REF! | 40
| MCZ S.p.a. | Musa Air, Suite Air, Club Air, Sagar Air | 1.3 | 53 | 25 | 7428-27053 | 5 | 10 | 7428 | 9198.02 | 17240.5 | 27053 | #REF! |  |  | 78% | Pellet | Stove | 0.10594 | 0.31158 | 0.16623 | 0.38583 | #VALUE! | #REF! | #REF! | #REF! | 40
| MCZ S.p.a. | Musa Comfort Air, Suite Comfort Air | 1.8 | 106 | 44 | 9704-31758 | 5 | 10 | 9704 | 10797.72 | 20731 | 31758 | #REF! |  |  | 78% | Pellet | Stove | 0.12495 | 0.36751 | 0.19142 | 0.40893 | #VALUE! | #REF! | #REF! | #REF! | 55
| MCZ S.p.a. | Nima Comfort Air, Club Comfort | 1.8 | 106 | 44 | 9704-31758 | 5 | 10 | 9704 | 10797.72 | 20731 | 31758 | #REF! |  |  | 78% | Pellet | Stove | 0.12495 | 0.36751 | 0.19142 | 0.40893 | #VALUE! | #REF! | #REF! | #REF! | 55
| MCZ S.p.a. | Star Air, Ego, Air, Toba Air, Sagar Air | 1.4 | 69 | 31 | 8233-24533 | 5 | 10 | 8233 | 8341.22 | 16383 | 24533 | #REF! |  |  | 78% | Pellet | Stove | 0.12581 | 0.37002 | 0.18839 | 0.37488 | #VALUE! | #REF! | #REF! | #REF! | 57
| MCZ S.p.a. | Trendline, Soft Line, Fine Line, Zeus, Athene, Troja, Hera, Avanti | 1.3 | 53 | 25 | 7428-27053 | 5 | 10 | 7428 | 9198.02 | 17240.5 | 27053 | #REF! |  |  | 78% | Pellet | Stove | 0.10594 | 0.31158 | 0.16623 | 0.38583 | #VALUE! | #REF! | #REF! | #REF! | 40
| Metal M.D.R. Inc. | Model HE-1400, XE-1400, & XTD-1.5 | 4.3 | 635 | 318 | 10800-34000 | 6 | 11 | 10800 | 11560 | 22400 | 34000 | #REF! |  |  | 63% | Non Catalytic | Stove | 0.27882 | 0.82004 | 0.4232 | 0.87775 | #VALUE! | #REF! | #REF! | #REF! | 373
| Metal M.D.R. Inc. | XVR-III, XLT-III | 7.5 | 944 | 587 | 11900-35000 | 6 | 11 | 11900 | 11900 | 23450 | 35000 | #REF! |  |  | 63% | Non Catalytic | Stove | 0.47241 | 1.3894 | 0.70509 | 1.3894 | #VALUE! | #REF! | #REF! | #REF! | 576
| Monessan Hearth Systems | Century/Dutchmaster FW and CDW | 1 | 23 | 6 | 11800-32300 | 6 | 11 | 11800 | 11800 | 22050 | 32300 | #REF! |  |  | 63% | Non Catalytic | Stove | 0.068253 | 0.18683 | 0.099981 | 0.18683 | #VALUE! | #REF! | #REF! | #REF! | 7
| Monessan Hearth Systems | CJW2500X02, DW2500 and JW2500X10 | 4.7 | 728 | 397 | 9500-57800 | 5 | 10 | 9500 | 19652 | 33650 | 57800 | #REF! |  |  | 63% | Non Catalytic | Stove | 0.17927 | 0.52725 | 0.30792 | 1.0907 | #VALUE! | #REF! | #REF! | #REF! | 126
| Monessan Hearth Systems | CW2500X00, CW2500X02, JW2500X00, | 4.7 | 728 | 397 | 9500-57800 | 5 | 10 | 9500 | 19652 | 33650 | 57800 | #REF! |  |  | 63% | Non Catalytic | Stove | 0.17927 | 0.52725 | 0.30792 | 1.0907 | #VALUE! | #REF! | #REF! | #REF! | 126
| Monessan Hearth Systems | Defiant 1975 | 2.3 | 182 | 48 | 9600-26600 | 5 | 10 | 9600 | 9600 | 18100 | 26600 | #REF! |  |  | 63% | Non Catalytic | Stove | 0.19062 | 0.52818 | 0.28014 | 0.52818 | #VALUE! | #REF! | #REF! | #REF! | 132
| Monessan Hearth Systems | FW247001 to FE247004 and JW1000PF1 | 5 | 756 | 417 | 11500-18900 | 6 | 11 | 11500 | 11500 | 15200 | 18900 | #REF! |  |  | 63% | Non Catalytic | Stove | 0.58322 | 0.95852 | 0.72519 | 0.95852 | #VALUE! | #REF! | #REF! | #REF! | 458
| Monessan Hearth Systems | JW1000L10 and JW1000P10, DW1000, FW2400, S24 | 5.3 | 792 | 444 | 10600-26100 | 6 | 11 | 10600 | 10600 | 18350 | 26100 | #REF! |  |  | 63% | Non Catalytic | Stove | 0.44767 | 1.1023 | 0.63675 | 1.1023 | #VALUE! | #REF! | #REF! | #REF! | 505
| Monessan Hearth Systems | Merrimack, Essex | 3.6 | 467 | 207 | 10554-31780 | 6 | 11 | 10554 | 10805.2 | 21167 | 31780 | #REF! |  |  | 63% | Non Catalytic | Stove | 0.24973 | 0.73451 | 0.37495 | 0.75199 | #VALUE! | #REF! | #REF! | #REF! | 299
| Monessan Hearth Systems | Model Campbell II Elite S-24X & FW24 Series, CJW1000L02, | 5.3 | 792 | 444 | 10600-26100 | 6 | 11 | 10600 | 10600 | 18350 | 26100 | #REF! |  |  | 63% | Non Catalytic | Stove | 0.44767 | 1.1023 | 0.63675 | 1.1023 | #VALUE! | #REF! | #REF! | #REF! | 505
| Morso Jernstaberi A/S | 2B Classic | 3.9 | 548 | 253 | 10900-23600 | 6 | 11 | 10900 | 10900 | 17250 | 23600 | #REF! |  |  | 63% | Non Catalytic | Stove | 0.36432 | 0.7888 | 0.49843 | 0.7888 | #VALUE! | #REF! | #REF! | #REF! | 343
| Morso Jernstoberi A/S | 6100 | 4.1 | 594 | 283 | 11117-22000 | 6 | 11 | 11117 | 11117 | 16558.5 | 22000 | #REF! |  |  | 63% | Non Catalytic | Stove | 0.41085 | 0.81306 | 0.54587 | 0.81306 | #VALUE! | #REF! | #REF! | #REF! | 367
| Morso Jernstoberi A/S | 8180 | 5.1 | 766 | 425 | 9300-28500 | 5 | 10 | 9300 | 9690 | 18900 | 28500 | #REF! |  |  | 63% | Non Catalytic | Stove | 0.3945 | 1.1603 | 0.59489 | 1.209 | #VALUE! | #REF! | #REF! | #REF! | 524
| Morso Jernstoberi A/S | 3112 and 3142 | 3.1 | 347 | 130 | 9300-28500 | 5 | 10 | 9300 | 9690 | 18900 | 28500 | #REF! |  |  | 63% | Non Catalytic | Stove | 0.2398 | 0.70529 | 0.3616 | 0.73486 | #VALUE! | #REF! | #REF! | #REF! | 287
| Morso Jernstoberi A/S | 3600 Series | 5.2 | 784 | 437 | 11400-49500 | 6 | 11 | 11400 | 16830 | 30450 | 49500 | #REF! |  |  | 63% | Non Catalytic | Stove | 0.23159 | 0.68116 | 0.37648 | 1.0056 | #VALUE! | #REF! | #REF! | #REF! | 263
| Morso Jernstoberi A/S | 7600 Series | 3.6 | 467 | 207 | 10000-21300 | 6 | 11 | 10000 | 10000 | 15650 | 21300 | #REF! |  |  | 63% | Non Catalytic | Stove | 0.37261 | 0.79365 | 0.50713 | 0.79365 | #VALUE! | #REF! | #REF! | #REF! | 345
| Morso Jernstoberi A/S | 8140, 8142, 8147, 8151 and 8150 | 4.5 | 700 | 376 | 10864-25370 | 6 | 11 | 10864 | 10864 | 18117 | 25370 | #REF! |  |  | 63% | Non Catalytic | Stove | 0.39104 | 0.91317 | 0.54759 | 0.91317 | #VALUE! | #REF! | #REF! | #REF! | 424
| Morso Jernstoberi A/S | Model 2040 | 3.8 | 518 | 238 | 11100-40100 | 6 | 11 | 11100 | 13634 | 25600 | 40100 | #REF! |  |  | 63% | Non Catalytic | Stove | 0.20891 | 0.61445 | 0.32724 | 0.75472 | #VALUE! | #REF! | #REF! | #REF! | 195
| Morso Jernstoberi A/S | Model 2B | 4.1 | 594 | 283 | 9300-30700 | 5 | 10 | 9300 | 10438 | 20000 | 30700 | #REF! |  |  | 63% | Non Catalytic | Stove | 0.29442 | 0.86595 | 0.45194 | 0.97191 | #VALUE! | #REF! | #REF! | #REF! | 397
| Morso Jernstoberi A/S | Model 4600 | 3.2 | 376 | 141 | 11100-25600 | 6 | 11 | 11100 | 11100 | 18350 | 25600 | #REF! |  |  | 63% | Non Catalytic | Stove | 0.27557 | 0.63556 | 0.38445 | 0.63556 | #VALUE! | #REF! | #REF! | #REF! | 215
| Morso Jernstoberi A/S | Model 4650 (Soapstone) | 3.7 | 501 | 230 | 10900-25700 | 6 | 11 | 10900 | 10900 | 18300 | 25700 | #REF! |  |  | 63% | Non Catalytic | Stove | 0.31739 | 0.74835 | 0.44574 | 0.74835 | #VALUE! | #REF! | #REF! | #REF! | 314
| Morso Jernstoberi A/S | Model 5660, | 4.3 | 635 | 318 | 8998-50078 | 5 | 10 | 8998 | 17026.52 | 29538 | 50078 | #REF! |  |  | 63% | Non Catalytic | Stove | 0.1893 | 0.55676 | 0.32093 | 1.0535 | #VALUE! | #REF! | #REF! | #REF! | 155
| Morso Jernstoberi A/S | Model 7110 | 3.8 | 518 | 238 | 10700-27900 | 6 | 11 | 10700 | 10700 | 19300 | 27900 | #REF! |  |  | 63% | Non Catalytic | Stove | 0.30027 | 0.78294 | 0.43406 | 0.78294 | #VALUE! | #REF! | #REF! | #REF! | 337
| Morso Jernstoberi A/S | Morso 1710 | 4.4 | 660 | 338 | 12000-39800 | 6 | 11 | 12000 | 13532 | 25900 | 39800 | #REF! |  |  | 63% | Non Catalytic | Stove | 0.24372 | 0.71683 | 0.37452 | 0.80835 | #VALUE! | #REF! | #REF! | #REF! | 293
| Morso Jernstoberi A/S | Owl 3410/3440 & 3450 | 3.5 | 432 | 181 | 8400-23600 | 5 | 10 | 8400 | 8400 | 16000 | 23600 | #REF! |  |  | 63% | Non Catalytic | Stove | 0.32695 | 0.91858 | 0.48225 | 0.91858 | #VALUE! | #REF! | #REF! | #REF! | 429
| Morso Jernstoberi A/S | Panther 2110 | 4.68 | 727 | 396 | 10300-60500 | 6 | 11 | 10300 | 20570 | 35400 | 60500 | #REF! |  |  | 63% | Non Catalytic | Stove | 0.17054 | 0.50158 | 0.29145 | 1.0017 | #VALUE! | #REF! | #REF! | #REF! | 102
| Morso Jernstoberi A/S | Panther Model 2110B | 4.3 | 635 | 318 | 8600-42100 | 5 | 10 | 8600 | 14314 | 25350 | 42100 | #REF! |  |  | 63% | Non Catalytic | Stove | 0.22517 | 0.66227 | 0.37395 | 1.1023 | #VALUE! | #REF! | #REF! | #REF! | 246
| Morso Jernstoberi A/S | Squirrel 1410 ,1420,1440 | 3.3 | 393 | 152 | 9600-22000 | 5 | 10 | 9600 | 9600 | 15800 | 22000 | #REF! |  |  | 63% | Non Catalytic | Stove | 0.33069 | 0.75783 | 0.46045 | 0.75783 | #VALUE! | #REF! | #REF! | #REF! | 322
X | National Steelcrafters of Oregon | Breckwell W3000FS/W3000I | 2.3 | 182 | 48 | 11600-33700 | 6 | 11 | 11600 | 11600 | 22650 | 33700 | #REF! |  |  | 63% | Non Catalytic | Stove | 0.15046 | 0.43712 | 0.22387 | 0.43712 | #VALUE! | #REF! | #REF! | #REF! | 68
X | National Steelcrafters of Oregon | Chateau NC24 | 5.4 | 802 | 452 | 14500-51000 | 6 | 11 | 14500 | 17340 | 32750 | 51000 | #REF! |  |  | 63% | Non Catalytic | Stove | 0.23343 | 0.68655 | 0.3635 | 0.82102 | #VALUE! | #REF! | #REF! | #REF! | 268
X | National Steelcrafters of Oregon | Craft CB-4830 Insert | 3.4 | 415 | 173 | 9100-22400 | 5 | 10 | 9100 | 9100 | 15750 | 22400 | #REF! |  |  | 72% | Catalytic | Insert | 0.33462 | 0.82369 | 0.47591 | 0.82369 | #VALUE! | #REF! | #REF! | #REF! | 235
X | National Steelcrafters of Oregon | Craft Stove CB-4426 | 3.9 | 548 | 219 | 12100-35600 | 6 | 11 | 12100 | 12104 | 23850 | 35600 | #REF! |  |  | 72% | Catalytic | Stove | 0.24151 | 0.71033 | 0.3605 | 0.71057 | #VALUE! | #REF! | #REF! | #REF! | 215
X | National Steelcrafters of Oregon | Craft Stove CB-4426, CB-26, CAT 44-1 | 3.9 | 548 | 219 | 12100-35600 | 6 | 11 | 12100 | 12104 | 23850 | 35600 | #REF! |  |  | 72% | Catalytic | Stove | 0.24151 | 0.71033 | 0.3605 | 0.71057 | #VALUE! | #REF! | #REF! | #REF! | 215
X | National Steelcrafters of Oregon | Craft Stove CB-4830 | 3.1 | 347 | 146 | 11600-41100 | 6 | 11 | 11600 | 13974 | 26350 | 41100 | #REF! |  |  | 72% | Catalytic | Stove | 0.16628 | 0.48907 | 0.25936 | 0.58916 | #VALUE! | #REF! | #REF! | #REF! | 119
X | National Steelcrafters of Oregon | Craft Stove CB-4830, CB-300 | 3.1 | 347 | 146 | 11600-41100 | 6 | 11 | 11600 | 13974 | 26350 | 41100 | #REF! |  |  | 72% | Catalytic | Stove | 0.16628 | 0.48907 | 0.25936 | 0.58916 | #VALUE! | #REF! | #REF! | #REF! | 119
| Navigator Stove Works, Inc. | Navigator NSW2 | 3.6 | 467 | 207 | 10500-28200 | 6 | 11 | 10500 | 10500 | 19350 | 28200 | #REF! |  |  | 63% | Non Catalytic | Stove | 0.28144 | 0.75586 | 0.41016 | 0.75586 | #VALUE! | #REF! | #REF! | #REF! | 320
| Navigator Stove Works, Inc. | NSW-1 Sardine | 3.5 | 432 | 181 | 11400-19400 | 6 | 11 | 11400 | 11400 | 15400 | 19400 | #REF! |  |  | 63% | Non Catalytic | Stove | 0.39773 | 0.67685 | 0.50104 | 0.67685 | #VALUE! | #REF! | #REF! | #REF! | 261
| New Buck Corporation (Buck Stove Corp.) | 41BCV, BBay, CD, CS, CV, CBAY, PCV, PCBAY | 2.6 | 235 | 102 | 6900-27800 | 5 | 10 | 6900 | 9452 | 17350 | 27800 | #REF! |  |  | 72% | Catalytic | Stove | 0.20618 | 0.60642 | 0.33037 | 0.83071 | #VALUE! | #REF! | #REF! | #REF! | 178
| New Buck Corporation (Buck Stove Corp.) | 50PCV, 50PBay, 50CV, 50CBay, 50CD, 50BCV, 50BBay | 2.5 | 218 | 89 | 10100-38000 | 6 | 11 | 10100 | 12920 | 24050 | 38000 | #REF! |  |  | 72% | Catalytic | Stove | 0.14504 | 0.42658 | 0.22917 | 0.54569 | #VALUE! | #REF! | #REF! | #REF! | 80
| New Buck Corporation (Buck Stove Corp.) | 94NC | 3.81 | 544 | 250 | 11390-42200 | 6 | 11 | 11390 | 14348 | 26795 | 42200 | #REF! |  |  | 63% | Non Catalytic | Stove | 0.19904 | 0.58541 | 0.31347 | 0.73744 | #VALUE! | #REF! | #REF! | #REF! | 179
| New Buck Corporation (Buck Stove Corp.) | Bay Model 91 | 3.5 | 432 | 177 | 10400-50400 | 6 | 11 | 10400 | 17136 | 30400 | 50400 | #REF! |  |  | 72% | Catalytic | Stove | 0.1531 | 0.45028 | 0.25382 | 0.74193 | #VALUE! | #REF! | #REF! | #REF! | 96
| New Buck Corporation (Buck Stove Corp.) | Big Buck 28000-C | 4.7 | 728 | 250 | 8500-39100 | 5 | 10 | 8500 | 13294 | 23800 | 39100 | #REF! |  |  | 72% | Catalytic | Stove | 0.265 | 0.77942 | 0.43536 | 1.219 | #VALUE! | #REF! | #REF! | #REF! | 227
| New Buck Corporation (Buck Stove Corp.) | Buck Bay Model 91 | 1.2 | 45 | 12 | 8800-51200 | 5 | 10 | 8800 | 17408 | 30000 | 51200 | #REF! |  |  | 72% | Catalytic | Stove | 0.05167 | 0.15197 | 0.088183 | 0.30063 | #VALUE! | #REF! | #REF! | #REF! | 9
| New Buck Corporation (Buck Stove Corp.) | Buck Carolina/Tharington 51/T-51 | 6.7 | 893 | 537 | 11800-40900 | 6 | 11 | 11800 | 13906 | 26350 | 40900 | #REF! |  |  | 63% | Non Catalytic | Stove | 0.36114 | 1.0622 | 0.56056 | 1.2518 | #VALUE! | #REF! | #REF! | #REF! | 494
| New Buck Corporation (Buck Stove Corp.) | Buck Master | 2.1 | 145 | 53 | 10800-49800 | 6 | 11 | 10800 | 16932 | 30300 | 49800 | #REF! |  |  | 72% | Catalytic | Stove | 0.092964 | 0.27342 | 0.15279 | 0.42867 | #VALUE! | #REF! | #REF! | #REF! | 29
| New Buck Corporation (Buck Stove Corp.) | Buck/Tharrington 74/T-74 | 3.6 | 467 | 207 | 11600-41400 | 6 | 11 | 11600 | 14076 | 26500 | 41400 | #REF! |  |  | 63% | Non Catalytic | Stove | 0.1917 | 0.56383 | 0.29949 | 0.68418 | #VALUE! | #REF! | #REF! | #REF! | 161
| New Buck Corporation (Buck Stove Corp.) | Little Buck 26000-C | 4 | 571 | 225 | 6800-38700 | 5 | 10 | 6800 | 13158 | 22750 | 38700 | #REF! |  |  | 72% | Catalytic | Stove | 0.22786 | 0.67019 | 0.38762 | 1.2968 | #VALUE! | #REF! | #REF! | #REF! | 199
| New Buck Corporation (Buck Stove Corp.) | Model 18 | 3.1 | 347 | 130 | 10000-22400 | 6 | 11 | 10000 | 10000 | 16200 | 22400 | #REF! |  |  | 63% | Non Catalytic | Stove | 0.3051 | 0.68342 | 0.42187 | 0.68342 | #VALUE! | #REF! | #REF! | #REF! | 267
| New Buck Corporation (Buck Stove Corp.) | Model 20, catalytic | 3.2 | 376 | 162 | 10800-37500 | 6 | 11 | 10800 | 12750 | 24150 | 37500 | #REF! |  |  | 72% | Catalytic | Stove | 0.18812 | 0.55331 | 0.29212 | 0.65321 | #VALUE! | #REF! | #REF! | #REF! | 145
| New Buck Corporation (Buck Stove Corp.) | Model 21 | 4.4 | 660 | 338 | 12000-44000 | 6 | 11 | 12000 | 14960 | 28000 | 44000 | #REF! |  |  | 63% | Non Catalytic | Stove | 0.22046 | 0.64841 | 0.34643 | 0.80835 | #VALUE! | #REF! | #REF! | #REF! | 235
| New Buck Corporation (Buck Stove Corp.) | Model 26 | 5.4 | 802 | 452 | 11900-42600 | 6 | 11 | 11900 | 14484 | 27250 | 42600 | #REF! |  |  | 63% | Non Catalytic | Stove | 0.27945 | 0.82193 | 0.43687 | 1.0004 | #VALUE! | #REF! | #REF! | #REF! | 377
| New Buck Corporation (Buck Stove Corp.) | Model 261 | 2.92 | 320 | 115 | 10271-32263 | 6 | 11 | 10271 | 10969.42 | 21267 | 32263 | #REF! |  |  | 63% | Non Catalytic | Stove | 0.19953 | 0.58685 | 0.30269 | 0.62675 | #VALUE! | #REF! | #REF! | #REF! | 180
| New Buck Corporation (Buck Stove Corp.) | Model 70 | 5 | 756 | 257 | 9800-31300 | 5 | 10 | 9800 | 10642 | 20550 | 31300 | #REF! |  |  | 72% | Catalytic | Stove | 0.35217 | 1.0358 | 0.5364 | 1.1248 | #VALUE! | #REF! | #REF! | #REF! | 257
| New Buck Corporation (Buck Stove Corp.) | Model 71 Freestanding/Insert Catalytic | 3.6 | 467 | 186 | 13100-40200 | 6 | 11 | 13100 | 13668 | 26650 | 40200 | #REF! |  |  | 72% | Catalytic | Insert | 0.19743 | 0.58066 | 0.29781 | 0.60584 | #VALUE! | #REF! | #REF! | #REF! | 162
| New Buck Corporation (Buck Stove Corp.) | Model 81/85 | 4.3 | 635 | 318 | 11900-45400 | 6 | 11 | 11900 | 15436 | 28650 | 45400 | #REF! |  |  | 63% | Non Catalytic | Stove | 0.2088 | 0.61413 | 0.33088 | 0.79661 | #VALUE! | #REF! | #REF! | #REF! | 194
| New Buck Corporation (Buck Stove Corp.) | MODEL XL-80 | 2.7 | 257 | 109 | 9200-40500 | 5 | 10 | 9200 | 13770 | 24850 | 40500 | #REF! |  |  | 72% | Catalytic | Stove | 0.14697 | 0.43227 | 0.23953 | 0.647 | #VALUE! | #REF! | #REF! | #REF! | 82
| New Buck Corporation (Buck Stove Corp.) | New Buck/Carolina Model 17 | 1.2 | 45 | 12 | 8100-27900 | 5 | 10 | 8100 | 9486 | 18000 | 27900 | #REF! |  |  | 72% | Catalytic | Stove | 0.094821 | 0.27888 | 0.14697 | 0.32661 | #VALUE! | #REF! | #REF! | #REF! | 34
| New Buck Corporation (Buck Stove Corp.) | Regular Buck 27000-C | 3.8 | 518 | 205 | 14700-25100 | 6 | 11 | 14700 | 14700 | 19900 | 25100 | #REF! |  |  | 72% | Catalytic | Stove | 0.33376 | 0.56989 | 0.42098 | 0.56989 | #VALUE! | #REF! | #REF! | #REF! | 155
| New Buck Corporation (Buck Stove Corp.) | Regular Buck 27000-CR | 4.8 | 740 | 255 | 14700-30800 | 6 | 11 | 14700 | 14700 | 22750 | 30800 | #REF! |  |  | 72% | Catalytic | Stove | 0.34357 | 0.71986 | 0.46514 | 0.71986 | #VALUE! | #REF! | #REF! | #REF! | 218
| New Buck Corporation (Buck Stove Corp.) | Townsend III | 6.2 | 857 | 504 | 11400-41200 | 6 | 11 | 11400 | 14008 | 26300 | 41200 | #REF! |  |  | 63% | Non Catalytic | Stove | 0.33176 | 0.97576 | 0.51971 | 1.199 | #VALUE! | #REF! | #REF! | #REF! | 465
| Newmac Manufacturing Incorporated | Classic 1 EPA NC 100 E | 4 | 571 | 270 | 10700-27000 | 6 | 11 | 10700 | 10700 | 18850 | 27000 | #REF! |  |  | 63% | Non Catalytic | Stove | 0.32661 | 0.82414 | 0.46782 | 0.82414 | #VALUE! | #REF! | #REF! | #REF! | 380
| Newmac Manufacturing Incorporated | Classic II Model NCM 120 | 3.04 | 343 | 126 | 10700-27000 | 6 | 11 | 10700 | 10700 | 18850 | 27000 | #REF! |  |  | 63% | Non Catalytic | Stove | 0.24822 | 0.62635 | 0.35554 | 0.62635 | #VALUE! | #REF! | #REF! | #REF! | 206
| Newmac Manufacturing Incorporated | Status EPA Model NS220 E | 4.97 | 753 | 414 | 11600-27400 | 6 | 11 | 11600 | 11600 | 19500 | 27400 | #REF! |  |  | 63% | Non Catalytic | Stove | 0.39988 | 0.94455 | 0.56189 | 0.94455 | #VALUE! | #REF! | #REF! | #REF! | 450
| Newmac Manufacturing Incorporated | WFA 70 | 2.72 | 280 | 92 | 11852-15922 | 6 | 11 | 11852 | 11852 | 13887 | 15922 | #REF! |  |  | 63% | Non Catalytic | Stove | 0.37662 | 0.50595 | 0.4318 | 0.50595 | #VALUE! | #REF! | #REF! | #REF! | 103
X | NHC Inc. | Harvest A-HII catalytic | 2.5 | 218 | 89 | 10500-36400 | 6 | 11 | 10500 | 12376 | 23450 | 36400 | #REF! |  |  | 72% | Catalytic | Stove | 0.15141 | 0.44533 | 0.23503 | 0.5249 | #VALUE! | #REF! | #REF! | #REF! | 91
X | NHC Inc. | Harvest HII | 3.8 | 518 | 205 | 8800-28900 | 5 | 10 | 8800 | 9826 | 18850 | 28900 | #REF! |  |  | 72% | Catalytic | Stove | 0.28988 | 0.85258 | 0.44443 | 0.95198 | #VALUE! | #REF! | #REF! | #REF! | 239
X | NHC Inc. | Mansfield | 3.2 | 376 | 141 | 10200-27900 | 6 | 11 | 10200 | 10200 | 19050 | 27900 | #REF! |  |  | 63% | Non Catalytic | Stove | 0.25286 | 0.69163 | 0.37032 | 0.69163 | #VALUE! | #REF! | #REF! | #REF! | 276
X | NHC Inc. | Mansfield I | 2.9 | 295 | 96 | 13600-45300 | 6 | 11 | 13600 | 15402 | 29450 | 45300 | #REF! |  |  | 63% | Non Catalytic | Stove | 0.14113 | 0.4151 | 0.21709 | 0.4701 | #VALUE! | #REF! | #REF! | #REF! | 60
X | NHC Inc. | Model 3-C | 2 | 131 | 46 | 7900-15000 | 5 | 10 | 7900 | 7900 | 11450 | 15000 | #REF! |  |  | 72% | Catalytic | Stove | 0.29394 | 0.55812 | 0.38508 | 0.55812 | #VALUE! | #REF! | #REF! | #REF! | 148
X | NHC Inc. | Phoenix | 4.94 | 752 | 413 | 10300-43000 | 6 | 11 | 10300 | 14620 | 26650 | 43000 | #REF! |  |  | 63% | Non Catalytic | Stove | 0.25327 | 0.74491 | 0.40865 | 1.0573 | #VALUE! | #REF! | #REF! | #REF! | 311
X | NHC Inc. | Phoenix (Version 2) | 3.4 | 415 | 168 | 10400-35200 | 6 | 11 | 10400 | 11968 | 22800 | 35200 | #REF! |  |  | 63% | Non Catalytic | Stove | 0.21294 | 0.6263 | 0.32875 | 0.72073 | #VALUE! | #REF! | #REF! | #REF! | 205
| Nordica (Les Produits d'Acier Nordic International) | Diamant, Diamante Insert | 7.5 | 944 | 587 | 11100-26100 | 6 | 11 | 11100 | 11100 | 18600 | 26100 | #REF! |  |  | 63% | Non Catalytic | Insert | 0.6335 | 1.4896 | 0.88895 | 1.4896 | #VALUE! | #REF! | #REF! | #REF! | 587
| Nordica (Les Produits d'Acier Nordic International) | EverestEtna/Equinox/Malibu 2000 | 5.6 | 820 | 468 | 12588-37513 | 6 | 11 | 12588 | 12754.42 | 25050.5 | 37513 | #REF! |  |  | 63% | Non Catalytic | Stove | 0.3291 | 0.96795 | 0.49283 | 0.98075 | #VALUE! | #REF! | #REF! | #REF! | 463
| Nordica (Les Produits d'Acier Nordic International) | EverestEtna/Equinox/Malibu 2500 | 5.9 | 836 | 483 | 12588-37513 | 6 | 11 | 12588 | 12754.42 | 25050.5 | 37513 | #REF! |  |  | 63% | Non Catalytic | Stove | 0.34673 | 1.0198 | 0.51923 | 1.0333 | #VALUE! | #REF! | #REF! | #REF! | 474
| Nordica (Les Produits d'Acier Nordic International) | Evolution | 3.5 | 432 | 181 | 8588-37513 | 5 | 10 | 8588 | 12754.42 | 23050.5 | 37513 | #REF! |  |  | 63% | Non Catalytic | Stove | 0.20569 | 0.60497 | 0.33475 | 0.89847 | #VALUE! | #REF! | #REF! | #REF! | 189
| Nordica (Les Produits d'Acier Nordic International) | Malibu 1700/2200 | 4.97 | 753 | 414 | 11700-29700 | 6 | 11 | 11700 | 11700 | 20700 | 29700 | #REF! |  |  | 63% | Non Catalytic | Stove | 0.36892 | 0.93648 | 0.52931 | 0.93648 | #VALUE! | #REF! | #REF! | #REF! | 439
| Nordica (Les Produits d'Acier Nordic International) | Olympia | 4.6 | 721 | 248 | 9659-26407 | 5 | 10 | 9659 | 9659 | 18033 | 26407 | #REF! |  |  | 72% | Catalytic | Stove | 0.38403 | 1.0499 | 0.56236 | 1.0499 | #VALUE! | #REF! | #REF! | #REF! | 261
| Nordica (Les Produits d'Acier Nordic International) | Rustic 2100 and Tradition 2100 | 4.97 | 753 | 414 | 11700-29700 | 6 | 11 | 11700 | 11700 | 20700 | 29700 | #REF! |  |  | 63% | Non Catalytic | Stove | 0.36892 | 0.93648 | 0.52931 | 0.93648 | #VALUE! | #REF! | #REF! | #REF! | 439
| Nordica (Les Produits d'Acier Nordic International) | Rustic/Tradition 1600 | 3.5 | 432 | 181 | 8588-37513 | 5 | 10 | 8588 | 12754.42 | 23050.5 | 37513 | #REF! |  |  | 63% | Non Catalytic | Stove | 0.20569 | 0.60497 | 0.33475 | 0.89847 | #VALUE! | #REF! | #REF! | #REF! | 189
| Nordpeis A/S | Saturn A | 6 | 844 | 491 | 10100-25000 | 6 | 11 | 10100 | 10100 | 17550 | 25000 | #REF! |  |  | 63% | Non Catalytic | Stove | 0.5291 | 1.3097 | 0.7537 | 1.3097 | #VALUE! | #REF! | #REF! | #REF! | 550
| NU-TEC/Upland Distributors, Inc. | Brenden BR-60 | 1.43 | 75 | 25 | 11000-29400 | 6 | 11 | 11000 | 11000 | 20200 | 29400 | #REF! |  |  | 72% | Catalytic | Stove | 0.10723 | 0.2866 | 0.15607 | 0.2866 | #VALUE! | #REF! | #REF! | #REF! | 38
| NU-TEC/Upland Distributors, Inc. | Townsend Woodstove TN-25 | 2.7 | 257 | 109 | 10200-27500 | 6 | 11 | 10200 | 10200 | 18850 | 27500 | #REF! |  |  | 72% | Catalytic | Stove | 0.21645 | 0.58357 | 0.31578 | 0.58357 | #VALUE! | #REF! | #REF! | #REF! | 166
| NU-TEC/Upland Distributors, Inc. | Upland Amity AM-40 | 2.6 | 235 | 102 | 10600-23600 | 6 | 11 | 10600 | 10600 | 17100 | 23600 | #REF! |  |  | 72% | Catalytic | Stove | 0.24288 | 0.54075 | 0.3352 | 0.54075 | #VALUE! | #REF! | #REF! | #REF! | 143
| NYSERDA | XEOOS | 2.4 | 196 | 56 | 11519-27432 | 6 | 11 | 11519 | 11519 | 19475.5 | 27432 | #REF! |  |  | 63% | Non Catalytic | Stove | 0.19288 | 0.45933 | 0.27167 | 0.45933 | #VALUE! | #REF! | #REF! | #REF! | 85
X | OK Doke, Ltd. | Sweethearth Presidential 800/800XL | 3.6 | 467 | 186 | 9900-20000 | 5 | 10 | 9900 | 9900 | 14950 | 20000 | #REF! |  |  | 72% | Catalytic | Stove | 0.39683 | 0.80167 | 0.53087 | 0.80167 | #VALUE! | #REF! | #REF! | #REF! | 230
X | Olsberg Hermann Everken, Gmbh | Bristol OH-L | 2.1 | 145 | 37 | 11800-32200 | 6 | 11 | 11800 | 11800 | 22000 | 32200 | #REF! |  |  | 63% | Non Catalytic | Stove | 0.14378 | 0.39234 | 0.21044 | 0.39234 | #VALUE! | #REF! | #REF! | #REF! | 54
X | Olsberg Hermann Everken, Gmbh | Bristol OH-M | 2.7 | 257 | 79 | 11000-33200 | 6 | 11 | 11000 | 11288 | 22100 | 33200 | #REF! |  |  | 63% | Non Catalytic | Stove | 0.17929 | 0.52732 | 0.26934 | 0.54113 | #VALUE! | #REF! | #REF! | #REF! | 131
X | Oregon Woodstoves, Inc. | #1, Design 01 | 2.7 | 257 | 109 | 9600-49700 | 5 | 10 | 9600 | 16898 | 29650 | 49700 | #REF! |  |  | 72% | Catalytic | Stove | 0.11977 | 0.35225 | 0.20075 | 0.62004 | #VALUE! | #REF! | #REF! | #REF! | 56
X | Oregon Woodstoves, Inc. | Model OS/1 | 1.4 | 69 | 22 | 7800-40000 | 5 | 10 | 7800 | 13600 | 23900 | 40000 | #REF! |  |  | 72% | Catalytic | Stove | 0.07716 | 0.22694 | 0.12914 | 0.39569 | #VALUE! | #REF! | #REF! | #REF! | 19
X | Orley's Manufacturing Company, Inc. | Cougar G-225 | 2.7 | 257 | 109 | 9100-36200 | 5 | 10 | 9100 | 12308 | 22650 | 36200 | #REF! |  |  | 72% | Catalytic | Stove | 0.16443 | 0.48362 | 0.2628 | 0.65411 | #VALUE! | #REF! | #REF! | #REF! | 112
X | Orley's Manufacturing Company, Inc. | Leopard U245,U246,UO245,UO246; Panther F245,F246 | 3.5 | 432 | 177 | 9100-39000 | 5 | 10 | 9100 | 13260 | 24050 | 39000 | #REF! |  |  | 72% | Catalytic | Stove | 0.19785 | 0.5819 | 0.32083 | 0.84792 | #VALUE! | #REF! | #REF! | #REF! | 163
X | Orrville Products, Inc. | CC 350 | 3.8 | 518 | 205 | 13700-68900 | 6 | 11 | 13700 | 23426 | 41300 | 68900 | #REF! |  |  | 72% | Catalytic | Stove | 0.12159 | 0.35761 | 0.20284 | 0.61149 | #VALUE! | #REF! | #REF! | #REF! | 61
X | Orrville Products, Inc. | CC175 and CC155 | 4.4 | 660 | 338 | 10900-39200 | 6 | 11 | 10900 | 13328 | 25050 | 39200 | #REF! |  |  | 63% | Non Catalytic | Stove | 0.24745 | 0.7278 | 0.38723 | 0.88992 | #VALUE! | #REF! | #REF! | #REF! | 298
X | Orrville Products, Inc. | CC180 | 3.9 | 548 | 253 | 10700-57600 | 6 | 11 | 10700 | 19584 | 34150 | 57600 | #REF! |  |  | 63% | Non Catalytic | Stove | 0.14927 | 0.43903 | 0.25177 | 0.80354 | #VALUE! | #REF! | #REF! | #REF! | 73
X | Orrville Products, Inc. | CC185 and CC165 | 5.3 | 792 | 444 | 11300-46100 | 6 | 11 | 11300 | 15674 | 28700 | 46100 | #REF! |  |  | 63% | Non Catalytic | Stove | 0.25346 | 0.74546 | 0.40712 | 1.034 | #VALUE! | #REF! | #REF! | #REF! | 312
X | Orrville Products, Inc. | CC-185I and 165I | 3.8 | 518 | 238 | 11500-48600 | 6 | 11 | 11500 | 16524 | 30050 | 48600 | #REF! |  |  | 63% | Non Catalytic | Stove | 0.17238 | 0.50699 | 0.27878 | 0.72847 | #VALUE! | #REF! | #REF! | #REF! | 104
X | Orrville Products, Inc. | CC250 | 3.5 | 432 | 177 | 13200-29800 | 6 | 11 | 13200 | 13200 | 21500 | 29800 | #REF! |  |  | 72% | Catalytic | Stove | 0.25893 | 0.58455 | 0.35889 | 0.58455 | #VALUE! | #REF! | #REF! | #REF! | 167
X | Orrville Products, Inc. | Country Comfort CC100 | 8.5 | 959 | 602 | 8700-33400 | 5 | 10 | 8700 | 11356 | 21050 | 33400 | #REF! |  |  | 63% | Non Catalytic | Stove | 0.56105 | 1.6501 | 0.89021 | 2.1539 | #VALUE! | #REF! | #REF! | #REF! | 599
X | Orrville Products, Inc. | Country Comfort CC125 | 9.5 | 960 | 603 | 12300-27600 | 6 | 11 | 12300 | 12300 | 19950 | 27600 | #REF! |  |  | 63% | Non Catalytic | Stove | 0.75882 | 1.7027 | 1.0498 | 1.7027 | #VALUE! | #REF! | #REF! | #REF! | 601
X | Orrville Products, Inc. | Country Comfort CC150, CC1000, CC150H | 7.5 | 944 | 587 | 7200-23900 | 5 | 10 | 7200 | 8126 | 15550 | 23900 | #REF! |  |  | 63% | Non Catalytic | Stove | 0.69182 | 2.0348 | 1.0633 | 2.2964 | #VALUE! | #REF! | #REF! | #REF! | 605
X | Orrville Products, Inc. | COUNTRY COMFORT CC160 | 2.9 | 295 | 96 | 11900-47800 | 6 | 11 | 11900 | 16252 | 29850 | 47800 | #REF! |  |  | 63% | Non Catalytic | Stove | 0.13375 | 0.39339 | 0.21418 | 0.53725 | #VALUE! | #REF! | #REF! | #REF! | 56
X | Orrville Products, Inc. | Country Comfort CC160 | 5.25 | 791 | 443 | 11600-36500 | 6 | 11 | 11600 | 12410 | 24050 | 36500 | #REF! |  |  | 63% | Non Catalytic | Stove | 0.3171 | 0.93264 | 0.48125 | 0.99777 | #VALUE! | #REF! | #REF! | #REF! | 436
X | Orrville Products, Inc. | Country Comfort CC325 | 3.5 | 432 | 177 | 18600-60600 | 6 | 11 | 18600 | 20604 | 39600 | 60600 | #REF! |  |  | 72% | Catalytic | Stove | 0.12733 | 0.37449 | 0.19485 | 0.41484 | #VALUE! | #REF! | #REF! | #REF! | 65
X | Orrville Products, Inc. | Country Comfort CC350 | 4.3 | 635 | 238 | 11200-29100 | 6 | 11 | 11200 | 11200 | 20150 | 29100 | #REF! |  |  | 72% | Catalytic | Stove | 0.32576 | 0.8464 | 0.47046 | 0.8464 | #VALUE! | #REF! | #REF! | #REF! | 237
| Osburn Manufacturing, Inc. | 1050 | 6.9 | 900 | 543 | 10600-42900 | 6 | 11 | 10600 | 14586 | 26750 | 42900 | #REF! |  |  | 63% | Non Catalytic | Stove | 0.35458 | 1.0429 | 0.56866 | 1.4351 | #VALUE! | #REF! | #REF! | #REF! | 487
| Osburn Manufacturing, Inc. | 2200 | 5.7 | 824 | 472 | 10400-41500 | 6 | 11 | 10400 | 14110 | 25950 | 41500 | #REF! |  |  | 63% | Non Catalytic | Stove | 0.3028 | 0.89058 | 0.48424 | 1.2083 | #VALUE! | #REF! | #REF! | #REF! | 413
| Osburn Manufacturing, Inc. | Imperial 2000 | 4.6 | 721 | 392 | 9000-33000 | 5 | 10 | 9000 | 11220 | 21000 | 33000 | #REF! |  |  | 63% | Non Catalytic | Stove | 0.30731 | 0.90384 | 0.48291 | 1.1268 | #VALUE! | #REF! | #REF! | #REF! | 420
| Osburn Manufacturing, Inc. | Imperial MKII, MKII Insert, Goldenaire | 7 | 907 | 550 | 10700-51600 | 6 | 11 | 10700 | 17544 | 31150 | 51600 | #REF! |  |  | 63% | Non Catalytic | Insert | 0.29907 | 0.87962 | 0.49541 | 1.4423 | #VALUE! | #REF! | #REF! | #REF! | 406
| Pacific Energy Fireplace Products Limited | Alderlea, Super 27 Design D, Spectrum, Step D1 | 3.4 | 415 | 168 | 11000-34600 | 6 | 11 | 11000 | 11764 | 22800 | 34600 | #REF! |  |  | 63% | Non Catalytic | Stove | 0.21664 | 0.63716 | 0.32875 | 0.68142 | #VALUE! | #REF! | #REF! | #REF! | 218
| Pacific Energy Fireplace Products Limited | FP30 | 2.68 | 256 | 78 | 11829-38556 | 6 | 11 | 11829 | 13109.04 | 25192.5 | 38556 | #REF! |  |  | 63% | Non Catalytic | Stove | 0.15324 | 0.4507 | 0.23453 | 0.49947 | #VALUE! | #REF! | #REF! | #REF! | 80
| Pacific Energy Fireplace Products Limited | S-27, Spectrum, Standard, Pacific | 6.4 | 868 | 514 | 10600-36400 | 6 | 11 | 10600 | 12376 | 23500 | 36400 | #REF! |  |  | 63% | Non Catalytic | Stove | 0.38762 | 1.1401 | 0.6004 | 1.3311 | #VALUE! | #REF! | #REF! | #REF! | 519
| Pacific Energy Fireplace Products Limited | Standard, Pacific Ins, Spectrum Classic and Fusion, ALT5INS | 3.4 | 415 | 168 | 11000-34600 | 6 | 11 | 11000 | 11764 | 22800 | 34600 | #REF! |  |  | 63% | Non Catalytic | Stove | 0.21664 | 0.63716 | 0.32875 | 0.68142 | #VALUE! | #REF! | #REF! | #REF! | 218
| Pacific Energy Fireplace Products Limited | Summit Series A, Summit Insert, Summit Classic and Alderlea T6 | 3.6 | 467 | 207 | 10300-37500 | 6 | 11 | 10300 | 12750 | 23900 | 37500 | #REF! |  |  | 63% | Non Catalytic | Insert | 0.21164 | 0.62247 | 0.33207 | 0.77053 | #VALUE! | #REF! | #REF! | #REF! | 200
| Pacific Energy Fireplace Products Limited | True North TN19 | 4.1 | 594 | 283 | 10652-32923 | 6 | 11 | 10652 | 11193.82 | 21787.5 | 32923 | #REF! |  |  | 63% | Non Catalytic | Stove | 0.27454 | 0.80748 | 0.41486 | 0.84855 | #VALUE! | #REF! | #REF! | #REF! | 357
| Pacific Energy Fireplace Products Limited | Vista Series C, Vista Classic, Vista Artisan, Vista Insert, and Alderlea T4 | 2.92 | 320 | 115 | 12400-26300 | 6 | 11 | 12400 | 12400 | 19350 | 26300 | #REF! |  |  | 63% | Non Catalytic | Insert | 0.24477 | 0.51914 | 0.33268 | 0.51914 | #VALUE! | #REF! | #REF! | #REF! | 121
| Panda Wood Stoves | UMF-400 | 5 | 756 | 257 | 7600-38300 | 5 | 10 | 7600 | 13022 | 22950 | 38300 | #REF! |  |  | 72% | Catalytic | Stove | 0.2878 | 0.84649 | 0.4803 | 1.4504 | #VALUE! | #REF! | #REF! | #REF! | 238
| Pellefier Inc. | Venturi PVI-87 | 0.5 | 3 | 2 | 9000-31800 | 5 | 10 | 9000 | 10812 | 20400 | 31800 | #REF! |  |  | 78% | Pellet | Stove | 0.034663 | 0.10195 | 0.054034 | 0.12248 | #VALUE! | #REF! | #REF! | #REF! | 3
X | Polar Fireplaces | Woodchief 300 E | 4.8 | 740 | 403 | 11600-43700 | 6 | 11 | 11600 | 14858 | 27650 | 43700 | #REF! |  |  | 63% | Non Catalytic | Stove | 0.24215 | 0.71221 | 0.38271 | 0.91224 | #VALUE! | #REF! | #REF! | #REF! | 291
X | Polar Fireplaces | Woodchief 400 E | 5.1 | 766 | 425 | 11500-59000 | 6 | 11 | 11500 | 20060 | 35250 | 59000 | #REF! |  |  | 63% | Non Catalytic | Stove | 0.19057 | 0.56049 | 0.31896 | 0.97769 | #VALUE! | #REF! | #REF! | #REF! | 158
X | Precision Gas Technologies | WS-250 | 4 | 571 | 270 | 11700-50500 | 6 | 11 | 11700 | 17170 | 31100 | 50500 | #REF! |  |  | 63% | Non Catalytic | Stove | 0.17462 | 0.51359 | 0.28355 | 0.7537 | #VALUE! | #REF! | #REF! | #REF! | 110
| PSG Distribution Inc. | Caddy (duct furnace) | 6.6 | 884 | 529 | 12000-52900 | 6 | 11 | 12000 | 17986 | 32450 | 52900 | #REF! |  |  | 63% | Non Catalytic | Stove | 0.27505 | 0.80898 | 0.44839 | 1.2125 | #VALUE! | #REF! | #REF! | #REF! | 359
| Quality Craft | QCPS - 28000 | 2.37 | 195 | 66 | 13119-14759 | 6 | 11 | 13119 | 13119 | 13939 | 14759 | #REF! |  |  | 78% | Pellet | Stove | 0.35401 | 0.39827 | 0.37484 | 0.39827 | #VALUE! | #REF! | #REF! | #REF! | 62
| Rais A/S | Gabo Pina Vola | 2.1 | 145 | 37 | 12000-26700 | 6 | 11 | 12000 | 12000 | 19350 | 26700 | #REF! |  |  | 63% | Non Catalytic | Stove | 0.17339 | 0.3858 | 0.23926 | 0.3858 | #VALUE! | #REF! | #REF! | #REF! | 52
| Rais A/S | Malta, Bando and Bora | 4.3 | 635 | 318 | 11400-32900 | 6 | 11 | 11400 | 11400 | 22150 | 32900 | #REF! |  |  | 63% | Non Catalytic | Stove | 0.28814 | 0.83155 | 0.42798 | 0.83155 | #VALUE! | #REF! | #REF! | #REF! | 383
| RAIS A/S | OPUS | 5.7 | 824 | 472 | 11479-21630 | 6 | 11 | 11479 | 11479 | 16554.5 | 21630 | #REF! |  |  | 63% | Non Catalytic | Stove | 0.58096 | 1.0947 | 0.75908 | 1.0947 | #VALUE! | #REF! | #REF! | #REF! | 503
| Rais A/S | Rais 60-A Insertnnnnn | 7.2 | 932 | 575 | 11600-51300 | 6 | 11 | 11600 | 17442 | 31450 | 51300 | #REF! |  |  | 63% | Non Catalytic | Insert | 0.30942 | 0.91005 | 0.50471 | 1.3684 | #VALUE! | #REF! | #REF! | #REF! | 423
| RAIS A/S | Rondo, Mino II Steel and Mino II SST | 4.3 | 635 | 318 | 11431-22561 | 6 | 11 | 11431 | 11431 | 16996 | 22561 | #REF! |  |  | 63% | Non Catalytic | Stove | 0.42018 | 0.8293 | 0.55776 | 0.8293 | #VALUE! | #REF! | #REF! | #REF! | 382
| Ravelli /EcoTeck | Ilaria / Serena | 4.4 | 660 | 81 | 8500-44000 | 5 | 10 | 8500 | 14960 | 26250 | 44000 | #REF! |  | 85% | 78% | Pellet | Stove | 0.22046 | 0.64841 | 0.36953 | 1.1412 | #VALUE! | #REF! | #REF! | #REF! | 75
| Ravelli /EcoTeck | Laura / Veronica | 3.87 | 545 | 77 | 8500-44000 | 5 | 10 | 8500 | 14960 | 26250 | 44000 | #REF! |  | 91% | 78% | Pellet | Stove | 0.1939 | 0.5703 | 0.32502 | 1.0037 | #VALUE! | #REF! | #REF! | #REF! | 72
| Ravelli /EcoTeck | Monica / Francesca | 1.45 | 77 | 33 | 8500-35000 | 5 | 10 | 8500 | 11900 | 21750 | 35000 | #REF! |  | 85% | 78% | Pellet | Stove | 0.091333 | 0.26863 | 0.14697 | 0.37608 | #VALUE! | #REF! | #REF! | #REF! | 31
| Ravelli /EcoTeck | Sofia / Silvia | 1.65 | 101 | 41 | 8500-50000 | 5 | 10 | 8500 | 17000 | 29250 | 50000 | #REF! |  | 84% | 78% | Pellet | Stove | 0.072751 | 0.21397 | 0.12436 | 0.42795 | #VALUE! | #REF! | #REF! | #REF! | 27
X | Renfyre Stove Co./ Maco Enterprises, Inc. | Fireview 2300 | 7 | 907 | 550 | 11700-27500 | 6 | 11 | 11700 | 11700 | 19600 | 27500 | #REF! |  |  | 63% | Non Catalytic | Stove | 0.56117 | 1.319 | 0.78735 | 1.319 | #VALUE! | #REF! | #REF! | #REF! | 552
X | Renfyre Stove Co./Maco Enterprises Inc. | 5000 Combination Range Design #50001 | 5.5 | 808 | 458 | 13600-21600 | 6 | 11 | 13600 | 13600 | 17600 | 21600 | #REF! |  |  | 63% | Non Catalytic | Stove | 0.56135 | 0.89156 | 0.68893 | 0.89156 | #VALUE! | #REF! | #REF! | #REF! | 415
X | Renfyre Stove Co./Maco Enterprises, Inc | 2800 | 3.4 | 415 | 168 | 11900-23700 | 6 | 11 | 11900 | 11900 | 17800 | 23700 | #REF! |  |  | 63% | Non Catalytic | Stove | 0.31627 | 0.62988 | 0.4211 | 0.62988 | #VALUE! | #REF! | #REF! | #REF! | 209
X | Renfyre Stove Co./Maco Enterprises, Inc | Fireview Insert 2700 | 3.8 | 518 | 238 | 9400-27500 | 5 | 10 | 9400 | 9400 | 18450 | 27500 | #REF! |  |  | 63% | Non Catalytic | Insert | 0.30463 | 0.89122 | 0.45406 | 0.89122 | #VALUE! | #REF! | #REF! | #REF! | 414
X | Reverso Manufacturing, Ltd. | Challenger MMX | 2.6 | 235 | 66 | 11200-33800 | 6 | 11 | 11200 | 11492 | 22500 | 33800 | #REF! |  |  | 63% | Non Catalytic | Stove | 0.16958 | 0.49878 | 0.25475 | 0.51178 | #VALUE! | #REF! | #REF! | #REF! | 101
X | Riteway-Dominion Manufacturing Company, Inc. | Dominion 005 | 4.5 | 700 | 244 | 7000-29100 | 5 | 10 | 7000 | 9894 | 18050 | 29100 | #REF! |  |  | 72% | Catalytic | Stove | 0.34092 | 1.0027 | 0.54962 | 1.4172 | #VALUE! | #REF! | #REF! | #REF! | 255
X | RJM Manufacturing, Inc | Achiever FPI-1-LEX | 2 | 131 | 46 | 7900-26700 | 5 | 10 | 7900 | 9078 | 17300 | 26700 | #REF! |  |  | 72% | Catalytic | Stove | 0.16514 | 0.4857 | 0.25487 | 0.55812 | #VALUE! | #REF! | #REF! | #REF! | 114
X | RJM Manufacturing, Inc. | Energy King 2500C | 3 | 322 | 134 | 16100-39800 | 6 | 11 | 16100 | 16100 | 27950 | 39800 | #REF! |  |  | 72% | Catalytic | Stove | 0.16617 | 0.41079 | 0.23663 | 0.41079 | #VALUE! | #REF! | #REF! | #REF! | 75
X | RJM Manufacturing, Inc. | Energy King Bay 2000C | 2.5 | 218 | 89 | 11400-34600 | 6 | 11 | 11400 | 11764 | 23000 | 34600 | #REF! |  |  | 72% | Catalytic | Stove | 0.15929 | 0.4685 | 0.23963 | 0.48346 | #VALUE! | #REF! | #REF! | #REF! | 100
X | RJM Manufacturing, Inc. | FPI-2-LEX/90 | 1.6 | 86 | 29 | 10300-36500 | 6 | 11 | 10300 | 12410 | 23400 | 36500 | #REF! |  |  | 72% | Catalytic | Stove | 0.096639 | 0.28423 | 0.15074 | 0.34246 | #VALUE! | #REF! | #REF! | #REF! | 37
X | RJM Manufacturing, Inc. | Model Silhouette 2850C | 3.2 | 376 | 162 | 8100-34700 | 5 | 10 | 8100 | 11798 | 21400 | 34700 | #REF! |  |  | 72% | Catalytic | Stove | 0.2033 | 0.59796 | 0.32966 | 0.87095 | #VALUE! | #REF! | #REF! | #REF! | 174
| RSF / Industrial Chimney Company, Incorporated | Ardent HF 40 | 9.9 | 963 | 606 | 6400-30600 | 5 | 10 | 6400 | 10404 | 18500 | 30600 | #REF! |  |  | 63% | Non Catalytic | Stove | 0.71325 | 2.0978 | 1.1798 | 3.4102 | #VALUE! | #REF! | #REF! | #REF! | 606
| RSF / Industrial Chimney Company, Incorporated | HT (Onyx), ONYX AP | 4.5 | 700 | 376 | 11800-35600 | 6 | 11 | 11800 | 12104 | 23700 | 35600 | #REF! |  |  | 63% | Non Catalytic | Stove | 0.27867 | 0.81962 | 0.41859 | 0.84073 | #VALUE! | #REF! | #REF! | #REF! | 371
| RSF / Industrial Chimney Company, Incorporated | Opel 2000C, OPEL AP | 3.7 | 501 | 196 | 10600-49700 | 6 | 11 | 10600 | 16898 | 30150 | 49700 | #REF! |  |  | 72% | Catalytic | Stove | 0.16412 | 0.48272 | 0.27055 | 0.76953 | #VALUE! | #REF! | #REF! | #REF! | 109
| RSF / Industrial Chimney Company, Incorporated | TOPAZ/CHAEMELON (With Fan) | 5.5 | 808 | 458 | 9500-25800 | 5 | 10 | 9500 | 9500 | 17650 | 25800 | #REF! |  |  | 63% | Non Catalytic | Stove | 0.46997 | 1.2763 | 0.68698 | 1.2763 | #VALUE! | #REF! | #REF! | #REF! | 540
| RSF / Industrial Chimney Company, Incorporated | TOPAZ/CHAMELEON (Without Fan), TOPAZ, Chameleon | 4 | 571 | 270 | 11100-25700 | 6 | 11 | 11100 | 11100 | 18400 | 25700 | #REF! |  |  | 63% | Non Catalytic | Stove | 0.34313 | 0.79445 | 0.47926 | 0.79445 | #VALUE! | #REF! | #REF! | #REF! | 347
| Russo Products, Inc. | GV-30C | 3.1 | 347 | 146 | 10300-39400 | 6 | 11 | 10300 | 13396 | 24850 | 39400 | #REF! |  |  | 72% | Catalytic | Stove | 0.17346 | 0.51017 | 0.27502 | 0.66352 | #VALUE! | #REF! | #REF! | #REF! | 129
| Russo Products, Inc. | GV-30S | 2.5 | 218 | 89 | 9500-38700 | 5 | 10 | 9500 | 13158 | 24100 | 38700 | #REF! |  |  | 72% | Catalytic | Stove | 0.14242 | 0.41887 | 0.22869 | 0.58015 | #VALUE! | #REF! | #REF! | #REF! | 77
| Russo Products, Inc. | Russo Glassview GV-21 | 2.9 | 295 | 128 | 10200-29600 | 6 | 11 | 10200 | 10200 | 19900 | 29600 | #REF! |  |  | 72% | Catalytic | Stove | 0.21599 | 0.62679 | 0.32127 | 0.62679 | #VALUE! | #REF! | #REF! | #REF! | 186
| Russo Products, Inc. | W-18C | 6.2 | 857 | 270 | 7900-40900 | 5 | 10 | 7900 | 13906 | 24400 | 40900 | #REF! |  |  | 72% | Catalytic | Stove | 0.33419 | 0.98292 | 0.56018 | 1.7302 | #VALUE! | #REF! | #REF! | #REF! | 252
| Russo Products, Inc. | W-25C | 2.4 | 196 | 75 | 8400-31300 | 5 | 10 | 8400 | 10642 | 19850 | 31300 | #REF! |  |  | 72% | Catalytic | Stove | 0.16904 | 0.49718 | 0.26655 | 0.62988 | #VALUE! | #REF! | #REF! | #REF! | 126
| Salvo Machinery, Inc. | Citation Classic W45NC/WI45NC | 7.1 | 925 | 568 | 11800-32200 | 6 | 11 | 11800 | 11800 | 22000 | 32200 | #REF! |  |  | 63% | Non Catalytic | Stove | 0.4861 | 1.3265 | 0.71148 | 1.3265 | #VALUE! | #REF! | #REF! | #REF! | 558
X | Salvo Machinery, Inc. | Model Citation | 2.4 | 196 | 75 | 9600-33500 | 5 | 10 | 9600 | 11390 | 21550 | 33500 | #REF! |  |  | 72% | Catalytic | Stove | 0.15794 | 0.46453 | 0.24552 | 0.55115 | #VALUE! | #REF! | #REF! | #REF! | 99
X | Sarratt Agencies Limited | Merlin 3 FS-15, IS-15 | 6.1 | 853 | 500 | 9800-21100 | 5 | 10 | 9800 | 9800 | 15450 | 21100 | #REF! |  |  | 63% | Non Catalytic | Stove | 0.63734 | 1.3722 | 0.87042 | 1.3722 | #VALUE! | #REF! | #REF! | #REF! | 571
X | Saxon Wood Heaters Pty, Ltd. | Rosewood | 2.7 | 257 | 79 | 11600-36200 | 6 | 11 | 11600 | 12308 | 23900 | 36200 | #REF! |  |  | 63% | Non Catalytic | Stove | 0.16443 | 0.48362 | 0.24905 | 0.51314 | #VALUE! | #REF! | #REF! | #REF! | 94
| Security Chimneys International Ltd. | BIS Design No. 1.2 | 5.5 | 808 | 458 | 14200-55800 | 6 | 11 | 14200 | 18972 | 35000 | 55800 | #REF! |  |  | 63% | Non Catalytic | Stove | 0.2173 | 0.63911 | 0.34643 | 0.85389 | #VALUE! | #REF! | #REF! | #REF! | 221
| Security Chimneys International Ltd. | BIS II | 5.3 | 792 | 444 | 11300-41500 | 6 | 11 | 11300 | 14110 | 26400 | 41500 | #REF! |  |  | 63% | Non Catalytic | Stove | 0.28155 | 0.82809 | 0.44259 | 1.034 | #VALUE! | #REF! | #REF! | #REF! | 381
| Security Chimneys International Ltd. | BIS Nova, Ladera | 4.8 | 740 | 403 | 8700-25700 | 5 | 10 | 8700 | 8738 | 17200 | 25700 | #REF! |  |  | 63% | Non Catalytic | Stove | 0.41175 | 1.211 | 0.61523 | 1.2163 | #VALUE! | #REF! | #REF! | #REF! | 534
| Security Chimneys International Ltd. | BIS Panorama, Villa Vista | 4.1 | 594 | 233 | 10900-35600 | 6 | 11 | 10900 | 12104 | 23250 | 35600 | #REF! |  |  | 72% | Catalytic | Stove | 0.2539 | 0.74676 | 0.38877 | 0.82925 | #VALUE! | #REF! | #REF! | #REF! | 222
| Security Chimneys International Ltd. | BIS Tradition and Montecito Estate | 7.3 | 937 | 580 | 11500-39300 | 6 | 11 | 11500 | 13362 | 25400 | 39300 | #REF! |  |  | 63% | Non Catalytic | Stove | 0.4095 | 1.2044 | 0.6336 | 1.3994 | #VALUE! | #REF! | #REF! | #REF! | 533
| Security Chimneys International Ltd. | BIS Ultima, Brentwood, BIS Tradition CE, and Montecito | 3.692 | 500 | 229 | 10442-27746 | 6 | 11 | 10442 | 10442 | 19094 | 27746 | #REF! |  |  | 63% | Non Catalytic | Stove | 0.29335 | 0.77948 | 0.42628 | 0.77948 | #VALUE! | #REF! | #REF! | #REF! | 333
| Security Chimneys International Ltd. | BIS Ultra | 5.1 | 766 | 425 | 11033-46700 | 6 | 11 | 11033 | 15878 | 28866.5 | 46700 | #REF! |  |  | 63% | Non Catalytic | Stove | 0.24076 | 0.70811 | 0.3895 | 1.0191 | #VALUE! | #REF! | #REF! | #REF! | 289
X | Selkirk Canada Corporation | Model HE40 | 5.7 | 824 | 472 | 11383-45459 | 6 | 11 | 11383 | 15456.06 | 28421 | 45459 | #REF! |  |  | 63% | Non Catalytic | Stove | 0.27643 | 0.81302 | 0.44214 | 1.1039 | #VALUE! | #REF! | #REF! | #REF! | 366
X | Selkirk Canada Corporation | Model: HE36 | 0.97 | 21 | 4 | 6668-15290 | 5 | 10 | 6668 | 6668 | 10979 | 15290 | #REF! |  |  | 63% | Non Catalytic | Stove | 0.13986 | 0.3207 | 0.19478 | 0.3207 | #VALUE! | #REF! | #REF! | #REF! | 31
| Seraph Industries | Genesis 106 | 2.1 | 145 | 57 | 11100-45100 | 6 | 11 | 11100 | 15334 | 28100 | 45100 | #REF! |  |  | 83.2% | Pellet | Stove | 0.10265 | 0.30192 | 0.16476 | 0.41708 | #VALUE! | #REF! | #REF! | #REF! | 35
| Seraph Industries | Genesis 108 | 2.1 | 145 | 57 | 11100-45100 | 6 | 11 | 11100 | 15334 | 28100 | 45100 | #REF! |  |  | 83.2% | Pellet | Stove | 0.10265 | 0.30192 | 0.16476 | 0.41708 | #VALUE! | #REF! | #REF! | #REF! | 35
| Sherwood Industries, Ltd. | Boston 1200 | 3.3 | 393 | 152 | 6500-74000 | 5 | 10 | 6500 | 25160 | 40250 | 74000 | #REF! |  | 82.6% | 63% | Non Catalytic | Stove | 0.098313 | 0.28915 | 0.18075 | 1.1193 | #VALUE! | #REF! | #REF! | #REF! | 19 | 15050-44834, up to 67000
| Sherwood Industries, Ltd. | Boston 1700 | 4.5 | 700 | 376 | 8000-65000 | 5 | 10 | 8000 | 22100 | 36500 | 65000 | #REF! |  | 84.7% | 63% | Non Catalytic | Stove | 0.15263 | 0.4489 | 0.2718 | 1.2401 | #VALUE! | #REF! | #REF! | #REF! | 79 | up to 74000
| Sherwood Industries, Ltd. | CH-77, CH-84 | 3.1 | 347 | 146 | 8000-33800 | 5 | 10 | 8000 | 11492 | 20900 | 33800 | #REF! |  |  | 72% | Catalytic | Stove | 0.2022 | 0.59469 | 0.327 | 0.85428 | #VALUE! | #REF! | #REF! | #REF! | 173
| Sherwood Industries, Ltd. | EF 3, Meridian and VF 100 | 2 | 131 | 54 | 6500-40000 | 5 | 10 | 6500 | 13600 | 23250 | 40000 | #REF! |  |  | 78% | Pellet | Stove | 0.11023 | 0.3242 | 0.18964 | 0.67833 | #VALUE! | #REF! | #REF! | #REF! | 47
| Sherwood Industries, Ltd. | EMPRESS FPI, Milan FPI | 1.88 | 113 | 47 | 25709-30058 | 6 | 11 | 25709 | 25709 | 27883.5 | 30058 | #REF! |  |  | 78% | Pellet | Stove | 0.13789 | 0.16121 | 0.14864 | 0.16121 | #VALUE! | #REF! | #REF! | #REF! | 12
| Sherwood Industries, Ltd. | Empress FS | 1.86 | 112 | 46 | 27827-35675 | 6 | 11 | 27827 | 27827 | 31751 | 35675 | #REF! |  |  | 78% | Pellet | Stove | 0.11494 | 0.14736 | 0.12915 | 0.14736 | #VALUE! | #REF! | #REF! | #REF! | 7
| Sherwood Industries, Ltd. | Enviro 1200, 1200I, Vista Flame 1200, 1200I, 1200 Venice | 3.3 | 393 | 152 | 11500-34200 | 6 | 11 | 11500 | 11628 | 22850 | 34200 | #REF! |  |  | 63% | Non Catalytic | Stove | 0.21272 | 0.62566 | 0.31839 | 0.63262 | #VALUE! | #REF! | #REF! | #REF! | 204
| Sherwood Industries, Ltd. | Enviro Fire 1000FS and Vista Flame 1000FS, 1000 | 4.1 | 594 | 283 | 11700-32700 | 6 | 11 | 11700 | 11700 | 22200 | 32700 | #REF! |  |  | 63% | Non Catalytic | Stove | 0.27642 | 0.77255 | 0.40715 | 0.77255 | #VALUE! | #REF! | #REF! | #REF! | 328
| Sherwood Industries, Ltd. | Enviro Model 1700I, 1700 & Vista Flame 1700I, 1700, 1700 Venice | 4.5 | 700 | 376 | 9400-31800 | 5 | 10 | 9400 | 10812 | 20600 | 31800 | #REF! |  |  | 63% | Non Catalytic | Stove | 0.31197 | 0.91756 | 0.48158 | 1.0554 | #VALUE! | #REF! | #REF! | #REF! | 428
| Sherwood Industries, Ltd. | Envirofire - EF3 FS, FPI, EF3Bi FS, Vista Flame VF100 FS n | 1.96 | 126 | 49 | 6500-40000 | 5 | 10 | 6500 | 13600 | 23250 | 40000 | #REF! |  |  | 78% | Pellet | Stove | 0.10802 | 0.31772 | 0.18585 | 0.66477 | #VALUE! | #REF! | #REF! | #REF! | 43
| Sherwood Industries, Ltd. | Envirofire - Meridian FS & FPIn | 1.96 | 126 | 49 | 6500-40000 | 5 | 10 | 6500 | 13600 | 23250 | 40000 | #REF! |  |  | 78% | Pellet | Stove | 0.10802 | 0.31772 | 0.18585 | 0.66477 | #VALUE! | #REF! | #REF! | #REF! | 43
| Sherwood Industries, Ltd. | Envirofire EF2, EF2i, FS and FPI, Hudson River Davenport FS/FPI | 1.25 | 52 | 24 | 6500-34000 | 5 | 10 | 6500 | 11560 | 20250 | 34000 | #REF! |  |  | 78% | Pellet | Stove | 0.081051 | 0.23839 | 0.13609 | 0.42396 | #VALUE! | #REF! | #REF! | #REF! | 28
| Sherwood Industries, Ltd. | Greenfire GF55, GFI55n | 1.96 | 126 | 49 | 6500-40000 | 5 | 10 | 6500 | 13600 | 23250 | 40000 | #REF! |  |  | 78% | Pellet | Stove | 0.10802 | 0.31772 | 0.18585 | 0.66477 | #VALUE! | #REF! | #REF! | #REF! | 43
| Sherwood Industries, Ltd. | M55, M55C, V55 | 2 | 131 | 54 | 9263-45478 | 5 | 10 | 9263 | 15462.52 | 27370.5 | 45478 | #REF! |  |  | 78% | Pellet | Stove | 0.096952 | 0.28515 | 0.16109 | 0.476 | #VALUE! | #REF! | #REF! | #REF! | 32
| Sherwood Industries, Ltd. | MaxxI | 3.18 | 375 | 74 | 52453-60992 | 6 | 11 | 52453 | 52453 | 56722.5 | 60992 | #REF! |  |  | 78% | Pellet | Stove | 0.11494 | 0.13365 | 0.12359 | 0.13365 | #VALUE! | #REF! | #REF! | #REF! | 6
| Sherwood Industries, Ltd. | Meridian | 2.24 | 180 | 63 | 32566-42963 | 6 | 11 | 32566 | 32566 | 37764.5 | 42963 | #REF! |  |  | 78% | Pellet | Stove | 0.11494 | 0.15164 | 0.13076 | 0.15164 | #VALUE! | #REF! | #REF! | #REF! | 9
| Sherwood Industries, Ltd. | Mini | 1.6 | 86 | 22 | 8378-23488 | 5 | 10 | 8378 | 8378 | 15933 | 23488 | #REF! |  |  | 63% | Non Catalytic | Stove | 0.15018 | 0.42102 | 0.22139 | 0.42102 | #VALUE! | #REF! | #REF! | #REF! | 63
| Sherwood Industries, Ltd. | Mini | 1.6 | 86 | 37 | 22585-30113 | 6 | 11 | 22585 | 22585 | 26349 | 30113 | #REF! |  |  | 78% | Pellet | Stove | 0.11714 | 0.15618 | 0.13387 | 0.15618 | #VALUE! | #REF! | #REF! | #REF! | 10
| Sherwood Industries, Ltd. | Vista Flame 1600 FS, 1600 FPI, Envirofire 1600 FS, 1600 FPI | 3.5 | 432 | 181 | 11500-33600 | 6 | 11 | 11500 | 11500 | 22550 | 33600 | #REF! |  |  | 63% | Non Catalytic | Stove | 0.22964 | 0.67096 | 0.34218 | 0.67096 | #VALUE! | #REF! | #REF! | #REF! | 254
| Sherwood Industries, Ltd. | Vista Flame 2100 FS, Envirofire 2100 FS | 2.9 | 295 | 96 | 11800-34000 | 6 | 11 | 11800 | 11800 | 22900 | 34000 | #REF! |  |  | 63% | Non Catalytic | Stove | 0.18804 | 0.5418 | 0.27918 | 0.5418 | #VALUE! | #REF! | #REF! | #REF! | 143
| Sherwood Industries, Ltd. | Vista Flame Envirofire 1000 | 6.5 | 875 | 521 | 10200-30800 | 6 | 11 | 10200 | 10472 | 20500 | 30800 | #REF! |  |  | 63% | Non Catalytic | Stove | 0.46525 | 1.3684 | 0.69901 | 1.4049 | #VALUE! | #REF! | #REF! | #REF! | 566
| Sherwood Industries, Ltd. | Vista Flame Envirofire 1500 | 7 | 907 | 550 | 11700-23100 | 6 | 11 | 11700 | 11700 | 17400 | 23100 | #REF! |  |  | 63% | Non Catalytic | Stove | 0.66806 | 1.319 | 0.8869 | 1.319 | #VALUE! | #REF! | #REF! | #REF! | 552
| Sherwood Industries, Ltd. | Vista Flame Envirofire 2000 | 3.2 | 376 | 141 | 11000-31100 | 6 | 11 | 11000 | 11000 | 21050 | 31100 | #REF! |  |  | 63% | Non Catalytic | Stove | 0.22684 | 0.64133 | 0.33514 | 0.64133 | #VALUE! | #REF! | #REF! | #REF! | 224
X | Sierra Products, Inc. | Cricket 5300 | 6.6 | 884 | 529 | 11000-36400 | 6 | 11 | 11000 | 12376 | 23700 | 36400 | #REF! |  |  | 63% | Non Catalytic | Stove | 0.39973 | 1.1757 | 0.61394 | 1.3228 | #VALUE! | #REF! | #REF! | #REF! | 527
X | Sierra Products, Inc. | EF-2100 | 5.7 | 824 | 472 | 11000-42900 | 6 | 11 | 11000 | 14586 | 26950 | 42900 | #REF! |  |  | 63% | Non Catalytic | Stove | 0.29292 | 0.86152 | 0.46628 | 1.1424 | #VALUE! | #REF! | #REF! | #REF! | 394
X | Sierra Products, Inc. | Evolution Model 7000C | 2.8 | 283 | 119 | 7700-29400 | 5 | 10 | 7700 | 9996 | 18550 | 29400 | #REF! |  |  | 72% | Catalytic | Stove | 0.20996 | 0.61753 | 0.33277 | 0.80167 | #VALUE! | #REF! | #REF! | #REF! | 180
X | Sierra Products, Inc. | Sierra Ambassador 4700 TEC | 3.2 | 376 | 162 | 10800-42600 | 6 | 11 | 10800 | 14484 | 26700 | 42600 | #REF! |  |  | 72% | Catalytic | Stove | 0.1656 | 0.48707 | 0.26422 | 0.65321 | #VALUE! | #REF! | #REF! | #REF! | 116
X | Sierra Products, Inc. | Sierra Classic 1500T | 7.5 | 944 | 587 | 6900-34600 | 5 | 10 | 6900 | 11764 | 20750 | 34600 | #REF! |  |  | 63% | Non Catalytic | Stove | 0.47787 | 1.4055 | 0.79684 | 2.3963 | #VALUE! | #REF! | #REF! | #REF! | 580
X | Sierra Products, Inc. | Sierra Evolution 8000 TEC | 2.5 | 218 | 89 | 9700-35900 | 5 | 10 | 9700 | 12206 | 22800 | 35900 | #REF! |  |  | 72% | Catalytic | Stove | 0.15352 | 0.45154 | 0.24173 | 0.56819 | #VALUE! | #REF! | #REF! | #REF! | 97
X | Sierra Products, Inc. | Sweet Home AFX-HT, AFI-HT | 6.4 | 868 | 514 | 11300-28200 | 6 | 11 | 11300 | 11300 | 19750 | 28200 | #REF! |  |  | 63% | Non Catalytic | Stove | 0.50033 | 1.2486 | 0.7144 | 1.2486 | #VALUE! | #REF! | #REF! | #REF! | 536
| Stove Builder International Inc. | 1600 | 4.4 | 660 | 338 | 11800-42400 | 6 | 11 | 11800 | 14416 | 27100 | 42400 | #REF! |  |  | 63% | Non Catalytic | Stove | 0.22878 | 0.67288 | 0.35794 | 0.82205 | #VALUE! | #REF! | #REF! | #REF! | 257
| Stove Builder International Inc. | 1.3 Series | 3.99 | 570 | 269 | 9887-21825 | 5 | 10 | 9887 | 9887 | 15856 | 21825 | #REF! |  |  | 63% | Non Catalytic | Stove | 0.40304 | 0.88968 | 0.55476 | 0.88968 | #VALUE! | #REF! | #REF! | #REF! | 412
| Stove Builder International Inc. | 1.6 Series | 4.02 | 590 | 280 | 10852-23272 | 6 | 11 | 10852 | 10852 | 17062 | 23272 | #REF! |  |  | 63% | Non Catalytic | Stove | 0.38082 | 0.81666 | 0.51943 | 0.81666 | #VALUE! | #REF! | #REF! | #REF! | 370
| Stove Builder International Inc. | 1600 B-I/Ashley 4600/Forester 4700 | 4.8 | 740 | 403 | 11900-35500 | 6 | 11 | 11900 | 12070 | 23700 | 35500 | #REF! |  |  | 63% | Non Catalytic | Stove | 0.29808 | 0.87672 | 0.4465 | 0.88924 | #VALUE! | #REF! | #REF! | #REF! | 404
| Stove Builder International Inc. | 2.3 Series | 3.89 | 546 | 251 | 11600-32200 | 6 | 11 | 11600 | 11600 | 21900 | 32200 | #REF! |  |  | 63% | Non Catalytic | Stove | 0.26633 | 0.7393 | 0.39159 | 0.7393 | #VALUE! | #REF! | #REF! | #REF! | 303
| Stove Builder International Inc. | BIO-35MF, Eco-35, FP-35, Hybrid-35MF | 1.77 | 105 | 43 | 6668-15290 | 5 | 10 | 6668 | 6668 | 10979 | 15290 | #REF! |  |  | 78% | Pellet | Stove | 0.25521 | 0.5852 | 0.35542 | 0.5852 | #VALUE! | #REF! | #REF! | #REF! | 73
| Stove Builder International Inc. | BIO-45MF, Eco-45, FP-45, Hybrid-45MF | 1.2 | 45 | 21 | 8569-29784 | 5 | 10 | 8569 | 10126.56 | 19176.5 | 29784 | #REF! |  |  | 78% | Pellet | Stove | 0.088823 | 0.26124 | 0.13796 | 0.30873 | #VALUE! | #REF! | #REF! | #REF! | 30
| Stove Builder International Inc. | Caddy, Alterna | 4.2 | 619 | 303 | 10142-71014 | 6 | 11 | 10142 | 24144.76 | 40578 | 71014 | #REF! |  |  | 63% | Non Catalytic | Stove | 0.13039 | 0.38349 | 0.22818 | 0.91296 | #VALUE! | #REF! | #REF! | #REF! | 51
| Stove Builder International Inc. | Emerald 2000 | 1.7 | 102 | 42 | 7500-24500 | 5 | 10 | 7500 | 8330 | 16000 | 24500 | #REF! |  |  | 78% | Pellet | Stove | 0.15297 | 0.44992 | 0.23424 | 0.49971 | #VALUE! | #REF! | #REF! | #REF! | 64
| Stove Builder International Inc. | FW3000 | 3.5 | 432 | 181 | 11800-32400 | 6 | 11 | 11800 | 11800 | 22100 | 32400 | #REF! |  |  | 63% | Non Catalytic | Stove | 0.23815 | 0.6539 | 0.34914 | 0.6539 | #VALUE! | #REF! | #REF! | #REF! | 242
| Stove Builder International Inc. | Gemini 1500 (With Blower), Adirondack, Savannah, Eldorado, Jurassien, Celtic, Osburn 1 | 6.2 | 857 | 504 | 11500-43900 | 6 | 11 | 11500 | 14926 | 27700 | 43900 | #REF! |  |  | 63% | Non Catalytic | Stove | 0.31135 | 0.91575 | 0.49345 | 1.1886 | #VALUE! | #REF! | #REF! | #REF! | 427
| Stove Builder International Inc. | Gemini 1500 (Without Blower), Adirondack, Savannah, Eldorado, Jurassien, Celtic, Osbu | 7.5 | 944 | 587 | 11100-37300 | 6 | 11 | 11100 | 12682 | 24200 | 37300 | #REF! |  |  | 63% | Non Catalytic | Stove | 0.44328 | 1.3038 | 0.68324 | 1.4896 | #VALUE! | #REF! | #REF! | #REF! | 548
| Stove Builder International Inc. | HE-1800,Escape 1800, Solution 2.3, Solution 2.3-I, XTD1.9, XTD1.9-I, Osburn 2000, Os | 6.3 | 861 | 507 | 11600-38700 | 6 | 11 | 11600 | 13158 | 25150 | 38700 | #REF! |  |  | 63% | Non Catalytic | Stove | 0.35889 | 1.0555 | 0.55224 | 1.1973 | #VALUE! | #REF! | #REF! | #REF! | 490
| Stove Builder International Inc. | HT 1600-Standard/HT 1600 Deluxe, HT-1600 Siberian, Ashley 1600 | 3.5 | 432 | 181 | 11200-26400 | 6 | 11 | 11200 | 11200 | 18800 | 26400 | #REF! |  |  | 63% | Non Catalytic | Stove | 0.29227 | 0.68893 | 0.41043 | 0.68893 | #VALUE! | #REF! | #REF! | #REF! | 272
| Stove Builder International Inc. | HT-1200 and Ashley 1200 | 6.5 | 875 | 521 | 8300-36000 | 5 | 10 | 8300 | 12240 | 22150 | 36000 | #REF! |  |  | 63% | Non Catalytic | Stove | 0.39805 | 1.1707 | 0.64694 | 1.7265 | #VALUE! | #REF! | #REF! | #REF! | 525
| Stove Builder International Inc. | HT1200, Ashley 1200 | 6.5 | 875 | 521 | 8300-36000 | 5 | 10 | 8300 | 12240 | 22150 | 36000 | #REF! |  |  | 63% | Non Catalytic | Stove | 0.39805 | 1.1707 | 0.64694 | 1.7265 | #VALUE! | #REF! | #REF! | #REF! | 525
| Stove Builder International Inc. | HT-2000 Standard/HT-2000 Deluxe/HT-2000 | 3.9 | 548 | 253 | 11600-60300 | 6 | 11 | 11600 | 20502 | 35950 | 60300 | #REF! |  |  | 63% | Non Catalytic | Stove | 0.14259 | 0.41937 | 0.23916 | 0.7412 | #VALUE! | #REF! | #REF! | #REF! | 62
| Stove Builder International Inc. | HT2000, Solution 3.4, Ashley 2000 | 3.9 | 548 | 253 | 11600-38700 | 6 | 11 | 11600 | 13158 | 25150 | 38700 | #REF! |  |  | 63% | Non Catalytic | Stove | 0.22217 | 0.65343 | 0.34186 | 0.7412 | #VALUE! | #REF! | #REF! | #REF! | 241
| Stove Builder International Inc. | Monaco 2008 | 4.4 | 660 | 338 | 11479-30450 | 6 | 11 | 11479 | 11479 | 20964.5 | 30450 | #REF! |  |  | 63% | Non Catalytic | Stove | 0.31856 | 0.84504 | 0.4627 | 0.84504 | #VALUE! | #REF! | #REF! | #REF! | 388
| Stove Builder International Inc. | Monaco, Stafford, Solution 2.5, Waterloo, Lafayette | 4.4 | 660 | 338 | 11479-30450 | 6 | 11 | 11479 | 11479 | 20964.5 | 30450 | #REF! |  |  | 63% | Non Catalytic | Stove | 0.31856 | 0.84504 | 0.4627 | 0.84504 | #VALUE! | #REF! | #REF! | #REF! | 388
| Stove Builder International Inc. | Osburn 1100, Osburn 1100-I | 2.9 | 295 | 96 | 11000-35000 | 6 | 11 | 11000 | 11900 | 23000 | 35000 | #REF! |  |  | 63% | Non Catalytic | Stove | 0.18267 | 0.53725 | 0.27797 | 0.58121 | #VALUE! | #REF! | #REF! | #REF! | 137
| Stove Builder International Inc. | Osburn 1600, Osburn 1600-I, Ashley 4600, Forrester 4700 | 4.4 | 660 | 338 | 11800-42400 | 6 | 11 | 11800 | 14416 | 27100 | 42400 | #REF! |  |  | 63% | Non Catalytic | Stove | 0.22878 | 0.67288 | 0.35794 | 0.82205 | #VALUE! | #REF! | #REF! | #REF! | 257
| Stove Builder International Inc. | Osburn 2400 B | 3.5 | 432 | 181 | 11900-40900 | 6 | 11 | 11900 | 13906 | 26400 | 40900 | #REF! |  |  | 63% | Non Catalytic | Stove | 0.18866 | 0.55487 | 0.29227 | 0.64841 | #VALUE! | #REF! | #REF! | #REF! | 149
| Stove Builder International Inc. | Osburn 2400-I, Osburn 2400 FS | 3.5 | 432 | 181 | 11900-40900 | 6 | 11 | 11900 | 13906 | 26400 | 40900 | #REF! |  |  | 63% | Non Catalytic | Stove | 0.18866 | 0.55487 | 0.29227 | 0.64841 | #VALUE! | #REF! | #REF! | #REF! | 149
| Stove Builder International Inc. | S244, Pyropak, Osburn 900 | 5.3 | 792 | 444 | 10600-26100 | 6 | 11 | 10600 | 10600 | 18350 | 26100 | #REF! |  |  | 63% | Non Catalytic | Stove | 0.44767 | 1.1023 | 0.63675 | 1.1023 | #VALUE! | #REF! | #REF! | #REF! | 505
| Stove Builder International Inc. | XTD1.5, XTD1.5-I, Solution 1.8, Solution 1.8-I, Escape 1400-I | 4.3 | 635 | 318 | 10800-34000 | 6 | 11 | 10800 | 11560 | 22400 | 34000 | #REF! |  |  | 63% | Non Catalytic | Stove | 0.27882 | 0.82004 | 0.4232 | 0.87775 | #VALUE! | #REF! | #REF! | #REF! | 373
| Stove Builder International, Inc. | Apollo, Apollo II | 3.6 | 467 | 207 | 10600-24700 | 6 | 11 | 10600 | 10600 | 17650 | 24700 | #REF! |  |  | 63% | Non Catalytic | Stove | 0.32132 | 0.74873 | 0.44966 | 0.74873 | #VALUE! | #REF! | #REF! | #REF! | 315
| Stove Builder International, Inc. | Caddy | 6.6 | 884 | 529 | 12000-52100 | 6 | 11 | 12000 | 17714 | 32050 | 52100 | #REF! |  |  | 63% | Non Catalytic | Stove | 0.27928 | 0.8214 | 0.45399 | 1.2125 | #VALUE! | #REF! | #REF! | #REF! | 376
| Stove Builder International, Inc. | CW2500, Solution 2.0-I | 4.7 | 728 | 397 | 9600-57800 | 5 | 10 | 9600 | 19652 | 33700 | 57800 | #REF! |  |  | 63% | Non Catalytic | Stove | 0.17927 | 0.52725 | 0.30746 | 1.0793 | #VALUE! | #REF! | #REF! | #REF! | 126
| Stove Builder International, Inc. | Eurostar, Osburn 5000 | 2.18 | 168 | 44 | 10301-30456 | 6 | 11 | 10301 | 10355.04 | 20378.5 | 30456 | #REF! |  |  | 63% | Non Catalytic | Stove | 0.1578 | 0.46412 | 0.23584 | 0.46656 | #VALUE! | #REF! | #REF! | #REF! | 88
| Stove Builder International, Inc. | FP-8, Saguenay | 4 | 571 | 270 | 10900-36900 | 6 | 11 | 10900 | 12546 | 23900 | 36900 | #REF! |  |  | 63% | Non Catalytic | Stove | 0.23898 | 0.70288 | 0.36897 | 0.80902 | #VALUE! | #REF! | #REF! | #REF! | 284
| Stove Builder International, Inc. | FP-9i | 4.2 | 619 | 303 | 11600-38700 | 6 | 11 | 11600 | 13158 | 25150 | 38700 | #REF! |  |  | 63% | Non Catalytic | Stove | 0.23926 | 0.7037 | 0.36816 | 0.79821 | #VALUE! | #REF! | #REF! | #REF! | 286
| Stove Builder International, Inc. | FW2470 | 5 | 756 | 417 | 12000-28500 | 6 | 11 | 12000 | 12000 | 20250 | 28500 | #REF! |  |  | 63% | Non Catalytic | Stove | 0.38677 | 0.91858 | 0.54434 | 0.91858 | #VALUE! | #REF! | #REF! | #REF! | 429
| Stove Builder International, Inc. | FW2700 | 4.4 | 660 | 338 | 11000-69500 | 6 | 11 | 11000 | 23630 | 40250 | 69500 | #REF! |  |  | 63% | Non Catalytic | Stove | 0.13957 | 0.4105 | 0.241 | 0.88183 | #VALUE! | #REF! | #REF! | #REF! | 58
| Stove Builder International, Inc. | Le Chancelier, NXT-1 and Solution 2.9, Glencoe 2.1 | 4.4 | 660 | 338 | 11900-29400 | 6 | 11 | 11900 | 11900 | 20650 | 29400 | #REF! |  |  | 63% | Non Catalytic | Stove | 0.32994 | 0.81514 | 0.46974 | 0.81514 | #VALUE! | #REF! | #REF! | #REF! | 369
| Stove Builder International, Inc. | LeBachelier | 4.9 | 746 | 407 | 11800-24500 | 6 | 11 | 11800 | 11800 | 18150 | 24500 | #REF! |  |  | 63% | Non Catalytic | Stove | 0.44092 | 0.91546 | 0.59518 | 0.91546 | #VALUE! | #REF! | #REF! | #REF! | 426
| Stove Builder International, Inc. | Legend, Baltic, Austral, Myriad, Azimuth, 2300, Magnolia 2015 | 5.7 | 824 | 472 | 11500-30800 | 6 | 11 | 11500 | 11500 | 21150 | 30800 | #REF! |  |  | 63% | Non Catalytic | Stove | 0.40799 | 1.0927 | 0.59414 | 1.0927 | #VALUE! | #REF! | #REF! | #REF! | 500
| Stove Builder International, Inc. | Mini-Caddy, Siera 140 | 6 | 844 | 491 | 10900-36900 | 6 | 11 | 10900 | 12546 | 23900 | 36900 | #REF! |  |  | 63% | Non Catalytic | Stove | 0.35847 | 1.0543 | 0.55345 | 1.2135 | #VALUE! | #REF! | #REF! | #REF! | 489
| Stove Builder International, Inc. | Model HE-1800, XE-1800 & XTD-1.9 | 5.9 | 836 | 483 | 11600-38700 | 6 | 11 | 11600 | 13158 | 25150 | 38700 | #REF! |  |  | 63% | Non Catalytic | Stove | 0.3361 | 0.98853 | 0.51718 | 1.1213 | #VALUE! | #REF! | #REF! | #REF! | 468
| Stove Builder International, Inc. | New Generation NG 1800/Magnolia 2015 | 5.7 | 824 | 472 | 11500-30800 | 6 | 11 | 11500 | 11500 | 21150 | 30800 | #REF! |  |  | 63% | Non Catalytic | Stove | 0.40799 | 1.0927 | 0.59414 | 1.0927 | #VALUE! | #REF! | #REF! | #REF! | 500
| Stove Builder International, Inc. | Osburn 1100 | 5.7 | 824 | 472 | 11000-35000 | 6 | 11 | 11000 | 11900 | 23000 | 35000 | #REF! |  |  | 63% | Non Catalytic | Stove | 0.35903 | 1.056 | 0.54635 | 1.1424 | #VALUE! | #REF! | #REF! | #REF! | 491
| Stove Builder International, Inc. | Osburn 1800, Osburn 1800-I | 2.7 | 257 | 79 | 9700-36300 | 5 | 10 | 9700 | 12342 | 23000 | 36300 | #REF! |  |  | 63% | Non Catalytic | Stove | 0.16398 | 0.48229 | 0.2588 | 0.61365 | #VALUE! | #REF! | #REF! | #REF! | 93
| Stove Builder International, Inc. | Osburn 2200, Osburn 2200-I | 2.7 | 257 | 79 | 11700-30400 | 6 | 11 | 11700 | 11700 | 21050 | 30400 | #REF! |  |  | 63% | Non Catalytic | Stove | 0.1958 | 0.50875 | 0.28277 | 0.50875 | #VALUE! | #REF! | #REF! | #REF! | 108
| Stove Builder International, Inc. | Sahara, Kyle 2.0 | 7.5 | 944 | 587 | 11000-25700 | 6 | 11 | 11000 | 11000 | 18350 | 25700 | #REF! |  |  | 63% | Non Catalytic | Stove | 0.64336 | 1.5031 | 0.90106 | 1.5031 | #VALUE! | #REF! | #REF! | #REF! | 589
| Stove Builder International, Inc. | XTD1.1, XE-1000, Solution 1.6 | 6 | 844 | 491 | 9900-47300 | 5 | 10 | 9900 | 16082 | 28600 | 47300 | #REF! |  |  | 63% | Non Catalytic | Stove | 0.27965 | 0.8225 | 0.4625 | 1.3361 | #VALUE! | #REF! | #REF! | #REF! | 379
| Stove Builder International, Inc. | XVR-I, XLT-1, Classic, Eastwood 1800 | 6.9 | 900 | 543 | 11400-27500 | 6 | 11 | 11400 | 11400 | 19450 | 27500 | #REF! |  |  | 63% | Non Catalytic | Stove | 0.55315 | 1.3344 | 0.78209 | 1.3344 | #VALUE! | #REF! | #REF! | #REF! | 560
| Stove Builder International, Inc. | XVR-II, XT-1400 adn XLT-II, Eastwood 1500, Jasper, Clyde 1.6 | 5.9 | 836 | 483 | 11800-27300 | 6 | 11 | 11800 | 11800 | 19550 | 27300 | #REF! |  |  | 63% | Non Catalytic | Stove | 0.47645 | 1.1023 | 0.66532 | 1.1023 | #VALUE! | #REF! | #REF! | #REF! | 505
| Stove Builder International, Inc. | XVR-III, XLT-III, Eastwood, 1900, Millenia | 7.4 | 941 | 584 | 11900-34700 | 6 | 11 | 11900 | 11900 | 23300 | 34700 | #REF! |  |  | 63% | Non Catalytic | Stove | 0.47014 | 1.3709 | 0.70017 | 1.3709 | #VALUE! | #REF! | #REF! | #REF! | 570
| Stuv S.A. | 30 Compact | 2.79 | 282 | 93 | 12129-16640 | 6 | 11 | 12129 | 12129 | 14384.5 | 16640 | #REF! |  |  | 63% | Non Catalytic | Stove | 0.36964 | 0.50711 | 0.4276 | 0.50711 | #VALUE! | #REF! | #REF! | #REF! | 105
X | Suburban Manufacturing Company | Woodchief W6-88C, Woodmaster W6-88WC | 3.4 | 415 | 173 | 9500-42500 | 5 | 10 | 9500 | 14450 | 26000 | 42500 | #REF! |  |  | 72% | Catalytic | Stove | 0.17637 | 0.51873 | 0.28829 | 0.78901 | #VALUE! | #REF! | #REF! | #REF! | 131
| TEC Enterprises | 2000 pellet stove | 4.7 | 728 | 83 | 11600-22500 | 6 | 11 | 11600 | 11600 | 17050 | 22500 | #REF! |  |  | 78% | Pellet | Stove | 0.46051 | 0.89324 | 0.60772 | 0.89324 | #VALUE! | #REF! | #REF! | #REF! | 82
| Thelin Company Inc. | Little Gnome Pellet Stove | 3.28 | 392 | 75 | 3100-8400 | 5 | 9 | 3100 | 3100 | 5750 | 8400 | #REF! |  |  | 78% | Pellet | Stove | 0.86084 | 2.3326 | 1.2576 | 2.3326 | #VALUE! | #REF! | #REF! | #REF! | 85
| Thelin Company Inc. | Providence, Providence Signature | 1.2 | 45 | 21 | 12839-35680 | 6 | 11 | 12839 | 12839 | 24259.5 | 35680 | #REF! |  |  | 78% | Pellet | Stove | 0.074145 | 0.20605 | 0.10905 | 0.20605 | #VALUE! | #REF! | #REF! | #REF! | 26
| Thelin Company Inc. | Thelin T-4000 | 3.6 | 467 | 207 | 9900-38400 | 5 | 10 | 9900 | 13056 | 24150 | 38400 | #REF! |  |  | 63% | Non Catalytic | Stove | 0.20668 | 0.60788 | 0.32863 | 0.80167 | #VALUE! | #REF! | #REF! | #REF! | 192
X | Thermic Distribution Europe | Efel Harmony 386.75 | 3.8 | 518 | 205 | 7100-51000 | 5 | 10 | 7100 | 17340 | 29050 | 51000 | #REF! |  |  | 72% | Catalytic | Stove | 0.16426 | 0.48313 | 0.28838 | 1.1799 | #VALUE! | #REF! | #REF! | #REF! | 110
X | Thermic Distribution Europe | Efel Symphony 387.74 | 5.1 | 766 | 259 | 10600-49700 | 6 | 11 | 10600 | 16898 | 30150 | 49700 | #REF! |  |  | 72% | Catalytic | Stove | 0.22623 | 0.66537 | 0.37291 | 1.0607 | #VALUE! | #REF! | #REF! | #REF! | 195
X | Thermic Distribution Europe | Efel Symphony 390.74 | 1.8 | 106 | 38 | 10700-33000 | 6 | 11 | 10700 | 11220 | 21850 | 33000 | #REF! |  |  | 72% | Catalytic | Stove | 0.12025 | 0.35368 | 0.18161 | 0.37086 | #VALUE! | #REF! | #REF! | #REF! | 57
X | Thermic Distribution Europe | Harmony I | 4.4 | 660 | 338 | 11800-55000 | 6 | 11 | 11800 | 18700 | 33400 | 55000 | #REF! |  |  | 63% | Non Catalytic | Stove | 0.17637 | 0.51873 | 0.29042 | 0.82205 | #VALUE! | #REF! | #REF! | #REF! | 119
X | Thermic Distribution Europe | Harmony IIIB | 2.7 | 257 | 79 | 11200-57300 | 6 | 11 | 11200 | 19482 | 34250 | 57300 | #REF! |  |  | 63% | Non Catalytic | Stove | 0.10388 | 0.30553 | 0.17379 | 0.53146 | #VALUE! | #REF! | #REF! | #REF! | 26
X | Thermic Distribution Europe | Model S-33,H33,R33,33 | 3.3 | 393 | 152 | 8600-37300 | 5 | 10 | 8600 | 12682 | 22950 | 37300 | #REF! |  |  | 63% | Non Catalytic | Stove | 0.19504 | 0.57366 | 0.317 | 0.84595 | #VALUE! | #REF! | #REF! | #REF! | 166
X | Thermic, Inc. | Crossfire FS-1 | 0.5 | 3 | 2 | 6900-39900 | 5 | 10 | 6900 | 13566 | 23400 | 39900 | #REF! |  |  | 78% | Pellet | Stove | 0.027626 | 0.081254 | 0.047107 | 0.15975 | #VALUE! | #REF! | #REF! | #REF! | 2
X | Tianjin Berkeley Furniture Corporation | TR 001 | 4.18 | 616 | 300 | 9200-28300 | 5 | 10 | 9200 | 9622 | 18750 | 28300 | #REF! |  |  | 63% | Non Catalytic | Stove | 0.32562 | 0.95772 | 0.49148 | 1.0016 | #VALUE! | #REF! | #REF! | #REF! | 456
| Travis Industries, Inc | Avalon Cottage/Mission | 2.9 | 295 | 96 | 11600-36500 | 6 | 11 | 11600 | 12410 | 24050 | 36500 | #REF! |  |  | 63% | Non Catalytic | Stove | 0.17516 | 0.51517 | 0.26583 | 0.55115 | #VALUE! | #REF! | #REF! | #REF! | 113
| Travis Industries, Inc | Flush Wood A Fireplace Insert | 4.1 | 594 | 283 | 11300-33400 | 6 | 11 | 11300 | 11356 | 22350 | 33400 | #REF! |  |  | 63% | Non Catalytic | Insert | 0.27062 | 0.79595 | 0.40442 | 0.79989 | #VALUE! | #REF! | #REF! | #REF! | 348
| Travis Industries, Inc | Lopi Flawless Performance 380, 440 | 7 | 907 | 550 | 6900-48700 | 5 | 10 | 6900 | 16558 | 27800 | 48700 | #REF! |  |  | 63% | Non Catalytic | Stove | 0.31688 | 0.932 | 0.55511 | 2.2365 | #VALUE! | #REF! | #REF! | #REF! | 435
| Travis Industries, Inc | Lopi Sheffield | 3.9 | 548 | 253 | 10300-34400 | 6 | 11 | 10300 | 11696 | 22350 | 34400 | #REF! |  |  | 63% | Non Catalytic | Stove | 0.24994 | 0.73511 | 0.38469 | 0.83475 | #VALUE! | #REF! | #REF! | #REF! | 302
| Travis Industries, Inc. | ANSWER/LOPI PATRIOT/LOPI PARLOR, Republic1250 and Avalon Spokane, Avalon C | 4.4 | 660 | 338 | 11600-38500 | 6 | 11 | 11600 | 13090 | 25050 | 38500 | #REF! |  |  | 63% | Non Catalytic | Stove | 0.25195 | 0.74104 | 0.38723 | 0.83622 | #VALUE! | #REF! | #REF! | #REF! | 304
| Travis Industries, Inc. | Avalon 1000C2 | 3.5 | 432 | 177 | 7300-47100 | 5 | 10 | 7300 | 16014 | 27200 | 47100 | #REF! |  |  | 72% | Catalytic | Stove | 0.16382 | 0.48183 | 0.28368 | 1.057 | #VALUE! | #REF! | #REF! | #REF! | 107
| Travis Industries, Inc. | Avalon 1196, Lopi 520/96, Flush Bay-96 | 7.4 | 941 | 584 | 11300-43600 | 6 | 11 | 11300 | 14824 | 27450 | 43600 | #REF! |  |  | 63% | Non Catalytic | Stove | 0.37417 | 1.1005 | 0.59431 | 1.4437 | #VALUE! | #REF! | #REF! | #REF! | 504
| Travis Industries, Inc. | Avalon 700 | 5.9 | 836 | 483 | 9200-39100 | 5 | 10 | 9200 | 13294 | 24150 | 39100 | #REF! |  |  | 63% | Non Catalytic | Stove | 0.33266 | 0.97842 | 0.53859 | 1.4138 | #VALUE! | #REF! | #REF! | #REF! | 467
| Travis Industries, Inc. | Avalon 901 | 5.2 | 784 | 437 | 7500-45500 | 5 | 10 | 7500 | 15470 | 26500 | 45500 | #REF! |  |  | 63% | Non Catalytic | Stove | 0.25195 | 0.74104 | 0.4326 | 1.5285 | #VALUE! | #REF! | #REF! | #REF! | 307
| Travis Industries, Inc. | Avalon 996 | 5.5 | 808 | 458 | 9500-45600 | 5 | 10 | 9500 | 15504 | 27550 | 45600 | #REF! |  |  | 63% | Non Catalytic | Stove | 0.2659 | 0.78207 | 0.44012 | 1.2763 | #VALUE! | #REF! | #REF! | #REF! | 336
| Travis Industries, Inc. | Avalon Olympic,Liberty, Freedom Bay n | 2.6 | 235 | 66 | 12000-45100 | 6 | 11 | 12000 | 15334 | 28550 | 45100 | #REF! |  |  | 63% | Non Catalytic | Stove | 0.12709 | 0.3738 | 0.20077 | 0.47766 | #VALUE! | #REF! | #REF! | #REF! | 47
| Travis Industries, Inc. | Avalon Pendelton 90/Pendelton 45 | 3 | 322 | 117 | 8700-44400 | 5 | 10 | 8700 | 15096 | 26550 | 44400 | #REF! |  |  | 63% | Non Catalytic | Stove | 0.14896 | 0.43811 | 0.24911 | 0.7602 | #VALUE! | #REF! | #REF! | #REF! | 70
| Travis Industries, Inc. | Avalon Rainier 90/Rainier 45 | 2 | 131 | 33 | 11200-40000 | 6 | 11 | 11200 | 13600 | 25600 | 40000 | #REF! |  |  | 63% | Non Catalytic | Stove | 0.11023 | 0.3242 | 0.17223 | 0.39368 | #VALUE! | #REF! | #REF! | #REF! | 34
| Travis Industries, Inc. | Avalon Spokane 1750 380-NT & X-NT | 1.94 | 122 | 29 | 9300-42200 | 5 | 10 | 9300 | 14348 | 25750 | 42200 | #REF! |  |  | 63% | Non Catalytic | Stove | 0.10135 | 0.29808 | 0.16609 | 0.45988 | #VALUE! | #REF! | #REF! | #REF! | 20
| Travis Industries, Inc. | Cape Cod | 0.45 | 2 | 1 | 10749-39413 | 6 | 11 | 10749 | 13400.42 | 25081 | 39413 | #REF! |  | 80.1% | 72% | Catalytic | Stove | 0.025171 | 0.074032 | 0.039554 | 0.092294 | #VALUE! | #REF! | #REF! | #REF! | 1
| Travis Industries, Inc. | Fireplace Xtrordinair 44 Elite | 2.5 | 218 | 89 | 11000-45300 | 6 | 11 | 11000 | 15402 | 28150 | 45300 | #REF! |  |  | 72% | Catalytic | Stove | 0.12167 | 0.35784 | 0.19579 | 0.50104 | #VALUE! | #REF! | #REF! | #REF! | 62
| Travis Industries, Inc. | Fireplace Xtrordinair Elite 36 Z.C. & B.I. | 2.3 | 182 | 71 | 11900-47100 | 6 | 11 | 11900 | 16014 | 29500 | 47100 | #REF! |  |  | 72% | Catalytic | Stove | 0.10765 | 0.31663 | 0.17188 | 0.4261 | #VALUE! | #REF! | #REF! | #REF! | 49
| Travis Industries, Inc. | Fireplace Xtrordinair Model 36A | 4.1 | 594 | 233 | 10300-54700 | 6 | 11 | 10300 | 18598 | 32500 | 54700 | #REF! |  |  | 72% | Catalytic | Stove | 0.16524 | 0.48601 | 0.27812 | 0.87755 | #VALUE! | #REF! | #REF! | #REF! | 115
| Travis Industries, Inc. | Flex-95 FL, LX, and FS | 4.1 | 594 | 233 | 10900-55300 | 6 | 11 | 10900 | 18802 | 33100 | 55300 | #REF! |  |  | 72% | Catalytic | Stove | 0.16345 | 0.48074 | 0.27308 | 0.82925 | #VALUE! | #REF! | #REF! | #REF! | 106
| Travis Industries, Inc. | Flush Wood | 2.45 | 217 | 62 | 12084-29605 | 6 | 11 | 12084 | 12084 | 20844.5 | 29605 | #REF! |  |  | 63% | Non Catalytic | Stove | 0.18244 | 0.44697 | 0.25912 | 0.44697 | #VALUE! | #REF! | #REF! | #REF! | 77
| Travis Industries, Inc. | Flushwood Plus | 4.4 | 660 | 338 | 12000-29600 | 6 | 11 | 12000 | 12000 | 20800 | 29600 | #REF! |  |  | 72% | Non Catalytic | Stove | 0.32771 | 0.80835 | 0.46635 | 0.80835 | #VALUE! | #REF! | #REF! | #REF! | 358
| Travis Industries, Inc. | Flushwood Plus, LG Flushwood Insert | 0.59 | 6 | 3 | 8544-35278 | 5 | 10 | 8544 | 11994.52 | 21911 | 35278 | #REF! |  |  | 63% | Catalytic | Insert | 0.03687 | 0.10844 | 0.059363 | 0.15224 | #VALUE! | #REF! | #REF! | #REF! | 3
| Travis Industries, Inc. | Leyden and Avalon Arbor | 2.4 | 196 | 56 | 10700-33900 | 6 | 11 | 10700 | 11526 | 22300 | 33900 | #REF! |  |  | 63% | Non Catalytic | Stove | 0.15608 | 0.45905 | 0.23726 | 0.49449 | #VALUE! | #REF! | #REF! | #REF! | 82
| Travis Industries, Inc. | LG Flushwood Insert | 0.58 | 5 | 2 | 8544-35278 | 5 | 10 | 8544 | 11994.52 | 21911 | 35278 | #REF! |  | 80.3% | 72% | Catalytic | Insert | 0.036245 | 0.1066 | 0.058357 | 0.14966 | #VALUE! | #REF! | #REF! | #REF! | 2
| Travis Industries, Inc. | LOPI 380-96 | 5.2 | 784 | 437 | 9400-52800 | 5 | 10 | 9400 | 17952 | 31100 | 52800 | #REF! |  |  | 63% | Non Catalytic | Stove | 0.21712 | 0.63858 | 0.36861 | 1.2196 | #VALUE! | #REF! | #REF! | #REF! | 220
| Travis Industries, Inc. | LOPI Answer/Patriot (Formerly Answer-NT) | 3.3 | 393 | 152 | 12000-41000 | 6 | 11 | 12000 | 13940 | 26500 | 41000 | #REF! |  |  | 63% | Non Catalytic | Stove | 0.17744 | 0.52189 | 0.27453 | 0.60626 | #VALUE! | #REF! | #REF! | #REF! | 122
| Travis Industries, Inc. | Lopi Elan E1, E2 | 4.3 | 635 | 318 | 11700-26300 | 6 | 11 | 11700 | 11700 | 19000 | 26300 | #REF! |  |  | 63% | Non Catalytic | Stove | 0.36045 | 0.81023 | 0.49893 | 0.81023 | #VALUE! | #REF! | #REF! | #REF! | 360
| Travis Industries, Inc. | Lopi Elan-96 | 7.4 | 941 | 584 | 12000-51400 | 6 | 11 | 12000 | 17476 | 31700 | 51400 | #REF! |  |  | 63% | Non Catalytic | Stove | 0.31739 | 0.9335 | 0.51464 | 1.3595 | #VALUE! | #REF! | #REF! | #REF! | 437
| Travis Industries, Inc. | Lopi Endeavor, Lopi Revere , Lopi Republic 1750, | 1.94 | 122 | 29 | 9300-42200 | 5 | 10 | 9300 | 14348 | 25750 | 42200 | #REF! |  |  | 63% | Non Catalytic | Stove | 0.10135 | 0.29808 | 0.16609 | 0.45988 | #VALUE! | #REF! | #REF! | #REF! | 20
| Travis Industries, Inc. | Lopi Flex FS, FL, LX | 2.9 | 295 | 128 | 10900-31000 | 6 | 11 | 10900 | 10900 | 20950 | 31000 | #REF! |  |  | 72% | Catalytic | Stove | 0.20624 | 0.58654 | 0.30517 | 0.58654 | #VALUE! | #REF! | #REF! | #REF! | 168
| Travis Industries, Inc. | Lopi Premiere Answer Series PA1, PA2, PA3, PA4,PA5 | 7 | 907 | 550 | 8000-31500 | 5 | 10 | 8000 | 10710 | 19750 | 31500 | #REF! |  |  | 63% | Non Catalytic | Stove | 0.48991 | 1.4409 | 0.78137 | 1.929 | #VALUE! | #REF! | #REF! | #REF! | 586
| Travis Industries, Inc. | Lopi The Answer | 6.7 | 893 | 537 | 10500-63100 | 6 | 11 | 10500 | 21454 | 36800 | 63100 | #REF! |  |  | 63% | Non Catalytic | Stove | 0.23408 | 0.68848 | 0.40138 | 1.4067 | #VALUE! | #REF! | #REF! | #REF! | 271
| Travis Industries, Inc. | Lopi X Fireplace Insert | 6 | 844 | 491 | 13600-29100 | 6 | 11 | 13600 | 13600 | 21350 | 29100 | #REF! |  |  | 63% | Non Catalytic | Insert | 0.45455 | 0.97261 | 0.61956 | 0.97261 | #VALUE! | #REF! | #REF! | #REF! | 464
| Travis Industries, Inc. | Lopi X/96 | 7.2 | 932 | 575 | 11600-53900 | 6 | 11 | 11600 | 18326 | 32750 | 53900 | #REF! |  |  | 63% | Non Catalytic | Stove | 0.29449 | 0.86615 | 0.48467 | 1.3684 | #VALUE! | #REF! | #REF! | #REF! | 398
| Travis Industries, Inc. | Model 36 F | 4 | 571 | 225 | 11900-55000 | 6 | 11 | 11900 | 18700 | 33450 | 55000 | #REF! |  |  | 72% | Catalytic | Stove | 0.16033 | 0.47157 | 0.26363 | 0.74104 | #VALUE! | #REF! | #REF! | #REF! | 101
| Travis Industries, Inc. | Model 44-A BI and Z.C. | 2.3 | 182 | 71 | 10700-75700 | 6 | 11 | 10700 | 25738 | 43200 | 75700 | #REF! |  |  | 72% | Catalytic | Stove | 0.066982 | 0.19701 | 0.11737 | 0.47388 | #VALUE! | #REF! | #REF! | #REF! | 13
X | Tri-Fab, Inc. | SunRise P-48-H, P-48-L | 5.5 | 808 | 458 | 11700-25800 | 6 | 11 | 11700 | 11700 | 18750 | 25800 | #REF! |  |  | 63% | Non Catalytic | Stove | 0.46997 | 1.0363 | 0.64668 | 1.0363 | #VALUE! | #REF! | #REF! | #REF! | 483
X | Tri-Fab, Inc. | SunRise P-54 & SunRise PIL-8 | 5 | 756 | 417 | 10600-26500 | 6 | 11 | 10600 | 10600 | 18550 | 26500 | #REF! |  |  | 63% | Non Catalytic | Stove | 0.41596 | 1.0399 | 0.59423 | 1.0399 | #VALUE! | #REF! | #REF! | #REF! | 484
X | Tri-Fab, Inc. | SunRise P56 | 6.2 | 857 | 504 | 10700-39700 | 6 | 11 | 10700 | 13498 | 25200 | 39700 | #REF! |  |  | 63% | Non Catalytic | Stove | 0.34429 | 1.0126 | 0.5424 | 1.2774 | #VALUE! | #REF! | #REF! | #REF! | 472
| Tulikivi Oyj | Tulikivi Maxi XV 2 | 4.22 | 633 | 316 | 12058-38224 | 6 | 11 | 12058 | 12996.16 | 25141 | 38224 | #REF! |  |  | 63% | Non Catalytic | Stove | 0.24339 | 0.71585 | 0.37005 | 0.77155 | #VALUE! | #REF! | #REF! | #REF! | 292
| Tulikivi Oyj | Tulikivi MINI XV 1 | 4.51 | 719 | 390 | 12100-38200 | 6 | 11 | 12100 | 12988 | 25150 | 38200 | #REF! |  |  | 63% | Non Catalytic | Stove | 0.26028 | 0.76553 | 0.39534 | 0.82171 | #VALUE! | #REF! | #REF! | #REF! | 326
| United States Stove Company | 2400 | 1.13 | 42 | 13 | 7315-14033 | 5 | 10 | 7315 | 7315 | 10674 | 14033 | #REF! |  |  | 72% | Non Catalytic | Stove | 0.17752 | 0.34056 | 0.23339 | 0.34056 | #VALUE! | #REF! | #REF! | #REF! | 38
| United States Stove Company | 2000, SW2100 | 3.69 | 499 | 228 | 11817-31713 | 6 | 11 | 11817 | 11817 | 21765 | 31713 | #REF! |  |  | 63% | Non Catalytic | Stove | 0.25652 | 0.68841 | 0.37376 | 0.68841 | #VALUE! | #REF! | #REF! | #REF! | 270
| United States Stove Company | 2500 ST | 3.1 | 347 | 130 | 11576-36295 | 6 | 11 | 11576 | 12340.3 | 23935.5 | 36295 | #REF! |  |  | 63% | Non Catalytic | Stove | 0.1883 | 0.55381 | 0.28553 | 0.59038 | #VALUE! | #REF! | #REF! | #REF! | 148
| United States Stove Company | 3000 (AFS7500), SW4100 | 1.9 | 114 | 26 | 11624-38140 | 6 | 11 | 11624 | 12967.6 | 24882 | 38140 | #REF! |  |  | 63% | Non Catalytic | Stove | 0.10982 | 0.32301 | 0.16834 | 0.36035 | #VALUE! | #REF! | #REF! | #REF! | 32
| United States Stove Company | 3000 FT | 1.9 | 114 | 26 | 11624-38140 | 6 | 11 | 11624 | 12967.6 | 24882 | 38140 | #REF! |  |  | 63% | Non Catalytic | Stove | 0.10982 | 0.32301 | 0.16834 | 0.36035 | #VALUE! | #REF! | #REF! | #REF! | 32
| United States Stove Company | 5500M, 5500XL, 5500XLT | 1.6 | 86 | 37 | 9126-27677 | 5 | 10 | 9126 | 9410.18 | 18401.5 | 27677 | #REF! |  |  | 78% | Pellet | Stove | 0.12745 | 0.37484 | 0.19169 | 0.38652 | #VALUE! | #REF! | #REF! | #REF! | 59
| United States Stove Company | 6039, 6039 T, 6039 HF, 6039 TP, 6041 | 1.5 | 79 | 34 | 8528-29921 | 5 | 10 | 8528 | 10173.14 | 19224.5 | 29921 | #REF! |  |  | 78% | Pellet | Stove | 0.11052 | 0.32506 | 0.17201 | 0.38777 | #VALUE! | #REF! | #REF! | #REF! | 48
| United States Stove Company | APS 1100B | 5.9 | 836 | 483 | 10100-25000 | 6 | 11 | 10100 | 10100 | 17550 | 25000 | #REF! |  |  | 63% | Non Catalytic | Stove | 0.52028 | 1.2878 | 0.74114 | 1.2878 | #VALUE! | #REF! | #REF! | #REF! | 542
| United States Stove Company | Ashley AFS24, King K3, cat., freestanding/insert | 2.6 | 235 | 102 | 10300-34600 | 6 | 11 | 10300 | 11764 | 22450 | 34600 | #REF! |  |  | 72% | Catalytic | Insert | 0.16566 | 0.48724 | 0.25532 | 0.5565 | #VALUE! | #REF! | #REF! | #REF! | 117
| United States Stove Company | Ashley AHS2, AHS2B; King KHS2 | 1.9 | 114 | 42 | 13700-34300 | 6 | 11 | 13700 | 13700 | 24000 | 34300 | #REF! |  |  | 72% | Catalytic | Stove | 0.12212 | 0.30575 | 0.17453 | 0.30575 | #VALUE! | #REF! | #REF! | #REF! | 47
| United States Stove Company | Ashley C-92n | 3 | 322 | 134 | 11000-36900 | 6 | 11 | 11000 | 12546 | 23950 | 36900 | #REF! |  |  | 72% | Catalytic | Stove | 0.17923 | 0.52716 | 0.27615 | 0.60125 | #VALUE! | #REF! | #REF! | #REF! | 134
| United States Stove Company | Ashley CAHF-2, Atlanta ACF-2, King MCF-2 | 1.6 | 86 | 29 | 12800-38900 | 6 | 11 | 12800 | 13226 | 25850 | 38900 | #REF! |  |  | 72% | Catalytic | Stove | 0.090677 | 0.2667 | 0.13645 | 0.27557 | #VALUE! | #REF! | #REF! | #REF! | 28
| United States Stove Company | ASHLEY NCA-1/KING KPS | 7.16 | 930 | 573 | 6500-23200 | 5 | 10 | 6500 | 7888 | 14850 | 23200 | #REF! |  |  | 63% | Non Catalytic | Stove | 0.68038 | 2.0011 | 1.063 | 2.4284 | #VALUE! | #REF! | #REF! | #REF! | 604
| United States Stove Company | Bay Insert 4500 | 3.7 | 501 | 196 | 9600-30700 | 5 | 10 | 9600 | 10438 | 20150 | 30700 | #REF! |  |  | 72% | Catalytic | Insert | 0.2657 | 0.78147 | 0.40481 | 0.84968 | #VALUE! | #REF! | #REF! | #REF! | 228
| United States Stove Company | Breckwell W3000FS/W3000I | 2.3 | 182 | 48 | 11600-33700 | 6 | 11 | 11600 | 11600 | 22650 | 33700 | #REF! |  |  | 63% | Non Catalytic | Stove | 0.15046 | 0.43712 | 0.22387 | 0.43712 | #VALUE! | #REF! | #REF! | #REF! | 68
| United States Stove Company | Clayton Mfg Clay 60B, 70 | 2.7 | 257 | 109 | 12100-54300 | 6 | 11 | 12100 | 18462 | 33200 | 54300 | #REF! |  |  | 72% | Catalytic | Stove | 0.10962 | 0.32241 | 0.17929 | 0.49193 | #VALUE! | #REF! | #REF! | #REF! | 51
| United States Stove Company | Country Hearth 2200I | 5.4 | 802 | 452 | 27136-69000 | 6 | 11 | 27136 | 27136 | 48068 | 69000 | #REF! |  |  | 63% | Non Catalytic | Stove | 0.17253 | 0.43871 | 0.24767 | 0.43871 | #VALUE! | #REF! | #REF! | #REF! | 72
| United States Stove Company | Forester Model 5824 | 4.6 | 721 | 392 | 7775-15974 | 5 | 10 | 7775 | 7775 | 11874.5 | 15974 | #REF! |  |  | 63% | Non Catalytic | Stove | 0.63485 | 1.3043 | 0.85402 | 1.3043 | #VALUE! | #REF! | #REF! | #REF! | 549
| United States Stove Company | Model 2500, SW3100 | 3.06 | 345 | 128 | 10100-25000 | 6 | 11 | 10100 | 10100 | 17550 | 25000 | #REF! |  |  | 63% | Non Catalytic | Stove | 0.26984 | 0.66792 | 0.38439 | 0.66792 | #VALUE! | #REF! | #REF! | #REF! | 252
| United States Stove Company | Wonder Wood (Glass Front) 2921, Sears 143.8417 | 3.3 | 393 | 167 | 12500-54600 | 6 | 11 | 12500 | 18564 | 33550 | 54600 | #REF! |  |  | 72% | Catalytic | Stove | 0.13324 | 0.39189 | 0.21684 | 0.58201 | #VALUE! | #REF! | #REF! | #REF! | 72
| United States Stove Company | Wonder Wood 6000, 2821, Sears 143.8404 | 3.7 | 501 | 196 | 9100-18700 | 5 | 10 | 9100 | 9100 | 13900 | 18700 | #REF! |  |  | 72% | Catalytic | Stove | 0.4362 | 0.89637 | 0.58683 | 0.89637 | #VALUE! | #REF! | #REF! | #REF! | 244
| Vermont Castings | 2370nn | 1 | 23 | 8 | 5700-18300 | 5 | 10 | 5700 | 6222 | 12000 | 18300 | #REF! |  |  | 72% | Catalytic | Stove | 0.12047 | 0.35432 | 0.18372 | 0.38677 | #VALUE! | #REF! | #REF! | #REF! | 59
| Vermont Castings | 2370nn | 3 | 322 | 134 | 10094-27550 | 6 | 11 | 10094 | 10094 | 18822 | 27550 | #REF! |  |  | 72% | Catalytic | Stove | 0.24006 | 0.65522 | 0.35138 | 0.65522 | #VALUE! | #REF! | #REF! | #REF! | 190
| Vermont Castings | Aspen 1920 & Plymouth HWS10 | 4.3 | 635 | 318 | 9100-18000 | 5 | 10 | 9100 | 9100 | 13550 | 18000 | #REF! |  |  | 63% | Non Catalytic | Stove | 0.52665 | 1.0417 | 0.69961 | 1.0417 | #VALUE! | #REF! | #REF! | #REF! | 485
| Vermont Castings | Aspen Model 1920 | 6.3 | 861 | 507 | 10100-26400 | 6 | 11 | 10100 | 10100 | 18250 | 26400 | #REF! |  |  | 63% | Non Catalytic | Stove | 0.52609 | 1.3751 | 0.76104 | 1.3751 | #VALUE! | #REF! | #REF! | #REF! | 573
| Vermont Castings | C.D. Adirondack Wood Heater FA267CL | 3.7 | 501 | 196 | 8400-40000 | 5 | 10 | 8400 | 13600 | 24200 | 40000 | #REF! |  |  | 72% | Catalytic | Stove | 0.20392 | 0.59978 | 0.33706 | 0.97107 | #VALUE! | #REF! | #REF! | #REF! | 175
| Vermont Castings | C.D. Extra-Lg. Federal Convection Heater FA288CCL | 2.6 | 235 | 102 | 8400-38700 | 5 | 10 | 8400 | 13158 | 23550 | 38700 | #REF! |  |  | 72% | Catalytic | Stove | 0.14811 | 0.43562 | 0.24339 | 0.68237 | #VALUE! | #REF! | #REF! | #REF! | 84
| Vermont Castings | C.D. Federal "A Plus" FA224ACL | 3.5 | 432 | 177 | 7200-30000 | 5 | 10 | 7200 | 10200 | 18600 | 30000 | #REF! |  |  | 72% | Catalytic | Stove | 0.2572 | 0.75648 | 0.41484 | 1.0717 | #VALUE! | #REF! | #REF! | #REF! | 225
| Vermont Castings | C.D. Large Federal Box Heater FA209CL | 4.3 | 635 | 238 | 9000-25600 | 5 | 10 | 9000 | 9000 | 17300 | 25600 | #REF! |  |  | 72% | Catalytic | Stove | 0.3703 | 1.0533 | 0.54796 | 1.0533 | #VALUE! | #REF! | #REF! | #REF! | 262
| Vermont Castings | C.D. Lg. Fed. Convection Heater FA264CCL, FA264CCR | 1.6 | 86 | 29 | 6600-26700 | 5 | 10 | 6600 | 9078 | 16650 | 26700 | #REF! |  |  | 72% | Catalytic | Stove | 0.13211 | 0.38856 | 0.21185 | 0.53444 | #VALUE! | #REF! | #REF! | #REF! | 70
| Vermont Castings | C.D. Rocky Mountain Heater FA211CL | 2.9 | 295 | 128 | 6800-27800 | 5 | 10 | 6800 | 9452 | 17300 | 27800 | #REF! |  |  | 72% | Catalytic | Stove | 0.22997 | 0.6764 | 0.36955 | 0.94019 | #VALUE! | #REF! | #REF! | #REF! | 200
| Vermont Castings | C.D. Sequoia FA455 | 3.6 | 467 | 186 | 8700-60300 | 5 | 10 | 8700 | 20502 | 34500 | 60300 | #REF! |  |  | 72% | Catalytic | Stove | 0.13162 | 0.38711 | 0.23004 | 0.91224 | #VALUE! | #REF! | #REF! | #REF! | 68
| Vermont Castings | C.D. Small Federal Box Heater FA207CL | 4.3 | 635 | 238 | 6200-28000 | 5 | 10 | 6200 | 9520 | 17100 | 28000 | #REF! |  |  | 72% | Catalytic | Stove | 0.33856 | 0.99577 | 0.55437 | 1.529 | #VALUE! | #REF! | #REF! | #REF! | 253
| Vermont Castings | C.D. Small Federal Convection Heater FA224CCL | 2.8 | 283 | 119 | 7000-30600 | 5 | 10 | 7000 | 10404 | 18800 | 30600 | #REF! |  |  | 72% | Catalytic | Stove | 0.20173 | 0.59331 | 0.32834 | 0.88183 | #VALUE! | #REF! | #REF! | #REF! | 169
| Vermont Castings | Campbell/Jacuzzi FW300005-FW300008 & FW300019-FW300027 | 4.4 | 660 | 338 | 12000-55100 | 6 | 11 | 12000 | 18734 | 33550 | 55100 | #REF! |  |  | 63% | Non Catalytic | Stove | 0.17605 | 0.51778 | 0.28913 | 0.80835 | #VALUE! | #REF! | #REF! | #REF! | 114
| Vermont Castings | Century/Dutchmaster FW and CDW | 1 | 23 | 6 | 11800-32300 | 6 | 11 | 11800 | 11800 | 22050 | 32300 | #REF! |  |  | 63% | Non Catalytic | Stove | 0.068253 | 0.18683 | 0.099981 | 0.18683 | #VALUE! | #REF! | #REF! | #REF! | 7
| Vermont Castings | CJW2000L02, JW2000L10, DW2000XXX and JW2000P10 | 4.4 | 660 | 338 | 12000-55100 | 6 | 11 | 12000 | 18734 | 33550 | 55100 | #REF! |  |  | 63% | Non Catalytic | Stove | 0.17605 | 0.51778 | 0.28913 | 0.80835 | #VALUE! | #REF! | #REF! | #REF! | 114
| Vermont Castings | CW2500X00, CW2500X02, JW2500X00,CJW2500X02, DW2500 and JW2500X10 | 4.7 | 728 | 397 | 9500-57800 | 5 | 10 | 9500 | 19652 | 33650 | 57800 | #REF! |  |  | 63% | Non Catalytic | Stove | 0.17927 | 0.52725 | 0.30792 | 1.0907 | #VALUE! | #REF! | #REF! | #REF! | 126
| Vermont Castings | Defiant 1910 & 1945 | 0.8 | 15 | 6 | 10600-44400 | 6 | 11 | 10600 | 15096 | 27500 | 44400 | #REF! |  |  | 72% | Catalytic | Stove | 0.039722 | 0.11683 | 0.064133 | 0.16638 | #VALUE! | #REF! | #REF! | #REF! | 4
| Vermont Castings | Defiant Encore | 0.6 | 7 | 4 | 6200-32900 | 5 | 10 | 6200 | 11186 | 19550 | 32900 | #REF! |  |  | 72% | Catalytic | Stove | 0.040205 | 0.11825 | 0.06766 | 0.21335 | #VALUE! | #REF! | #REF! | #REF! | 7
| Vermont Castings | Defiant Encore 2140 | 1.8 | 106 | 38 | 9000-41300 | 5 | 10 | 9000 | 14042 | 25150 | 41300 | #REF! |  |  | 72% | Catalytic | Stove | 0.096084 | 0.2826 | 0.15778 | 0.44092 | #VALUE! | #REF! | #REF! | #REF! | 35
| Vermont Castings | Defiant Encore 2550 (Formerly 2190) | 1.6 | 86 | 29 | 8700-41700 | 5 | 10 | 8700 | 14178 | 25200 | 41700 | #REF! |  |  | 72% | Catalytic | Stove | 0.084588 | 0.24879 | 0.13997 | 0.40544 | #VALUE! | #REF! | #REF! | #REF! | 21
| Vermont Castings | Dutchwest Extra Large Convection 2462 | 1.3 | 53 | 15 | 8300-28000 | 5 | 10 | 8300 | 9520 | 18150 | 28000 | #REF! |  |  | 72% | Catalytic | Stove | 0.10236 | 0.30105 | 0.1579 | 0.3453 | #VALUE! | #REF! | #REF! | #REF! | 44
| Vermont Castings | DutchWest Large 2479 | 1.31 | 65 | 16 | 11300-26500 | 6 | 11 | 11300 | 11300 | 18900 | 26500 | #REF! |  |  | 63% | Non Catalytic | Stove | 0.10898 | 0.25558 | 0.1528 | 0.25558 | #VALUE! | #REF! | #REF! | #REF! | 16
| Vermont Castings | Dutchwest Large Convection Heater (Model 2461) | 1.41 | 71 | 23 | 10700-29500 | 6 | 11 | 10700 | 10700 | 20100 | 29500 | #REF! |  |  | 72% | Catalytic | Stove | 0.10537 | 0.29051 | 0.15465 | 0.29051 | #VALUE! | #REF! | #REF! | #REF! | 41
| Vermont Castings | DutchWest Medium 2478 | 1.5 | 79 | 20 | 10600-25300 | 6 | 11 | 10600 | 10600 | 17950 | 25300 | #REF! |  |  | 63% | Non Catalytic | Stove | 0.13071 | 0.31197 | 0.18423 | 0.31197 | #VALUE! | #REF! | #REF! | #REF! | 28
| Vermont Castings | Dutchwest Small Convection Heater #2460 | 1.1 | 36 | 10 | 6600-27300 | 5 | 10 | 6600 | 9282 | 16950 | 27300 | #REF! |  |  | 72% | Catalytic | Stove | 0.088829 | 0.26126 | 0.14307 | 0.36743 | #VALUE! | #REF! | #REF! | #REF! | 26
| Vermont Castings | DutchWest Small Model | 1.41 | 71 | 18 | 7800-25100 | 5 | 10 | 7800 | 8534 | 16450 | 25100 | #REF! |  |  | 63% | Non Catalytic | Stove | 0.12384 | 0.36424 | 0.18896 | 0.39852 | #VALUE! | #REF! | #REF! | #REF! | 42
| Vermont Castings | Encore 1450 N/C | 0.7 | 11 | 1 | 10600-24050 | 6 | 11 | 10600 | 10600 | 17325 | 24050 | #REF! |  |  | 63% | Non Catalytic | Stove | 0.064167 | 0.14559 | 0.089074 | 0.14559 | #VALUE! | #REF! | #REF! | #REF! | 2
| Vermont Castings | EWF 30 | 3.5 | 432 | 181 | 11100-40500 | 6 | 11 | 11100 | 13770 | 25800 | 40500 | #REF! |  |  | 63% | Non Catalytic | Stove | 0.19052 | 0.56035 | 0.29907 | 0.69514 | #VALUE! | #REF! | #REF! | #REF! | 156
| Vermont Castings | EWF36 | 2.7 | 257 | 109 | 11800-68600 | 6 | 11 | 11800 | 23324 | 40200 | 68600 | #REF! |  |  | 72% | Catalytic | Stove | 0.086769 | 0.2552 | 0.14807 | 0.50444 | #VALUE! | #REF! | #REF! | #REF! | 24
| Vermont Castings | FA224 | 3.1 | 347 | 146 | 9100-34800 | 5 | 10 | 9100 | 11832 | 21950 | 34800 | #REF! |  |  | 72% | Catalytic | Stove | 0.19639 | 0.5776 | 0.31135 | 0.75101 | #VALUE! | #REF! | #REF! | #REF! | 160
| Vermont Castings | FA264 | 2.2 | 169 | 64 | 9500-31700 | 5 | 10 | 9500 | 10778 | 20600 | 31700 | #REF! |  |  | 72% | Catalytic | Stove | 0.153 | 0.45 | 0.23544 | 0.51054 | #VALUE! | #REF! | #REF! | #REF! | 94
| Vermont Castings | FA288 | 3.1 | 347 | 146 | 7800-29300 | 5 | 10 | 7800 | 9962 | 18550 | 29300 | #REF! |  |  | 72% | Catalytic | Stove | 0.23325 | 0.68603 | 0.36842 | 0.87618 | #VALUE! | #REF! | #REF! | #REF! | 205
| Vermont Castings | FA455 | 1.3 | 53 | 15 | 10400-26500 | 6 | 11 | 10400 | 10400 | 18450 | 26500 | #REF! |  |  | 72% | Catalytic | Stove | 0.10815 | 0.27557 | 0.15534 | 0.27557 | #VALUE! | #REF! | #REF! | #REF! | 31
| Vermont Castings | FW247001 to FE247004 and JW1000PF1 | 5 | 756 | 417 | 11500-18900 | 6 | 11 | 11500 | 11500 | 15200 | 18900 | #REF! |  |  | 63% | Non Catalytic | Stove | 0.58322 | 0.95852 | 0.72519 | 0.95852 | #VALUE! | #REF! | #REF! | #REF! | 458
| Vermont Castings | Intrepid II 1308 | 3.1 | 347 | 146 | 10200-22500 | 6 | 11 | 10200 | 10200 | 16350 | 22500 | #REF! |  |  | 72% | Catalytic | Stove | 0.30374 | 0.67002 | 0.41799 | 0.67002 | #VALUE! | #REF! | #REF! | #REF! | 197
| Vermont Castings | Intrepid II Model 1990 | 2.1 | 145 | 53 | 8300-26700 | 5 | 10 | 8300 | 9078 | 17500 | 26700 | #REF! |  |  | 72% | Catalytic | Stove | 0.17339 | 0.50998 | 0.26455 | 0.55779 | #VALUE! | #REF! | #REF! | #REF! | 127
| Vermont Castings | Intrepid II Model 2070 | 2.4 | 196 | 75 | 9200-19300 | 5 | 10 | 9200 | 9200 | 14250 | 19300 | #REF! |  |  | 72% | Catalytic | Stove | 0.27415 | 0.57511 | 0.3713 | 0.57511 | #VALUE! | #REF! | #REF! | #REF! | 158
| Vermont Castings | Intrepid Model 1640 | 3.3 | 393 | 152 | 8200-19500 | 5 | 10 | 8200 | 8200 | 13850 | 19500 | #REF! |  |  | 63% | Non Catalytic | Stove | 0.37308 | 0.88721 | 0.52528 | 0.88721 | #VALUE! | #REF! | #REF! | #REF! | 409
| Vermont Castings | JW1500L10 and JW1500P10, FW1500, DW1500 | 4.4 | 660 | 338 | 10300-29200 | 6 | 11 | 10300 | 10300 | 19750 | 29200 | #REF! |  |  | 63% | Non Catalytic | Stove | 0.3322 | 0.94176 | 0.49115 | 0.94176 | #VALUE! | #REF! | #REF! | #REF! | 443
| Vermont Castings | Madison 1650 | 5.5 | 808 | 458 | 11400-31000 | 6 | 11 | 11400 | 11400 | 21200 | 31000 | #REF! |  |  | 63% | Non Catalytic | Stove | 0.39114 | 1.0636 | 0.57194 | 1.0636 | #VALUE! | #REF! | #REF! | #REF! | 495
| Vermont Castings | Madison Model 1655 | 3.3 | 393 | 152 | 11300-39700 | 6 | 11 | 11300 | 13498 | 25500 | 39700 | #REF! |  |  | 63% | Non Catalytic | Stove | 0.18325 | 0.53898 | 0.2853 | 0.64382 | #VALUE! | #REF! | #REF! | #REF! | 139
| Vermont Castings | Model 2170 | 2.1 | 145 | 53 | 9400-22800 | 5 | 10 | 9400 | 9400 | 16100 | 22800 | #REF! |  |  | 72% | Catalytic | Stove | 0.20305 | 0.49251 | 0.28755 | 0.49251 | #VALUE! | #REF! | #REF! | #REF! | 123
| Vermont Castings | Model EWF 36A | 2.4 | 196 | 75 | 11300-75500 | 6 | 11 | 11300 | 25670 | 43400 | 75500 | #REF! |  |  | 72% | Catalytic | Stove | 0.07008 | 0.20612 | 0.12191 | 0.46823 | #VALUE! | #REF! | #REF! | #REF! | 15
| Vermont Castings | Montpeliernn | 2.9 | 295 | 96 | 10094-27550 | 6 | 11 | 10094 | 10094 | 18822 | 27550 | #REF! |  |  | 63% | Non Catalytic | Stove | 0.23206 | 0.63338 | 0.33967 | 0.63338 | #VALUE! | #REF! | #REF! | #REF! | 213
| Vermont Castings | Resolute Acclaim (Model Number 2490) & TLWS1 | 3.4 | 415 | 168 | 9500-33900 | 5 | 10 | 9500 | 11526 | 21700 | 33900 | #REF! |  |  | 63% | Non Catalytic | Stove | 0.22111 | 0.65032 | 0.34542 | 0.78901 | #VALUE! | #REF! | #REF! | #REF! | 236
| Vermont Castings | Resolute Acclaim 0041 | 5.1 | 766 | 259 | 8700-30900 | 5 | 10 | 8700 | 10506 | 19800 | 30900 | #REF! |  |  | 72% | Catalytic | Stove | 0.36386 | 1.0702 | 0.56785 | 1.2923 | #VALUE! | #REF! | #REF! | #REF! | 264
| Vermont Castings | S27X/S28X & FW27 Series, CJW1500L02, | 4.4 | 660 | 338 | 10300-29200 | 6 | 11 | 10300 | 10300 | 19750 | 29200 | #REF! |  |  | 63% | Non Catalytic | Stove | 0.3322 | 0.94176 | 0.49115 | 0.94176 | #VALUE! | #REF! | #REF! | #REF! | 443
| Vermont Castings | S27X/S28X & FW27 Series, CJW1500L02, JW1500L10 and JW1500P10, FW1500, DW1 | 4.4 | 660 | 338 | 10300-29200 | 6 | 11 | 10300 | 10300 | 19750 | 29200 | #REF! |  |  | 63% | Non Catalytic | Stove | 0.3322 | 0.94176 | 0.49115 | 0.94176 | #VALUE! | #REF! | #REF! | #REF! | 443
| Vermont Castings | Seville 1630, Stratton | 6.3 | 861 | 507 | 12000-27300 | 6 | 11 | 12000 | 12000 | 19650 | 27300 | #REF! |  |  | 63% | Non Catalytic | Stove | 0.50875 | 1.1574 | 0.70681 | 1.1574 | #VALUE! | #REF! | #REF! | #REF! | 522
| Vermont Castings | Seville 1635 and 1600 Insert | 4.5 | 700 | 376 | 9900-30800 | 5 | 10 | 9900 | 10472 | 20350 | 30800 | #REF! |  |  | 63% | Non Catalytic | Insert | 0.3221 | 0.94735 | 0.4875 | 1.0021 | #VALUE! | #REF! | #REF! | #REF! | 453
| Vermont Castings | Seville Insert | 5.5 | 808 | 458 | 10200-27400 | 6 | 11 | 10200 | 10200 | 18800 | 27400 | #REF! |  |  | 63% | Non Catalytic | Insert | 0.44253 | 1.1887 | 0.64496 | 1.1887 | #VALUE! | #REF! | #REF! | #REF! | 530
| Vermont Castings | Vermont Castings Defiant 1610n | 2.9 | 295 | 96 | 10000-30000 | 6 | 11 | 10000 | 10200 | 20000 | 30000 | #REF! |  |  | 63% | Non Catalytic | Stove | 0.21311 | 0.62679 | 0.31966 | 0.63933 | #VALUE! | #REF! | #REF! | #REF! | 207
| Vermont Castings | WinterWarm Fireplace Insert Model 1280 | 2.1 | 145 | 53 | 10300-30000 | 6 | 11 | 10300 | 10300 | 20150 | 30000 | #REF! |  |  | 72% | Catalytic | Insert | 0.15432 | 0.44948 | 0.22976 | 0.44948 | #VALUE! | #REF! | #REF! | #REF! | 92
| Vermont Castings | WinterWarm Small Insert (model 2370) | 4 | 571 | 225 | 9250-21500 | 5 | 10 | 9250 | 9250 | 15375 | 21500 | #REF! |  |  | 72% | Catalytic | Insert | 0.41016 | 0.95333 | 0.57355 | 0.95333 | #VALUE! | #REF! | #REF! | #REF! | 248
| Vermont Castings | WinterWarm Small Insert Model 2080 | 2.1 | 145 | 53 | 8700-31100 | 5 | 10 | 8700 | 10574 | 19900 | 31100 | #REF! |  |  | 72% | Catalytic | Insert | 0.14886 | 0.43783 | 0.23264 | 0.53214 | #VALUE! | #REF! | #REF! | #REF! | 88
X | Vestal Manufacturing | Vestal Fireplace Insert V-200-I, V-200-P, V-200-L | 2 | 131 | 46 | 11700-26500 | 6 | 11 | 11700 | 11700 | 19100 | 26500 | #REF! |  |  | 72% | Catalytic | Insert | 0.16638 | 0.37685 | 0.23085 | 0.37685 | #VALUE! | #REF! | #REF! | #REF! | 66
X | Vestal Manufacturing | Vestal Radiant Heater V-100 | 2.2 | 169 | 64 | 9400-27700 | 5 | 10 | 9400 | 9418 | 18550 | 27700 | #REF! |  |  | 72% | Catalytic | Stove | 0.17509 | 0.51498 | 0.26146 | 0.51597 | #VALUE! | #REF! | #REF! | #REF! | 130
| Vogelzang International Corporation | Durango TR001 and Model TR002 | 3.6 | 467 | 207 | 11299-36089 | 6 | 11 | 11299 | 12270.26 | 23694 | 36089 | #REF! |  |  | 63% | Non Catalytic | Stove | 0.21991 | 0.64681 | 0.33496 | 0.70241 | #VALUE! | #REF! | #REF! | #REF! | 233
| Vogelzang International Corporation | Highlander, Shiloh Insert, Model TR003 | 3.8 | 518 | 238 | 9000-26300 | 5 | 10 | 9000 | 9000 | 17650 | 26300 | #REF! |  |  | 63% | Non Catalytic | Insert | 0.31853 | 0.93083 | 0.47464 | 0.93083 | #VALUE! | #REF! | #REF! | #REF! | 434
| Vogelzang International Corporation | TR-004 Colonial | 4.02 | 590 | 280 | 11299-36089 | 6 | 11 | 11299 | 12270.26 | 23694 | 36089 | #REF! |  |  | 63% | Non Catalytic | Stove | 0.24557 | 0.72227 | 0.37404 | 0.78436 | #VALUE! | #REF! | #REF! | #REF! | 294
| Vogelzang International Corporation | TR007 Norwood, TR011 Norwood | 3.2 | 376 | 141 | 11913-34108 | 6 | 11 | 11913 | 11913 | 23010.5 | 34108 | #REF! |  |  | 63% | Non Catalytic | Stove | 0.20683 | 0.59218 | 0.30658 | 0.59218 | #VALUE! | #REF! | #REF! | #REF! | 183
| Vogelzang International Corporation | TR-009 Performer | 3.89 | 546 | 251 | 11299-36089 | 6 | 11 | 11299 | 12270.26 | 23694 | 36089 | #REF! |  |  | 63% | Non Catalytic | Stove | 0.23763 | 0.69891 | 0.36194 | 0.75899 | #VALUE! | #REF! | #REF! | #REF! | 280
| Vogelzang International Corporation | TR-009B Performer | 3.73 | 515 | 235 | 11299-36089 | 6 | 11 | 11299 | 12270.26 | 23694 | 36089 | #REF! |  |  | 63% | Non Catalytic | Stove | 0.22786 | 0.67017 | 0.34705 | 0.72777 | #VALUE! | #REF! | #REF! | #REF! | 253
| Vogelzang International Incorporated | Defender | 4.18 | 616 | 300 | 9200-28300 | 5 | 10 | 9200 | 9622 | 18750 | 28300 | #REF! |  |  | 63% | Non Catalytic | Stove | 0.32562 | 0.95772 | 0.49148 | 1.0016 | #VALUE! | #REF! | #REF! | #REF! | 456
| Wamsler Herd und Ofen GmbH | HOK 10 | 4.6 | 721 | 392 | 9200-16900 | 5 | 10 | 9200 | 9200 | 13050 | 16900 | #REF! |  |  | 63% | Non Catalytic | Stove | 0.60006 | 1.1023 | 0.7771 | 1.1023 | #VALUE! | #REF! | #REF! | #REF! | 505
| Waterford Stanley Limited | 100B 90 32 RV | 3.9 | 548 | 253 | 10600-26500 | 6 | 11 | 10600 | 10600 | 18550 | 26500 | #REF! |  |  | 63% | Non Catalytic | Stove | 0.32445 | 0.81112 | 0.4635 | 0.81112 | #VALUE! | #REF! | #REF! | #REF! | 365
| Waterford Stanley Limited | 100B 90 32 TV | 3.1 | 347 | 130 | 10800-32400 | 6 | 11 | 10800 | 11016 | 21600 | 32400 | #REF! |  |  | 63% | Non Catalytic | Stove | 0.21093 | 0.62039 | 0.3164 | 0.6328 | #VALUE! | #REF! | #REF! | #REF! | 197
| Waterford Stanley Limited | 100B Design 29 | 7.5 | 944 | 587 | 7200-27500 | 5 | 10 | 7200 | 9350 | 17350 | 27500 | #REF! |  |  | 63% | Non Catalytic | Stove | 0.60125 | 1.7684 | 0.95299 | 2.2964 | #VALUE! | #REF! | #REF! | #REF! | 603
| Waterford Stanley Limited | 104 MK II 31 | 2.9 | 295 | 96 | 8800-25900 | 5 | 10 | 8800 | 8806 | 17350 | 25900 | #REF! |  |  | 63% | Non Catalytic | Stove | 0.24685 | 0.72602 | 0.36849 | 0.72651 | #VALUE! | #REF! | #REF! | #REF! | 297
| Waterford Stanley Limited | Ashling | 4.1 | 594 | 283 | 12000-29800 | 6 | 11 | 12000 | 12000 | 20900 | 29800 | #REF! |  |  | 63% | Non Catalytic | Stove | 0.30332 | 0.75323 | 0.43248 | 0.75323 | #VALUE! | #REF! | #REF! | #REF! | 317
| Waterford Stanley Limited | Erin | 7.6 | 952 | 595 | 11800-41500 | 6 | 11 | 11800 | 14110 | 26650 | 41500 | #REF! |  |  | 63% | Non Catalytic | Stove | 0.40373 | 1.1874 | 0.6287 | 1.4199 | #VALUE! | #REF! | #REF! | #REF! | 529
| Waterford Stanley Limited | Erin OA | 4.1 | 594 | 283 | 10400-30300 | 6 | 11 | 10400 | 10400 | 20350 | 30300 | #REF! |  |  | 63% | Non Catalytic | Stove | 0.29831 | 0.86912 | 0.44417 | 0.86912 | #VALUE! | #REF! | #REF! | #REF! | 401
| Waterford Stanley Limited | Erin/90 TV | 4.2 | 619 | 303 | 10500-40900 | 6 | 11 | 10500 | 13906 | 25700 | 40900 | #REF! |  |  | 63% | Non Catalytic | Stove | 0.22639 | 0.66585 | 0.36028 | 0.88183 | #VALUE! | #REF! | #REF! | #REF! | 247
| Waterford Stanley Limited | Erin/90 TV | 5.7 | 824 | 472 | 10200-39900 | 6 | 11 | 10200 | 13566 | 25050 | 39900 | #REF! |  |  | 63% | Non Catalytic | Stove | 0.31494 | 0.9263 | 0.50164 | 1.232 | #VALUE! | #REF! | #REF! | #REF! | 433
| Waterford Stanley Limited | Model 100B, 100B O.S.A., Leprechaun | 4.3 | 635 | 318 | 9000-26700 | 5 | 10 | 9000 | 9078 | 17850 | 26700 | #REF! |  |  | 63% | Non Catalytic | Stove | 0.35505 | 1.0443 | 0.53108 | 1.0533 | #VALUE! | #REF! | #REF! | #REF! | 488
| Waterford Stanley Limited | Trinity 35 | 7 | 907 | 550 | 11800-39300 | 6 | 11 | 11800 | 13362 | 25550 | 39300 | #REF! |  |  | 63% | Non Catalytic | Stove | 0.39267 | 1.1549 | 0.604 | 1.3078 | #VALUE! | #REF! | #REF! | #REF! | 520
| Waterford Stanley Limited | Trinity OA | 3.97 | 568 | 267 | 11500-43800 | 6 | 11 | 11500 | 14892 | 27650 | 43800 | #REF! |  |  | 63% | Non Catalytic | Stove | 0.19982 | 0.58771 | 0.31654 | 0.76106 | #VALUE! | #REF! | #REF! | #REF! | 181
| Webco Industries | Marquis 800, 800 XL | 3.6 | 467 | 186 | 9900-20000 | 5 | 10 | 9900 | 9900 | 14950 | 20000 | #REF! |  |  | 72% | Catalytic | Stove | 0.39683 | 0.80167 | 0.53087 | 0.80167 | #VALUE! | #REF! | #REF! | #REF! | 230
X | Weitz & Co., Inc. | Briarwood BB, BBI and BBZC | 4.8 | 740 | 403 | 10600-25300 | 6 | 11 | 10600 | 10600 | 17950 | 25300 | #REF! |  |  | 63% | Non Catalytic | Stove | 0.41826 | 0.9983 | 0.58953 | 0.9983 | #VALUE! | #REF! | #REF! | #REF! | 470
X | Weitz & Co., Inc. | Briarwood II 87 | 7.3 | 937 | 580 | 9900-45900 | 5 | 10 | 9900 | 15606 | 27900 | 45900 | #REF! |  |  | 63% | Non Catalytic | Stove | 0.35062 | 1.0312 | 0.57683 | 1.6256 | #VALUE! | #REF! | #REF! | #REF! | 481
X | Weitz & Co., Inc. | Briarwood XE 88 | 6.4 | 868 | 514 | 12800-34200 | 6 | 11 | 12800 | 12800 | 23500 | 34200 | #REF! |  |  | 63% | Non Catalytic | Stove | 0.41255 | 1.1023 | 0.6004 | 1.1023 | #VALUE! | #REF! | #REF! | #REF! | 505
X | Weitz & Co., Inc. | Eagle 88, Pioneer ZC | 6.4 | 868 | 514 | 12800-22800 | 6 | 11 | 12800 | 12800 | 17800 | 22800 | #REF! |  |  | 63% | Non Catalytic | Stove | 0.61883 | 1.1023 | 0.79266 | 1.1023 | #VALUE! | #REF! | #REF! | #REF! | 505
X | Welenco Manufacturing, Inc. | P-1000W | 0.7 | 11 | 6 | 9600-23900 | 5 | 10 | 9600 | 9600 | 16750 | 23900 | #REF! |  |  | 78% | Pellet | Stove | 0.064569 | 0.16075 | 0.092132 | 0.16075 | #VALUE! | #REF! | #REF! | #REF! | 11
| Weso-Aurorahautte GmbH | Prestige 125, 225, 325, 425 | 7.3 | 937 | 580 | 8900-31200 | 5 | 10 | 8900 | 10608 | 20050 | 31200 | #REF! |  |  | 63% | Non Catalytic | Stove | 0.51582 | 1.5171 | 0.80267 | 1.8083 | #VALUE! | #REF! | #REF! | #REF! | 591
| Weso-Aurorahautte GmbH | Renaissance 326 | 8 | 954 | 597 | 9200-32900 | 5 | 10 | 9200 | 11186 | 21050 | 32900 | #REF! |  |  | 63% | Non Catalytic | Stove | 0.53607 | 1.5767 | 0.83785 | 1.917 | #VALUE! | #REF! | #REF! | #REF! | 594
| Winrich International | Winrich Pellet Stove | 1.6 | 86 | 37 | 8500-27900 | 5 | 10 | 8500 | 9486 | 18200 | 27900 | #REF! |  |  | 78% | Pellet | Stove | 0.12643 | 0.37185 | 0.19381 | 0.41498 | #VALUE! | #REF! | #REF! | #REF! | 58
X | Winston Stove Company | Model WP-18 | 0.6 | 7 | 4 | 10000-21300 | 6 | 11 | 10000 | 10000 | 15650 | 21300 | #REF! |  |  | 78% | Pellet | Stove | 0.062101 | 0.13228 | 0.084521 | 0.13228 | #VALUE! | #REF! | #REF! | #REF! | 5
X | Winston Stove Company | Model WP-24 | 1.5 | 79 | 34 | 9700-29400 | 5 | 10 | 9700 | 9996 | 19550 | 29400 | #REF! |  |  | 78% | Pellet | Stove | 0.11248 | 0.33082 | 0.16915 | 0.34092 | #VALUE! | #REF! | #REF! | #REF! | 49
| Wiseway Pellet Stoves | GW1949 | 1.9 | 114 | 48 | 7481-19475 | 5 | 10 | 7481 | 7481 | 13478 | 19475 | #REF! |  |  | 78% | Pellet | Stove | 0.21508 | 0.55991 | 0.31078 | 0.55991 | #VALUE! | #REF! | #REF! | #REF! | 70
| Wittus Fire By Design | Shaker Stove | 7.3 | 937 | 580 | 9667-29242 | 5 | 10 | 9667 | 9942.28 | 19454.5 | 29242 | #REF! |  |  | 63% | Non Catalytic | Stove | 0.55035 | 1.6187 | 0.82724 | 1.6648 | #VALUE! | #REF! | #REF! | #REF! | 598
| Wittus Fire By Design | XEOOS Twinfire | 2.4 | 196 | 56 | 11519-27432 | 6 | 11 | 11519 | 11519 | 19475.5 | 27432 | #REF! |  |  | 63% | Non Catalytic | Stove | 0.19288 | 0.45933 | 0.27167 | 0.45933 | #VALUE! | #REF! | #REF! | #REF! | 85
| Wolf Steel Ltd. | 1100 series ( Napoleon 1100, 1100L, 1100C, 1150, 1101) | 4.1 | 594 | 283 | 11700-32700 | 6 | 11 | 11700 | 11700 | 22200 | 32700 | #REF! |  |  | 63% | Non Catalytic | Stove | 0.27642 | 0.77255 | 0.40715 | 0.77255 | #VALUE! | #REF! | #REF! | #REF! | 328
| Wolf Steel Ltd. | 1400 series (Napoleon 1400, 1400L, 1450,1401) | 3.5 | 432 | 181 | 11500-33600 | 6 | 11 | 11500 | 11500 | 22550 | 33600 | #REF! |  |  | 63% | Non Catalytic | Stove | 0.22964 | 0.67096 | 0.34218 | 0.67096 | #VALUE! | #REF! | #REF! | #REF! | 254
| Wolf Steel Ltd. | 1600C-1 | 7.18 | 931 | 574 | 9200-33400 | 5 | 10 | 9200 | 11356 | 21300 | 33400 | #REF! |  |  | 63% | Non Catalytic | Stove | 0.47392 | 1.3939 | 0.74314 | 1.7205 | #VALUE! | #REF! | #REF! | #REF! | 577
| Wolf Steel Ltd. | 1900 series (Napoleon 1900) | 2.9 | 295 | 96 | 11800-34000 | 6 | 11 | 11800 | 11800 | 22900 | 34000 | #REF! |  |  | 63% | Non Catalytic | Stove | 0.18804 | 0.5418 | 0.27918 | 0.5418 | #VALUE! | #REF! | #REF! | #REF! | 143
| Wolf Steel Ltd. | 2100 series (Timberwolf) | 3.9 | 548 | 253 | 11238-37580 | 6 | 11 | 11238 | 12777.2 | 24409 | 37580 | #REF! |  |  | 63% | Non Catalytic | Stove | 0.22879 | 0.67291 | 0.35224 | 0.76507 | #VALUE! | #REF! | #REF! | #REF! | 260
| Wolf Steel Ltd. | 2200 series (Timberwolf 2200, 2201) | 3.6 | 467 | 207 | 12084-31436 | 6 | 11 | 12084 | 12084 | 21760 | 31436 | #REF! |  |  | 63% | Non Catalytic | Stove | 0.25247 | 0.65678 | 0.36473 | 0.65678 | #VALUE! | #REF! | #REF! | #REF! | 243
| Wolf Steel Ltd. | EPA1600C | 5.4 | 802 | 452 | 12375-28127 | 6 | 11 | 12375 | 12375 | 20251 | 28127 | #REF! |  |  | 63% | Non Catalytic | Stove | 0.42325 | 0.962 | 0.58786 | 0.962 | #VALUE! | #REF! | #REF! | #REF! | 461
| Wolf Steel Ltd. | EPI22 | 2.6 | 235 | 66 | 11129-31436 | 6 | 11 | 11129 | 11129 | 21282.5 | 31436 | #REF! |  |  | 63% | Non Catalytic | Stove | 0.18234 | 0.51504 | 0.26933 | 0.51504 | #VALUE! | #REF! | #REF! | #REF! | 112
| Wolf Steel Ltd. | EPI3 | 2.6 | 235 | 66 | 11281-28500 | 6 | 11 | 11281 | 11281 | 19890.5 | 28500 | #REF! |  |  | 63% | Non Catalytic | Stove | 0.20112 | 0.5081 | 0.28817 | 0.5081 | #VALUE! | #REF! | #REF! | #REF! | 107
| Wolf Steel Ltd. | Napoleon 1000 | 6.5 | 875 | 521 | 10200-30800 | 6 | 11 | 10200 | 10472 | 20500 | 30800 | #REF! |  |  | 63% | Non Catalytic | Stove | 0.46525 | 1.3684 | 0.69901 | 1.4049 | #VALUE! | #REF! | #REF! | #REF! | 566
| Wolf Steel Ltd. | Napoleon 1500 | 7 | 907 | 550 | 11700-23100 | 6 | 11 | 11700 | 11700 | 17400 | 23100 | #REF! |  |  | 63% | Non Catalytic | Stove | 0.66806 | 1.319 | 0.8869 | 1.319 | #VALUE! | #REF! | #REF! | #REF! | 552
| Wolf Steel Ltd. | Napoleon 2000 | 3.2 | 376 | 141 | 11000-31100 | 6 | 11 | 11000 | 11000 | 21050 | 31100 | #REF! |  |  | 63% | Non Catalytic | Stove | 0.22684 | 0.64133 | 0.33514 | 0.64133 | #VALUE! | #REF! | #REF! | #REF! | 224
| Wolf Steel Ltd. | NPS45 | 2.4 | 196 | 67 | 8827-29023 | 5 | 10 | 8827 | 9867.82 | 18925 | 29023 | #REF! |  |  | 78% | Pellet | Stove | 0.1823 | 0.53619 | 0.27958 | 0.59941 | #VALUE! | #REF! | #REF! | #REF! | 69 | 8500-42500
| Wolf Steel Ltd. | NZ25 | 4.46 | 697 | 373 | 11200-32300 | 6 | 11 | 11200 | 11200 | 21750 | 32300 | #REF! |  |  | 63% | Non Catalytic | Stove | 0.30441 | 0.8779 | 0.45207 | 0.8779 | #VALUE! | #REF! | #REF! | #REF! | 405
| Wolf Steel Ltd. | NZ-26 | 5.4 | 802 | 452 | 11500-27400 | 6 | 11 | 11500 | 11500 | 19450 | 27400 | #REF! |  |  | 63% | Non Catalytic | Stove | 0.43448 | 1.0352 | 0.61207 | 1.0352 | #VALUE! | #REF! | #REF! | #REF! | 482
| Wolf Steel Ltd. | NZ3000 | 7.2 | 932 | 575 | 11129-31436 | 6 | 11 | 11129 | 11129 | 21282.5 | 31436 | #REF! |  |  | 63% | Non Catalytic | Stove | 0.50493 | 1.4263 | 0.74582 | 1.4263 | #VALUE! | #REF! | #REF! | #REF! | 583
| Wolf Steel Ltd. | TPSI35 | 2.1 | 145 | 57 | 11200-36000 | 6 | 11 | 11200 | 12240 | 23600 | 36000 | #REF! |  |  | 78% | Pellet | Stove | 0.1286 | 0.37824 | 0.19617 | 0.41336 | #VALUE! | #REF! | #REF! | #REF! | 61
X | Wolf's Casual Living | BV | 3.8 | 518 | 205 | 10800-35400 | 6 | 11 | 10800 | 12036 | 23100 | 35400 | #REF! |  |  | 72% | Catalytic | Stove | 0.23665 | 0.69603 | 0.36266 | 0.77569 | #VALUE! | #REF! | #REF! | #REF! | 211
X | Wolf's Stoves | BV2 Elite Bay | 2.6 | 235 | 66 | 11700-46100 | 6 | 11 | 11700 | 15674 | 28900 | 46100 | #REF! |  |  | 63% | Non Catalytic | Stove | 0.12434 | 0.3657 | 0.19834 | 0.48991 | #VALUE! | #REF! | #REF! | #REF! | 44
X | Woodkiln Inc. | Woodkiln WK-23 | 3.8 | 518 | 238 | 10700-27200 | 6 | 11 | 10700 | 10700 | 18950 | 27200 | #REF! |  |  | 63% | Non Catalytic | Stove | 0.30799 | 0.78294 | 0.44208 | 0.78294 | #VALUE! | #REF! | #REF! | #REF! | 337
| Woodstock Soapstone Company, Inc. | Catalytic Fireview Soapstone Stove #201, Classic #200 | 3.5 | 432 | 177 | 13200-40000 | 6 | 11 | 13200 | 13600 | 26600 | 40000 | #REF! |  |  | 72% | Catalytic | Stove | 0.1929 | 0.56736 | 0.29008 | 0.58455 | #VALUE! | #REF! | #REF! | #REF! | 154
| Woodstock Soapstone Company, Inc. | Catalytic Fireview Soapstone Stove #205 | 1.35 | 68 | 21 | 10900-42900 | 6 | 11 | 10900 | 14586 | 26900 | 42900 | #REF! |  |  | 72% | Catalytic | Stove | 0.069375 | 0.20404 | 0.11064 | 0.27304 | #VALUE! | #REF! | #REF! | #REF! | 14
| Woodstock Soapstone Company, Inc. | Paladian Model 202, Paladian Model 203 & Keystone Model 204 | 1.9 | 114 | 42 | 8500-35000 | 5 | 10 | 8500 | 11900 | 21750 | 35000 | #REF! |  |  | 72% | Catalytic | Stove | 0.11968 | 0.35199 | 0.19258 | 0.49279 | #VALUE! | #REF! | #REF! | #REF! | 54
| Woodstock Soapstone Company, Inc. | Progress Hybrid Soapstone Stove #209 | 1.33 | 67 | 20 | 12538-73171 | 6 | 11 | 12538 | 24878.14 | 42854.5 | 73171 | #REF! |  | 81% | 78% | Catalytic | Stove | 0.040072 | 0.11786 | 0.06842 | 0.23386 | #VALUE! | #REF! | #REF! | #REF! | 6
X | Yunca Heating | Yunca WEGJ E/481 | 5 | 756 | 417 | 10700-30300 | 6 | 11 | 10700 | 10700 | 20500 | 30300 | #REF! |  |  | 63% | Non Catalytic | Stove | 0.36379 | 1.0302 | 0.5377 | 1.0302 | #VALUE! | #REF! | #REF! | #REF! | 480
| Zephyr Stoves, Inc. | View 2.0 | 4.5 | 700 | 376 | 10700-34800 | 6 | 11 | 10700 | 11832 | 22750 | 34800 | #REF! |  |  | 63% | Non Catalytic | Stove | 0.28508 | 0.83846 | 0.43607 | 0.92716 | #VALUE! | #REF! | #REF! | #REF! | 387
Note on G128: Tom Carlson: Min BTU was listed as "10.094", corrected to 10,094.
Note on G162: Tom Carlson: Corrected min from 8.585 to 8585.
Note on G214: Tom Carlson: Corrected max from "2200" to 22,000.
Note on R405: Tom Carlson: Looked on on-line and added.
Note on R408: Tom Carlson: Looked on on-line and added.
Note on R410: Tom Carlson: Looked on on-line and added.
Note on G470: Tom Carlson: Max BTU was listed as "444,000", corrected to 44,000.
Note on G509: Tom Carlson: Corrected min from "11,17" to 11,170.
Note on G528: Tom Carlson: Corrected max BTU from 29.700 to 29,700.
Note on G661: Tom Carlson: Corrected max BTU from 39-300 to 39,000.
Note on P680: Tom Carlson: Looked on on-line and added.
Note on R680: Tom Carlson: Looked on on-line and added.
Note on P682: Tom Carlson: Looked on on-line and added.
Note on R682: Tom Carlson: Looked on on-line and added.
Note on G736: Tom Carlson: Max BTU listed as "21.825", corrected to 21,825.
Note on G737: Tom Carlson: Max BTU listed as "23,272/33", corrected to 23,272.
Note on G741: Tom Carlson: Max BTU listed as "23,272/33", corrected to 23,272.
Note on R742: Tom Carlson: Looked on on-line and added.
Note on G745: Tom Carlson: Max BTU listed as "71.014", corrected to 71,014.
Note on R889: Tom Carlson: Looked on on-line and added.
Note on G920: Tom Carlson: Max BTU listed as "38.900", corrected to 38,900.
Note on G931: Tom Carlson: Min BTU listed as "10.094", corrected to 10,094.
Note on R947: Tom Carlson: For our pruposes, edited single original "Catalytic Hybrid" entry to "Catalytic".

## EPAOHHPh2
List of EPA Phase 2-Certified Outdoor Hydronic Heaters (OHHs)
(Phase 2 "White Tag" Models as of May 14, 2012)
Sierra-Calculated Fields
Manufacturer | Model | Heat Output Rating (BTU/hr)[1] | ER (g/hr) | EF (lb/mmBTU)[2] | Fuel Type | Calculated EF (lb/mmBTU) | Output Rank | ER Rank | EF Rank | Calc. EF Rank
Northwest Manufacturing, Inc. (Woodmaster) | Flex-Fuel 30 KW indoor/outdoor | 117022 | 1.5 | 0.04 | stick wood; batch load | 0.028259 | 24 | 5 | 1 | 7
Northwest Manufacturing, Inc. (Woodmaster) | Flex-Fuel 30 KW indoor/outdoor | 110167 | 1.3 | 0.04 | wood pellets; continuous feed | 0.026015 | 21 | 4 | 1 | 4
Northwest Manufacturing, Inc. (Woodmaster) | Flex-Fuel 60 KW indoor/outdoor | 219831 | 2.6 | 0.04 | stick wood; batch load | 0.026074 | 36 | 12 | 1 | 5
Central Boiler | Maxim M250 | 212453 | 1.6 | 0.06 | wood pellets; continuous feed | 0.016603 | 35 | 6 | 4 | 2
Heatmor | 200 SSP | 162793 | 1.1 | 0.07 | wood pellets; continuous feed | 0.014896 | 31 | 3 | 5 | 1
Polar Furnace | G3 | 142533 | 1.96 | 0.08 | stick wood; batch load | 0.030316 | 27 | 7 | 6 | 8
Central Boiler | E-Classic 3200 | 261506 | 3.3 | 0.08 | stick wood; batch load | 0.02782 | 37 | 14 | 6 | 6
Northwest Manufacturing, Inc. (Woodmaster) | Flex-Fuel 60 KW indoor/outdoor | 179458 | 3.3 | 0.11 | wood pellets; continuous feed | 0.040539 | 33 | 14 | 8 | 11
Central Boiler | E-Classic 2400 | 186453 | 3.3 | 0.12 | stick wood; batch load | 0.039019 | 34 | 14 | 9 | 10
Aqua-Therm | Kunzel PK-20 | 85969 | 0.7 | 0.13 | wood pellets; continuous feed | 0.017951 | 16 | 1 | 10 | 3
Hawken Energy | GX-10 | 76887 | 2.2 | 0.14 | stick wood; batch load | 0.063081 | 11 | 8 | 11 | 14
Central Boiler | E-Classic 1450 | 120529 | 4.7 | 0.18 | stick wood; batch load | 0.085967 | 26 | 24 | 12 | 17
Heatmor | 200 SSR II | 66842 | 3.7 | 0.18 | stick wood; batch load | 0.12203 | 8 | 19 | 12 | 26
Mahoning Outdoor Furnace, Inc. | Sky Series V | 82594 | 2.44 | 0.18 | stick wood; batch load | 0.065128 | 15 | 9 | 12 | 15
HeatSource1 | Earth Energy Series 190 | 87577 | 3.56 | 0.19 | stick wood; batch load | 0.089616 | 17 | 18 | 15 | 19
Polar Furnace | G2 | 66897 | 3.53 | 0.19 | stick wood; batch load | 0.11633 | 9 | 17 | 15 | 23
Northwest Manufacturing, Inc. (Woodmaster) | AFS 900 | 107069 | 2.49 | 0.2 | wood pellets; continuous feed | 0.05127 | 19 | 10 | 17 | 12
Hardy Manufacturing Company | KBP 270 | 120000 | 2.96 | 0.2 | wood pellets; continuous feed | 0.05438 | 25 | 13 | 17 | 13
Aqua-Therm | Kunzel PK-10 | 45506 | 0.7 | 0.21 | wood pellets; continuous feed | 0.033912 | 2 | 1 | 19 | 9
Nature's Comfort | GT-6000 | 100959 | 5.7 | 0.22 | stick wood; batch load | 0.12447 | 18 | 29 | 20 | 27
Piney Manufacturing Limited | Optimizer 250 | 78252 | 4.7 | 0.23 | stick wood; batch load | 0.13241 | 13 | 24 | 21 | 30
Greentech Manufacturing | RS7400-E | 116597 | 8.04 | 0.23 | stick wood; batch load | 0.15202 | 23 | 35 | 21 | 32
Pro-Fab Industries, Inc. / Northland Dist. & Mfg. Inc. | Empyre Elite 100 / Empyre Elite XT 100 / Pristine Series 1000 | 48721 | 2.5 | 0.24 | stick wood; batch load | 0.11312 | 4 | 11 | 23 | 22
Marway Welding | Phase 2-200 | 65336 | 3.75 | 0.26 | stick wood; batch load | 0.12653 | 6 | 20 | 24 | 28
Wood Doctor | WD-HE8000 | 112655 | 6.1 | 0.26 | stick wood; batch load | 0.11937 | 22 | 31 | 24 | 25
Steel Tech Inc. (Heatmaster SS) | G200 | 80368 | 5.6 | 0.27 | stick wood; batch load | 0.15361 | 14 | 28 | 26 | 33
Pro-Fab Industries, Inc. | Emprye Pro Series 200 | 66290 | 8.4 | 0.27 | stick wood; batch load | 0.27936 | 7 | 36 | 26 | 37
Central Boiler | E-Classic 1400 | 107459 | 5.5 | 0.27 | stick wood; batch load | 0.11284 | 20 | 27 | 26 | 21
Heatmor | 400 4S | 160599 | 10.7 | 0.28 | stick wood; batch load | 0.14688 | 30 | 37 | 29 | 31
Earth Manufacturing | Klear Sky 400 | 45786 | 5.1 | 0.29 | stick wood; batch load | 0.24556 | 3 | 26 | 30 | 36
Piney Manufacturing Limited | Optimizer 350 | 160421 | 7.3 | 0.3 | stick wood; batch load | 0.10032 | 29 | 34 | 31 | 20
Hardy Manufacturing Company | KB165 | 73573 | 3.9 | 0.31 | stick wood; batch load | 0.11686 | 10 | 21 | #REF! | 24
Hardy Manufacturing Company | KB220 | 77135 | 4.5 | 0.31 | stick wood; batch load | 0.12861 | 12 | 23 | 32 | 29
Central Boiler | E-Classic 2300 | 160000 | 6.4 | 0.31 | stick wood; batch load | 0.088183 | 28 | Commercially Sold ---> | 0% | 18
Pro-Fab Industries, Inc. | Empyre Elite 200 / Empyre Elite XT 200 | 64047 | 5.96 | 0.31 | stick wood; batch load | 0.20515 | 5 | 30 | 32 | 34
Pro-Fab Industries, Inc. | Empyre Pro Series 400 | 177333 | 6.1 | 0.31 | stick wood; batch load | 0.075835 | 32 | 31 | 32 | 16
Wood Doctor | HE-5000 | 44502 | 4.2 | 0.32 | stick wood; batch load | 0.20806 | 1 | 22 | 37 | 35
Notes:
[1] Based on 8-hour test for stick wood models and 4-hour test for continuous feed models.
[2] EPA Phase 2 qualified level is 0.32 pounds of fine particules per million BTU of heat output (weighted average representing the range of burn rates expected in a year) and a maximum individual test run of 18.0 grams per hour. Typically, the maximum individual test run is the maximum heat output burn rate.
Source:
http://www.epa.gov/burnwise/owhhlist.html
Linear Estimation Coefficients
|  | Phase 2 Certified OHHs - ER vs. Certified EF |  |  |  |  | ER vs EF - Phase 2 OHHs
[7 empty] | Slope --> | 19.8738 | 0 | <-- Intcpt
| 0.36088 | [5 empty] | SEn --> | 1.2703 | #N/A
| 0.49128 | [5 empty] | R2 --> | 0.87177 | 1.6966 | <-- SEv
| 0.14784 | [5 empty] | F --> | 244.7549 | 36 | <-- DF
[7 empty] | SSreg --> | 704.5044 | 103.6227 | <-- SSrsd
Sold Wood MC: |  | 0%
Sold Wood BTU Factor Relative to Dry (20%) Wood: |  | 0.75
[7 empty] | ER Level | Equiv EF
[7 empty] | (g/hr) | (lb/mmBTU)
[7 empty] | 1.5 | 0.075476
| 0.36088 | 0.36088 | 0.35394 | 0.32277 | 0.2717 | 0.36088
| 0.49128 | 0.49128 | 0.47111 | 0.54314 | 0.7283 | 0.49128
| 0.14784 | 0.14784 | 0.17494 | 0.13409 | 0 | 0.14784
Note on G5: Tom Carlson: Based on max heat output rating in Col C.

## EPAOHHPh1
List of EPA Phase 2-Certified Outdoor Hydronic Heaters (OHHs)
(as of December 20, 2012)
Phase 1 Orange Tag "Year Round" Models
Manufacturer | Model | Heat Output Rating (BTU/hr)[1] | Annual Avg ER | Heat Input Annual Avg EL (lb/mmBTU)[2] | Heat Output Annual Avg EL (lb/mmBTU) | Highest Individual Test Run
Pro-Fab Industries Inc. | Empyre Pro Series 200 | 66290 | 8.4 / 0.18 10,000 BTU heat output | 0.182 | 0.27 | 18.023
Central Boiler | E-Classic 2300 | 160001 | 6.4 / 0.06 10,000 BTU heat output | 0.2 | 0.31 | 17.6
Piney Manufacturing Limited (Portage & Main) | Optimizer 250 | 44519 | 5.33 / 0.18 10,000 BTU heat output | 0.199 | 0.35 | 8.31
Sequoya Paradise | E3300B | 109528 | 8.1 / 0.13 10,000 BTU heat output | 0.28 | 0.56 | 19.1
Central Boiler | E-Classic 1200 | 89613 | 7.5 / 0.15 10,000 BTU heat output | 0.33 | 0.59 | 19.94
Wood Doctor | Converter | 87858 | 20.3 /0.33 10,000 BTU heat output | 0.3 | 0.66 | 41.5
Heatmor | 400 SSR | 157784 | 31.3 / 0.29 10,000 BTU heat output | 0.41 | 0.68 | 47.6
Heatmor | 200 SSR | 71923 | 20.3 / 0.42 10,000 BTU heat output | 0.35 | 0.76 | 33.4
Bigheat Resources | BH500 Eco Energy | 73067 | 19.07 / 0.323 10,000 BTU heat output | 0.402 | 0.77 | 71.602
Hardy | KB175 | 66681 | 16.3 0.31 10,000 BTU heat output | 0.54 | 0.87 | 42.7
Greenwood Technologies [3] | 100 | 18248 | 15.205 / 1.090 10,000 BTU heat output | 0.564 | 2.046 | 17.8
Sequoya Paradise | E3400 | 101020 | 21.88 / 0.42 10,000 BTU heat output | 0.488 | 2.37 | 34.77
Notes:
[1] Based on 8-hour test for stick wood models and 4-hour test for continuous feed models.
[2] EPA Phase 1 level is 0.60 lbs/million BTU. Emission levels are annual averages unless qualified for heating season use only.
[3] These data are via the "cordwood exception," i.e., according to the ASTM cordwood method in lieu of EPA Method 28 OWHH.
Phase 1 Orange Tag "Heating Season Only" Models
Manufacturer | Model | Heat Output Rating (BTU/hr)[1] | Annual Avg ER | Heat Input Annual Avg EL (lb/mmBTU)[2] | Heat Output Annual Avg EL (lb/mmBTU) | Highest Individual Test Run
Pro-Fab Industries, Inc. | Empyre Pro Series 200 | 66290 | 11.58 / 0.25 10,000 BTU heat output | 0.186 | 0.28 | 18.023
Piney Manufacturing Limited (Portage & Main) | Optimizer 250 | 44519 | 6.59 / 0.21 10,000 BTU heat output | 0.201 | 0.32 | 8.31
Central Boiler | E-Classic 2300 | 160001 | 8.6 / 0.08 10,000 BTU heat output | 0.21 | 0.32 | 17.6
Sequoyah Paradise | E3300B | 109528 | 8.5 / 0.13 10,000 BTU heat output | 0.2 | 0.39 | 19.1
Central Boiler | E-Classic 1200 | 89613 | 9.1 / 0.17 10,000 BTU heat output | 0.31 | 0.51 | 19.94
Wood Doctor | Converter | 87858 | 26.8 / 0.48 10,000 BTU heat output | 0.3 | 0.65 | 41.5
Alternative Fuel Boilers | EBW150 | 27441 | 14.14 / 0.576 10,000 BTU heat output | 0.434 | 0.8 | 24.05
Bioheat Resources | BH500 Eco Energy | 73067 | 28.54 / 0.478 10,000 BTU heat output | 0.479 | 0.9 | 71.602
Aqua-Therm | Omega 100 | 63807 | 23.80 / 0.515 10,000 BTU heat output | 0.551 | 1.17 | 26.988
Greenwood Technologies [3] | 100 | 18248 | 13.643 / 0.863 10,000 BTU heat output | 0.418 | 1.362 | 17.8
Sequoyah Paradise | E3400 | 101020 | 20.10 / 0.31 10,000 BTU heat output | 0.37 | 1.48 | 34.77
#REF!
Notes:
[1] Based on 8-hour test for stick wood models and 4-hour test for continuous feed models. | [6 empty] | Commercially Sold ---> | 0%
[2] EPA Phase 1 level is 0.60 lbs/million BTU. Emission levels are annual averages unless qualified for heating season use only.
[3] These data are via the "cordwood exception," i.e., according to the ASTM cordwood method in lieu of EPA Method 28 OWHH.
Source:
http://www.epa.gov/burnwise/owhharchive.html
0.35394
0.47111
0.17494
Sold Wood MC: |  | 0%
Sold Wood BTU Factor Relative to Dry (20%) Wood: |  | #DIV/0!
| 0.35394 | 0.36088 | 0.35394 | 0.32277 | 0.2717 | 0.35394
| 0.47111 | 0.49128 | 0.47111 | 0.54314 | 0.7283 | 0.47111
| 0.17494 | 0.14784 | 0.17494 | 0.13409 | 0 | 0.17494

## EPAFPPh2
EPA Phase 2 Qualified Fireplaces*
(May 2013)
Manufacturer | Model Name and Number | Type | EF(1) (g/kg) | Fuel Type
Earthcore Industries, LLC | Isokern Magnum 36 | Masonry | 4.8 | Stick Wood
Earthcore Industries, LLC | Isokern Magnum 42 | Masonry | 4.8 | Stick Wood
Earthcore Industries, LLC | Isokern Magnum 48 | Masonry | 4.8 | Stick Wood
Earthcore Industries, LLC | Isokern Magnum 86072 | Masonry | 4.8 | Stick Wood
Earthcore Industries, LLC | Isokern Standard Series 42C | Masonry | 4.8 | Stick Wood
Earthcore Industries, LLC | Isokern Standard Series 46C | Masonry | 4.8 | Stick Wood
Earthcore Industries, LLC | Standard Series 36C | Masonry | 2.9 | Stick Wood
FMI Products, LLC | CCAT36 (3) | Low mass | 4.8 | Stick Wood
FMI Products, LLC | GCAT42(4) | Low mass | 4.4 | Stick Wood
FMI Products, LLC | GCAT50 (2) | Low mass | 4.4 | Stick Wood
Industrial Chimney Company, Inc. | Renaissance Rumford 1000 | Low mass | 3 | Stick Wood
Industrial Chimney Company, Inc. | Renaissance Rumford 1000 CD | Low mass | 0.94 | Stick Wood
Industrial Chimney Company, Inc. | Renaissance Rumford 1000 H | Low mass | 3.4 | Stick Wood
Industrial Chimney Company, Inc. | Rumford Renaissance 1500 | Low mass | 3.4 | Stick Wood
Industrial Chimney Company, Inc. | Rumford Renaissance 1500 CD | Low mass | 0.68 | Stick Wood
Lennox Hearth Products | Solana | Low mass | 3.9 | Stick Wood
Security Chimneys International | HE43-2 | Low mass | 3.9 | Stick Wood
Stove Builder International Inc. | Antoinette FP-7CD | Low mass | 4 | Stick Wood
Stove Builder International Inc. | FP-1 LM | Low mass | 2.9 | Stick Wood
Stove Builder International Inc. | Frontenac FP-11 | Low mass | 4.2 | Stick Wood
Whitacre Greer | MFR-100 Series | Masonry | 4.3 | Stick Wood
(1) Units reflect grams of particulate emitted per kilogram of wood burned.
(2) Qualified GCAT50 firebox available in fireplace series VGCAT50, GMCAT50, VGMCAT50, JCAT50, VJCAT50, WCMCAT50, JMCAT50, and VJMCAT50.
(3) Qualified CCAT36 firebox available in fireplace series VCCAT36, SCAT36, and VSCAT36.
(4) Qualified GCAT42 firebox available in fireplace series VGCAT42, GMCAT42, VGMCAT42, JCAT42, VJCAT42, WCMCAT42, JMCAT42, and VJMCAT42.
EPA Phase 2 Qualified Fireplaces Retrofit Devices*
(May 2013)
#REF!
Manufacturer | Model Name | Type | EF(1) (g/kg) | Percent Reduction (2) | Fuel Type |  | Commercially Sold ---> | 0%
Earth's Flame | Hybrid Clean BurnTM System | Retrofit Device | 3.4 | 72% (3) | wood/gas
FMI Products, LLC | Pure FireTM Catalytic Control System | Retrofit Device | 4.8 | 60% (4) | stick wood
(1) Units reflect grams of particulate matter emitted per kilogram of wood burned
(2) Percent reduction in emissions compared to an existing fireplace that emits 12 grams/kg
(3) As tested on the Heatilator E36 fireplace, results may vary for other fireplace models
(4) As tested on the Craftsman 36 fireplace, results may vary for other fireplaces
*The wood-burning appliances that are "qualified" under the EPA's Voluntary Fireplace Program are not "certified" per EPA's Wood Heater New Source Performance Standard. Contact your state or local air quality agency for clarification on the type of wood-burning appliances, if any, that may legally be installed in your area
0.32277
0.54314
0.13409
Sold Wood MC: |  | 0%
Sold Wood BTU Factor Relative to Dry (20%) Wood: |  | #DIV/0!
| 0.32277 | 0.36088 | 0.35394 | 0.32277 | 0.2717 | 0.32277
| 0.54314 | 0.49128 | 0.47111 | 0.54314 | 0.7283 | 0.54314
| 0.13409 | 0.14784 | 0.17494 | 0.13409 | 0 | 0.13409

## EFs-OMNI
Energy Content Assumptions
Fuel |  | EC | Units | Notes |  | Energy Loads for Space Heating from CCHRC
AP-42 Wood |  | 17.3 | mmBTU/ton | AP-42 residential wood document, c01s10.pdf |  |  | Residential: | 5.63 | BTU/DD-ft2-yr
Fairbanks Wood - Oven Dry, 0% Moisture |  | 16.5275 | mmBTU/ton | see Moisture sheet |  |  | Commercial: | 6.3535 | BTU/DD-ft2-yr |  |  |  | Monthly
Fairbanks Wood - Air Dry, 20% MC (Dry Basis) |  | 13.7338 | mmBTU/ton | see Moisture sheet | [6 empty] | Month | Avg HDD | HDD Ratio
Fairbanks Wood - CCHRC Sample, 26.6% Avg MC (Dry) |  | 13.0178 | mmBTU/ton | see Moisture sheet |  |  | Fairbanks HDD: | 14274 | HDD/yr (base 65F) |  | 1 | 73.9462 | 1.9238
Fairbanks Wood - Jan/Feb Baseline, 49.8% MC (Dry) |  | 11.0044 | mmBTU/ton | see Moisture sheet |  |  | Daily Winter HDD: | 63.0841 |  |  | 2 | 69.4706 | 1.8073
Fairbanks Wood - Nov Baseline, 53.9% MC (Dry) |  | 10.7072 | mmBTU/ton | see Moisture sheet |  |  | Daily Summer HDD: | 13.882 |  |  | 3 | 59.828 | 1.5565
Fuel Oil #1 |  | 125000 | BTU/gal | CCHRC |  |  | Reference Average Daily HDD: | 38.4381 |  |  | 4 | 32.0689 | 0.8343
Fuel Oil #2 |  | 138500 | BTU/gal | North American Combustion Handbook (as referenced in http://en.wikipedia.org/wiki/Heating_oil#cite_note-1) | [6 empty] | 5 | 14.5204 | 0.37776
Fuel Oil #1/#2 Weighted* |  | 132000 | BTU/gal | http://www.fngas.com/calculate.html |  |  | Reference Daily Energy Loads (BTU/ft2-day) |  |  |  | 6 | 6.0478 | 0.15734
57% Fuel Oil #2 / 43% Kerosene Weighted |  | 136995 | BTU/gal | assumed for portable heaters |  |  |  | Winter | Summer |  | 7 | 4.2473 | 0.1105
Kerosene |  | 135000 | BTU/gal | http://www.generatorjoe.net/html/energy.html |  |  | Residential: | 355.1635 | 78.1555 |  | 8 | 9.1344 | 0.23764
Propane |  | 91700 | BTU/gal | http://www.fngas.com/calculate.html |  |  | Commercial: | 400.8054 | 88.1992 |  | 9 | 17.7311 | 0.46129
Natural Gas |  | 1015 | BTU/ft3 | http://www.fngas.com/calculate.html | [6 empty] | 10 | 42.0645 | 1.0943
Coal |  | 15.3 | mmBTU/ton | http://www.usibelli.com/Coal_data.asp |  |  | Days/Season: | 182 | 183 |  | 11 | 64.6778 | 1.6826
Electric |  | 3413 | BTU/KWH | [7 empty] | 12 | 69.1183 | 1.7982
* The EC number is based on a blend of #1 and #2 used under Fairbanks cold temps per this source | [6 empty] | Number of FNSB Households: | 33441 | (updated from 2010 Census) |  |  | 462.8553 | 12.0416
Wood Density: |  | 1.56 | tons/cord |  |  |  | Number of PM Area Households: | 25130 | (estimated from Jan-2012 parcel centroid data)
Cost Assumptions
Fuel |  | Rate | Units | Source |  |  |  |  | Commercial Building Heating Splits by Fuel Type
Fairbanks Wood - Oven Dry, 0% Moisture |  | 200 | cord | http://www.fngas.com/calculate.html |  |  |  | Fuel Oil: | 98%
Fuel Oil #1/#2 Weighted* |  | 2.7 | gal | http://www.fngas.com/calculate.html |  |  |  | Natural Gas: | 2%
Kerosene |  | 2.7 | gal | assumed same as fuel oil
Propane |  | 2.74 | gal | http://www.fngas.com/calculate.html
Natural Gas |  | 2.335 | 10^2 ft3 | http://www.fngas.com/calculate.html
Coal
Electric |  | 0.18026 | KwH
Emission Factors -- OMNI Results Where Available (green shaded), OMNI factors based on oven dry (OD) weight, assume AP-42 factors are as well
|  |  | Combustion |  |  |  | Emission Factors (lb/ton), EPA Method 5H Except Where Noted
Wood-Burning Type | Device Name | SCC | Efficiency | Efficiency Source |  |  | VOC | NOX | SO2 | PM10-PRI | PM25-PRI | NH3 | CO | Emission Factor Source
Fireplace, No Insert | FP | 2104008100 | 7% | AP-42, www.epa.gov/ttnchie1/ap42/ch01/related/woodstove.pdf, Table 2.2-1 |  |  | 229 | 2.6 | #REF! | 34.6 | 34.6 | 1.8 | 252.6 | AP-42, Table 1.9-1; for SO2, OMNI fuel S for spruce gave EF identical to AP42
Fireplace, With Insert - Non-EPA Certified | Ins-Conv | 2104008210 | 40% | AP-42, www.epa.gov/ttnchie1/ap42/ch01/related/woodstove.pdf, Table 2.2-1 |  |  | 53 | 2.8 | 0.4 | 30.6 | 30.6 | 1.7 | 230.8 | Assumed equal to uncertified woodstove EFs
Fireplace, With Insert - EPA Certified Non-Catalytic | Ins-NonCat | 2104008220 | 66% | AP-42, www.epa.gov/ttnchie1/ap42/ch01/related/woodstove.pdf, Table 2.2-1 |  |  | 12 | 2 | 0 | 30.6 | 30.6 | 1.7 | 230.8 | Assumed equal to uncertified woodstove EFs
Fireplace, With Insert - EPA Certified Catalytic | Ins-Cat | 2104008230 | 70% | AP-42, www.epa.gov/ttnchie1/ap42/ch01/related/woodstove.pdf, Table 2.2-1 |  |  | 15 | 2 | 0.4 | 13 | 12 | 0.9 | 140.8 | AP-42, www.epa.gov/ttnchie1/ap42/ch01/related/woodstoveapp.pdf, Table 3 for PM Efs,
Woodstove - Non-EPA Certified | WS-Conv | 2104008310 | 54% | AP-42, www.epa.gov/ttnchie1/ap42/ch01/related/woodstove.pdf, Table 2.1-2 |  |  | 53 | 1.3873 | 0.4 | 11.5999 | 13 | 0.9 | 107 | AP-42, www.epa.gov/ttnchie1/ap42/ch01/related/woodstoveapp.pdf, Table 3 for PM Efs
Woodstove - EPA Certified Non-Catalytic | WS-NonCat | 2104008320 | 68% | AP-42, www.epa.gov/ttnchie1/ap42/ch01/related/woodstove.pdf, Table 2.1-2 |  |  | 12 | 1.537 | 0.4 | 7.5712 | 11.5999 | 0.3793 | 115.76 | AP-42, Table 1.10-1 for VOC&SO2; all others use avg of OMNI runs 14 and 15, conventional wood stove, spruce and birch, low firing rate
Woodstove - EPA Certified Catalytic | WS-Cat | 2104008330 | 72% | AP-42, www.epa.gov/ttnchie1/ap42/ch01/related/woodstove.pdf, Table 2.1-2 |  |  | 15 | 1.537 | 0.4 | 8.401 | 7.5712 | 0.23859 | 118.12 | AP-42, Table 1.10-1, assumed Phase II (1990 stds) for VOC&SO2; all others use avg of OMNI runs 5&6 for birch&spruce EPA (noncat) woodstove at low firing rate
Pellet Stove (Exempt) | PS-Exempt | 2104008410 | 56% | AP-42, Table 1.10-5 |  |  | 2.4 | 4.004 | 0.32 | 2.96 | 2.96 | 0.07188 | 9.932 | AP-42, Table 1.10-1for VOC; all others OMNI run #1, pellet stove, except SO2 which is based on dry pellet S content from OMNI
Pellet Stove (EPA Certified) | PS-EPACert | 2104008420 | 78% | AP-42, www.epa.gov/ttnchie1/ap42/ch01/related/woodstove.pdf, Table 2 |  |  | 2.4 | 4.004 | 0.32 | 2.96 | 2.96 | 0.07188 | 9.932 | AP-42, Table 1.10-1for VOC; all others OMNI run #1, pellet stove, except SO2 which is based on dry pellet S content from OMNI
OWB (Hydronic Heater) - 80/20 Unqual/Phase 2 Wtd | OWBWtd | 2104008610 | 43% | EPA/NY per wood_stoves.xls |  |  | 45.4 | 1.5407 | 0.4 | 9.4294 | 9.4294 | 0.23287 | 57.866 | 80% / 20% weighting of OWB and OWB-Ph2
OWB (Hydronic Heater) - Unqualified | OWB | 2104008610 | 43% | EPA/NY per wood_stoves.xls |  |  | 53 | 1.41 | 0.4 | 10.5528 | 10.5528 | 0.2611 | 52.83 | EPA/NY per wood_stoves.xls for VOC&SO2; others from avg of OMNI runs 30&32, OWHH, birch&spruce, low firing rate (note - CO is a lower limit, instrument pegged), OMNI's dry S content for spruce gave EF identical to AP42
OWB (Hydronic Heater) - Phase 1 | OWB-Ph1 | 2104008610 | 43% | EPA/NY per wood_stoves.xls |  |  | 12 | 2.0636 | 0.4 | 9.2982 | 9.2982 | 0.11997 | 102.6524 | set rates for VOC to those for woodstoves; others from avg of OMNI runs 9 and 11, spruce&birch, EPA qualified OWHH, low firing rate, but for PM and CO scaled by TRC's ratio for phase 1 and 2; SO2 based on OMNI's S content of dry spruce
OWB (Hydronic Heater) - Phase 2 | OWB-Ph2 | 2104008640 | 43% | EPA/NY per wood_stoves.xls |  |  | 15 | 2.0636 | 0.4 | 4.9361 | 4.9361 | 0.11997 | 78.01 | set rates for VOC to those for woodstoves; others from avg of OMNI runs 9 and 11, spruce&birch, EPA qualified OWHH, low firing rate, but for PM and CO scaled by TRC's ratio for phase 1 and 2; SO2 based on OMNI's S content of dry spruce
| 0.37371 |  | Combustion | Efficiency |  | EF | Emission Factors
Other Heating Types | 0.47943 | SCC | Efficiency | Source | Fuel | Units | VOC | NOX | SO2 | PM10-PRI | PM25-PRI | NH3 | CO | Emission Factor Source
Central Oil (Weighted # 1 & #2), Residential | 0.14686 | 2104004000 | 81% | EIA | Fuel Oil #1&2 | lb/1000 gal | 0.713 | 11.1714 | 30.7146 | 0.4566 | 0.4566 | 0.024496 | 0.44785 | EPA, AP-42 Table 1.3-1 for VOC and (with OMNI fuel S content) for SO2; all others OMNI run#17, SWRI for fuel (lower) heating value, AP-42 for fuel oil density
Central Oil (#1 distillate), Residential | COil-Res1 | 2104004000 | 81% | EIA | Fuel Oil #1 | lb/1000 gal | 0.713 | 11.1714 | 12.7232 | 0.4566 | 0.4566 | 0.024496 | 0.44785 | EPA, AP-42 Table 1.3-1 for VOC and (with OMNI fuel S content) for SO2; all others OMNI run#17, SWRI for fuel (lower) heating value, AP-42 for fuel oil density
Central Oil (#2 distillate), Residential | COil-Res2 | 2104004000 | 81% | EIA | Fuel Oil #2 | lb/1000 gal | 0.713 | 11.1714 | 36.4372 | 0.4566 | 0.4566 | 0.024496 | 0.44785 | EPA, AP-42 Table 1.3-1 for VOC and (with OMNI fuel S content) for SO2; all others OMNI run#17, SWRI for fuel (lower) heating value, AP-42 for fuel oil density
Central Oil (Weighted # 1 & #2), Commercial | COil-Com | 2103004001 | 81% | EIA | Fuel Oil #2 | lb/1000 gal | 0.713 | 18 | 30.7146 | 0.4566 | 0.4566 | 0.024496 | 0.44785 | EPA, AP-42 Table 1.3-1 for Nox; for all others, assume same as above
Portable: 43% Kerosene & 57% Fuel Oil | Prtbl | 2104004000 | 81% |  | Kero/FO | lb/1000 gal | 0.713 | 18 | 30.7146 | 0.4 | 0.4 | 0.024496 | 0.44785 | Emission rates for portable heating devices using kerosene/fuel oil #2 blend assumed equal to central oil (on #2) in absence of actual data; except SO2, NH3 and CO, assumed same as above
Sold Wood MC: |  | 0%
Sold Wood BTU Factor Relative to Dry (20%) Wood: |  | 0.88439
Direct Vent | DVOil | 2104007000 | 81% |  | Fuel Oil #1 | lb/1000 gal | 0.713 | 11.1714 | 12.7232 | 0.4566 | 0.4566 | 0.024496 | 0.44785 | Emission rates for DV devices using Heating Oil #1 assumed equal to central oil (on #2) in absence of actual data; except SO2, NH3 and CO assumed same as above
Natural Gas - Residential | NtGas-Res | 2104006010 | 81% |  | Natural Gas | lb/10^6 ft3 | 5.5 | 94 | 0.6 | 7.6 | 7.6 | 20 | 40 | EPA, AP-42 Tables 1.4-1 & 1.4-2 for all but NH3, EPA/Pechan for NH3
Natural Gas - Commercial, small uncontrolled | NtGas-Com | 2103006000 | 81% |  | Natural Gas | lb/10^6 ft3 | 5.5 | 100 | 0.6 | 7.6 | 7.6 | 20 | 40 | EPA, AP-42 Tables 1.4-1 & 1.4-2 for all but NH3, EPA/Pechan for NH3
Coal Boiler (bituminous/subbituminous, hand-fed) | CoalHt | 2104002000 | 43% | NY per wood_stoves.xls | Coal | lb/ton | 10 | 4.72 | 9.3 | 7.99 | 7.99 | 1.266 | 130.575 | EPA, AP-42: Table 1.1-19 for VOC and (w. Usibelli S content) SO2; OMNI runs 21, 23, 37&38 for all other, coal stove, wet&dry stoker and lump coal, low firing rate
Waste Oil Burning | 0.37371 | 0.36088 | 0.35394 | 0.32277 | 0.2717 | 0.37371 | 1 | 52.2049 | 36.9652 | 5.2042 | 5.2042 | 0.036383 | 12.4279 | EPA, AP-42 Table 1.11-1 for VOC; all others OMNI run#18, SWRI for heating value, AP-42 for No. 2 fuel oil density
Muni Heat | 0.47943 | 0.49128 | 0.47111 | 0.54314 | 0.7283 | 0.47943
| 0.14686 | 0.14784 | 0.17494 | 0.13409 | 0 | 0.14686
| 2104004000 | 2104004000 | 2104004000 | 2104004000 | 2104004000 | 2104004000 | 2104004000 | 2104004000
| 2104004000 | 2104004000 | 2104004000 | 2104004000 | 2104004000 | 2104004000 | 2104004000 | 2104004000
| 2103004001 | 2103004001 | 2103004001 | 2103004001 | 2103004001 | 2103004001 | 2103004001 | 2103004001
| 2104004000 | 2104004000 | 2104004000 | 2104004000 | 2104004000 | 2104004000 |  | 2104004000
Note on M37: Tom Carlson: NH3 EF from Pechan "Estimating Ammonia Emissions from Anthropogenic Non-Agricultural Sources" Draft Final Report, April 2004.
Note on H39: Tom Carlson: No separate EF data for this pollutant for certified inserts. Assumed equal to certified non-catalytic woodstove EF.
Note on I39: Tom Carlson: No separate EF data for this pollutant for certified inserts. Assumed equal to certified non-catalytic woodstove EF.
Note on J39: Tom Carlson: No separate EF data for this pollutant for certified inserts. Assumed equal to certified non-catalytic woodstove EF.
Note on H40: Tom Carlson: No separate EF data for this pollutant for certified inserts. Assumed equal to certified catalytic woodstove EF.
Note on I40: Tom Carlson: No separate EF data for this pollutant for certified inserts. Assumed equal to certified catalytic woodstove EF.
Note on J40: Tom Carlson: No separate EF data for this pollutant for certified inserts. Assumed equal to certified catalytic woodstove EF.
Note on M40: Tom Carlson: No separate EF data for this pollutant for certified inserts. Assumed equal to certified non-catalytic woodstove EF.
Note on N40: Tom Carlson: No separate EF data for this pollutant for certified inserts. Assumed equal to certified non-catalytic woodstove EF.
Note on K41: Tom Carlson: Reflects weighting of spruce and birch EFs from wood-specific OMNI tests based on spruce vs. birch split from Forest Service timber sales data.
Note on M41: Tom Carlson: No separate EF data for this pollutant for certified inserts. Assumed equal to certified catalytic woodstove EF.
Note on N41: Tom Carlson: No separate EF data for this pollutant for certified inserts. Assumed equal to certified catalytic woodstove EF.
Note on K42: Tom Carlson: Reflects weighting of spruce and birch EFs from wood-specific OMNI tests based on spruce vs. birch split from Forest Service timber sales data.
Note on L42: Tom Carlson: Reflects weighting of spruce and birch EFs from wood-specific OMNI tests based on spruce vs. birch split from Forest Service timber sales data.
Note on K43: Tom Carlson: Reflects weighting of spruce and birch EFs from wood-specific OMNI tests based on spruce vs. birch split from Forest Service timber sales data.
Note on L43: Tom Carlson: Reflects weighting of spruce and birch EFs from wood-specific OMNI tests based on spruce vs. birch split from Forest Service timber sales data.
Note on H44: Tom Carlson: From http://www.epa.gov/burnwise/pdfs/EPA_stove_emis_reduct.pdf, converted from kg/tonne to lb/ton.
Note on H45: Tom Carlson: From http://www.epa.gov/burnwise/pdfs/EPA_stove_emis_reduct.pdf, converted from kg/tonne to lb/ton.
Note on K47: Tom Carlson: Reflects weighting of spruce and birch EFs from wood-specific OMNI tests based on spruce vs. birch split from Forest Service timber sales data.
Note on L47: Tom Carlson: Reflects weighting of spruce and birch EFs from wood-specific OMNI tests based on spruce vs. birch split from Forest Service timber sales data.
Note on K48: Tom Carlson: Reflects weighting of spruce and birch EFs from wood-specific OMNI tests based on spruce vs. birch split from Forest Service timber sales data.
Note on L48: Tom Carlson: Reflects weighting of spruce and birch EFs from wood-specific OMNI tests based on spruce vs. birch split from Forest Service timber sales data.
Note on K49: Tom Carlson: Reflects weighting of spruce and birch EFs from wood-specific OMNI tests based on spruce vs. birch split from Forest Service timber sales data.
Note on L49: Tom Carlson: Reflects weighting of spruce and birch EFs from wood-specific OMNI tests based on spruce vs. birch split from Forest Service timber sales data.
Note on J54: Tom Carlson: Assumes fuel sulfur content of 2,163 ppm per RGD 8/18/11 email. This also reflects a rough 76% vs. 24% split in exising use of #2 and #1 distillate, respectively per info from Polar Fuel and Soutdough (PetroStar) in 1/31/12 email from Joan Hardesty to Bob Dulla: 76% x 2566 ppm (#2 S) + 24% x 896 ppm (#1 S) = 2,165 ppm S.
Note on J55: Tom Carlson: Assumes fuel sulfur content of 896 ppm per RGD 2/13/12 email giving sulfur content in #1 as measured by OMNI Labs.
Note on J56: Tom Carlson: Assumes fuel sulfur content of 2,566 ppm per RGD 2/13/12 email giving sulfur content in #2 as measured by OMNI Labs.
Note on J57: Tom Carlson: Assumes fuel sulfur content of 2,163 ppm per RGD 8/18/11 email. This also reflects a rough 76% vs. 24% split in exising use of #2 and #1 distillate, respectively per info from Polar Fuel and Soutdough (PetroStar) in 1/31/12 email from Joan Hardesty to Bob Dulla: 76% x 2566 ppm (#2 S) + 24% x 896 ppm (#1 S) = 2,165 ppm S.
Note on A58: Tom Carlson: Portable heater fuel split per 2007 Fairbanks HH survey.
Note on J58: Tom Carlson: Assumes fuel sulfur content of 2,163 ppm per RGD 8/18/11 email. This also reflects a rough 76% vs. 24% split in exising use of #2 and #1 distillate, respectively per info from Polar Fuel and Soutdough (PetroStar) in 1/31/12 email from Joan Hardesty to Bob Dulla: 76% x 2566 ppm (#2 S) + 24% x 896 ppm (#1 S) = 2,165 ppm S.
Note on J61: Tom Carlson: Assumes fuel sulfur content of 896 ppm per RGD 2/13/12 email giving sulfur content in #1 as measured by OMNI Labs.
Note on J64: Tom Carlson: Assuming coal sulfur content of 0.3% weight per www.usibelli.com/Coal_data.asp

## EFs-AP42
Energy Content Assumptions
Fuel |  | EC | Units | Notes |  | Energy Loads for Space Heating from CCHRC
AP-42 Wood |  | 17.3 | mmBTU/ton | AP-42 residential wood document, c01s10.pdf |  |  | Residential: | 5.63 | BTU/DD-ft2-yr
Fairbanks Wood - Oven Dry, 0% Moisture |  | 16.5275 | mmBTU/ton | see Moisture sheet |  |  | Commercial: | 6.3535 | BTU/DD-ft2-yr |  |  |  | Monthly
Fairbanks Wood - Air Dry, 20% MC (Dry Basis) |  | 13.7338 | mmBTU/ton | see Moisture sheet | [6 empty] | Month | Avg HDD | HDD Ratio
Fairbanks Wood - CCHRC Sample, 26.6% Avg MC (Dry) |  | 13.0178 | mmBTU/ton | see Moisture sheet |  |  | Fairbanks HDD: | 14274 | HDD/yr (base 65F) |  | 1 | 73.9462 | 1.9238
Fairbanks Wood - Jan/Feb Baseline, 49.8% MC (Dry) |  | 11.0044 | mmBTU/ton | see Moisture sheet |  |  | Daily Winter HDD: | 63.0841 |  |  | 2 | 69.4706 | 1.8073
Fairbanks Wood - Nov Baseline, 53.9% MC (Dry) |  | 10.7072 | mmBTU/ton | see Moisture sheet |  |  | Daily Summer HDD: | 13.882 |  |  | 3 | 59.828 | 1.5565
Fuel Oil #1 |  | 125000 | BTU/gal | CCHRC |  |  | Reference Average Daily HDD: | 38.4381 |  |  | 4 | 32.0689 | 0.8343
Fuel Oil #2 |  | 138500 | BTU/gal | North American Combustion Handbook (as referenced in http://en.wikipedia.org/wiki/Heating_oil#cite_note-1) | [6 empty] | 5 | 14.5204 | 0.37776
Fuel Oil #1/#2 Weighted* |  | 132000 | BTU/gal | http://www.fngas.com/calculate.html |  |  | Reference Daily Energy Loads (BTU/ft2-day) |  |  |  | 6 | 6.0478 | 0.15734
57% Fuel Oil #2 / 43% Kerosene Weighted |  | 136995 | BTU/gal | assumed for portable heaters |  |  |  | Winter | Summer |  | 7 | 4.2473 | 0.1105
Kerosene |  | 135000 | BTU/gal | http://www.generatorjoe.net/html/energy.html |  |  | Residential: | 355.1635 | 78.1555 |  | 8 | 9.1344 | 0.23764
Propane |  | 91700 | BTU/gal | http://www.fngas.com/calculate.html |  |  | Commercial: | 400.8054 | 88.1992 |  | 9 | 17.7311 | 0.46129
Natural Gas |  | 1015 | BTU/ft3 | http://www.fngas.com/calculate.html | [6 empty] | 10 | 42.0645 | 1.0943
Coal |  | 15.3 | mmBTU/ton | http://www.usibelli.com/Coal_data.asp |  |  | Days/Season: | 182 | 183 |  | 11 | 64.6778 | 1.6826
Electric |  | 3413 | BTU/KWH | [7 empty] | 12 | 69.1183 | 1.7982
* The EC number is based on a blend of #1 and #2 used under Fairbanks cold temps per this source | [6 empty] | Number of FNSB Households: | 33441 | (updated from 2010 Census) |  |  | 462.8553 | 12.0416
Wood Density: |  | 1.56 | tons/cord |  |  |  | Number of PM Area Households: | 25130 | (estimated from Jan-2012 parcel centroid data)
Cost Assumptions
Fuel |  | Rate | Units | Source |  |  |  |  | Commercial Building Heating Splits by Fuel Type
Fairbanks Wood - Oven Dry, 0% Moisture |  | 200 | cord | http://www.fngas.com/calculate.html |  |  |  | Fuel Oil: | 98%
Fuel Oil #1/#2 Weighted* |  | 2.7 | gal | http://www.fngas.com/calculate.html |  |  |  | Natural Gas: | 2%
Kerosene |  | 2.7 | gal | assumed same as fuel oil
Propane |  | 2.74 | gal | http://www.fngas.com/calculate.html
Natural Gas |  | 2.335 | 10^2 ft3 | http://www.fngas.com/calculate.html
Coal
Electric |  | 0.18026 | KwH
Emission Factors -- AP-42
|  |  | Combustion |  |  | PM2.5 | Emission Factors (lb/ton), EPA Method 5H Except Where Noted | [7 empty] | PM2.5 EF
Wood-Burning Type | Device Name | SCC | Efficiency | Efficiency Source |  | mg/MJ | VOC | NOX | SO2 | PM10-PRI | PM25-PRI | NH3 | CO | Emission Factor Source | lb/mmBTU
Fireplace, No Insert | FP | 2104008100 | 7% | AP-42, www.epa.gov/ttnchie1/ap42/ch01/related/woodstove.pdf, Table 2.2-1 |  | 773.8737 | 229 | 2.6 | 0.4 | 34.6 | 34.6 | 1.8 | 252.6 | AP-42, Table 1.9-1 | 2
Fireplace, With Insert - Non-EPA Certified | Ins-Conv | 2104008210 | 40% | AP-42, www.epa.gov/ttnchie1/ap42/ch01/related/woodstove.pdf, Table 2.2-1 |  | 730.8807 | 53 | 2.8 | 0.4 | 30.6 | 30.6 | 1.7 | 230.8 | Assumed equal to uncertified woodstove EFs from AP-42 | 1.7688
Fireplace, With Insert - EPA Certified Non-Catalytic | Ins-NonCat | 2104008220 | 66% | AP-42, www.epa.gov/ttnchie1/ap42/ch01/related/woodstove.pdf, Table 2.2-1 |  | 386.9369 | 12 | 2 | 0.4 | 12 | 12 | 0.9 | 140.8 | AP-42, www.epa.gov/ttnchie1/ap42/ch01/related/woodstoveapp.pdf, Table 3 for PM EFs | 0.69364
Fireplace, With Insert - EPA Certified Catalytic | Ins-Cat | 2104008230 | 70% | AP-42, www.epa.gov/ttnchie1/ap42/ch01/related/woodstove.pdf, Table 2.2-1 |  | 386.9369 | 15 | 2 | 0.4 | 13 | 13 | 0.9 | 107 | AP-42, www.epa.gov/ttnchie1/ap42/ch01/related/woodstoveapp.pdf, Table 3 for PM EFs | 0.75145
Woodstove - Non-EPA Certified | WS-Conv | 2104008310 | 54% | AP-42, www.epa.gov/ttnchie1/ap42/ch01/related/woodstove.pdf, Table 2.1-2 |  | 730.8807 | 53 | 2.8 | 0.4 | 30.6 | 30.6 | 1.7 | 230.8 | AP-42, Table 1.10-1 | 1.7688
Woodstove - EPA Certified Non-Catalytic | WS-NonCat | 2104008320 | 68% | AP-42, www.epa.gov/ttnchie1/ap42/ch01/related/woodstove.pdf, Table 2.1-2 |  | 386.9369 | 12 | 2 | 0.4 | 14.6 | 14.6 | 0.9 | 140.8 | AP-42, Table 1.10-1, assumed Phase II (1990 stds) | 0.84393
Woodstove - EPA Certified Catalytic | WS-Cat | 2104008330 | 72% | AP-42, www.epa.gov/ttnchie1/ap42/ch01/related/woodstove.pdf, Table 2.1-2 |  | 386.9369 | 15 | 2 | 0.4 | 16.2 | 16.2 | 0.9 | 107 | AP-42, Table 1.10-1, assumed Phase II (1990 stds) | 0.93642
Pellet Stove (Exempt) | PS-Exempt | 2104008410 | 56% | AP-42, Table 1.10-5 |  | 243.6269 | 2.4 | 13.8 | 0.4 | 4.2 | 4.2 | 0.56667 | 39.4 | AP-42, Table 1.10-1 | 0.24277
Pellet Stove (EPA Certified) | PS-EPACert | 2104008420 | 78% | AP-42, www.epa.gov/ttnchie1/ap42/ch01/related/woodstove.pdf, Table 2 |  | 128.979 | 2.4 | 13.8 | 0.4 | 4.2 | 4.2 | 0.3 | 39.4 | AP-42, Table 1.10-1 | 0.24277
OWB (Hydronic Heater) - 80/20 Unqual/Phase 2 Wtd | OWBWtd | 2104008610 | 43% | EPA/NY per wood_stoves.xls |  | 773.8737 | 45.4 | 2.64 | 0.4 | 27.5018 | 27.5018 | 1.8 | 206.04 |  | 1.5897
OWB (Hydronic Heater) - Unqualified | OWB | 2104008610 | 43% | EPA/NY per wood_stoves.xls |  | 773.8737 | 53 | 2.8 | 0.4 | 33.055 | 33.055 | 1.8 | 230.8 | EPA/NY per wood_stoves.xls for PM, set rates for other pollutants to those for woodstoves | 1.9107
OWB (Hydronic Heater) - Phase 1 | OWB-Ph1 | 2104008610 | 43% | EPA/NY per wood_stoves.xls |  | 773.8737 | 12 | 2 | 0.4 | 9.9165 | 9.9165 | 1.8 | 140.8 | EPA/NY per wood_stoves.xls for PM, set rates for other pollutants to those for woodstoves | 0.57321
OWB (Hydronic Heater) - Phase 2 | OWB-Ph2 | 2104008640 | 43% | EPA/NY per wood_stoves.xls |  | 773.8737 | 15 | 2 | 0.4 | 5.2888 | 5.2888 | 1.8 | 107 | EPA/NY per wood_stoves.xls for PM, set rates for other pollutants to those for woodstoves | 0.30571
|  |  | Combustion | Efficiency |  | EF | Emission Factors
Other Heating Types | Device Name | SCC | Efficiency | Source | Fuel | Units | VOC | NOX | SO2 | PM10-PRI | PM25-PRI | NH3 | CO | Emission Factor Source
Central Oil (Weighted # 1 & #2), Residential | COil-Res | 2104004000 | 81% | EIA | Fuel Oil #1&2 | lb/1000 gal | 0.713 | 18 | 30.7146 | 0.4 | 0.4 | 1 | 5 | EPA, AP-42 Table 1.3-1 for all but NH3, EPA/Pechan for NH3
Central Oil (#1 distillate), Residential | COil-Res1 | 2104004000 | 81% | EIA | Fuel Oil #1 | lb/1000 gal | 0.713 | 18 | 12.7232 | 0.4 | 0.4 | 1 | 5 | EPA, AP-42 Table 1.3-1 for all but NH3, EPA/Pechan for NH3
Central Oil (#2 distillate), Residential | COil-Res2 | 2104004000 | 81% | EIA | Fuel Oil #2 | lb/1000 gal | 0.713 | 18 | 36.4372 | 0.4 | 0.4 | 1 | 5 | EPA, AP-42 Table 1.3-1 for all but NH3, EPA/Pechan for NH3
Central Oil (Weighted # 1 & #2), Commercial | COil-Com | 2103004001 | 81% | EIA | Fuel Oil #2 | lb/1000 gal | 0.713 | 18 | 30.7146 | 0.4 | 0.4 | 1 | 5 | EPA, AP-42 Table 1.3-1 for all but NH3, EPA/Pechan for NH3
Portable: 43% Kerosene & 57% Fuel Oil | Prtbl | 2104004000 | 81% |  | Kero/FO | lb/1000 gal | 0.713 | 18 | 30.7146 | 0.4 | 0.4 | 1 | 5 | Emission rates for portable heating devices using kerosene/fuel oil #2 blend assumed equal to central oil (on #2) in absence of actual data
Direct Vent | DVOil | 2104007000 | 81% |  | Fuel Oil #1 | lb/1000 gal | 0.713 | 18 | 30.7146 | 0.4 | 0.4 | 1 | 5 | Emission rates for DV devices using Heating Oil #1 assumed equal to central oil (on #2) in absence of actual data
Natural Gas - Residential | NtGas-Res | 2104006010 | 81% |  | Natural Gas | lb/10^6 ft3 | 5.5 | 94 | 0.6 | 7.6 | 7.6 | 20 | 40 | EPA, AP-42 Tables 1.4-1 & 1.4-2 for all but NH3, EPA/Pechan for NH3
Natural Gas - Commercial, small uncontrolled | NtGas-Com | 2103006000 | 81% |  | Natural Gas | lb/10^6 ft3 | 5.5 | 100 | 0.6 | 7.6 | 7.6 | 20 | 40 | EPA, AP-42 Tables 1.4-1 & 1.4-2 for all but NH3, EPA/Pechan for NH3
Coal Boiler (bituminous/subbituminous, hand-fed) | CoalHt | 2104002000 | 43% | NY per wood_stoves.xls | Coal | lb/ton | 10 | 9.1 | 9.3 | 6.2 | 6.2 | 2 | 275 | EPA, AP-42: Table 1.1-3 for SOx, NOx, CO, Table 1.1-4 for PM, Table 1.1-19 for VOC, EPA/Pechan for NH3
Waste Oil Burning | WasteOil | 2102012000 | - |  | Fuel Oil #2 | lb/1000 gal | 1 | 19 | 44.1 | 25.5 | 25.5 | 1 | 5 | EPA, AP-42 Table 1.11-1 for all but NH3, EPA/Pechan for NH3
Muni Heat | - | - | -
Note on M37: Tom Carlson: NH3 EF from Pechan "Estimating Ammonia Emissions from Anthropogenic Non-Agricultural Sources" Draft Final Report, April 2004.
Note on H39: Tom Carlson: No separate EF data for this pollutant for certified inserts. Assumed equal to certified non-catalytic woodstove EF.
Note on I39: Tom Carlson: No separate EF data for this pollutant for certified inserts. Assumed equal to certified non-catalytic woodstove EF.
Note on J39: Tom Carlson: No separate EF data for this pollutant for certified inserts. Assumed equal to certified non-catalytic woodstove EF.
Note on M39: Tom Carlson: No separate EF data for this pollutant for certified inserts. Assumed equal to certified non-catalytic woodstove EF.
Note on N39: Tom Carlson: No separate EF data for this pollutant for certified inserts. Assumed equal to certified non-catalytic woodstove EF.
Note on H40: Tom Carlson: No separate EF data for this pollutant for certified inserts. Assumed equal to certified catalytic woodstove EF.
Note on I40: Tom Carlson: No separate EF data for this pollutant for certified inserts. Assumed equal to certified catalytic woodstove EF.
Note on J40: Tom Carlson: No separate EF data for this pollutant for certified inserts. Assumed equal to certified catalytic woodstove EF.
Note on M40: Tom Carlson: No separate EF data for this pollutant for certified inserts. Assumed equal to certified catalytic woodstove EF.
Note on N40: Tom Carlson: No separate EF data for this pollutant for certified inserts. Assumed equal to certified catalytic woodstove EF.
Note on M41: Tom Carlson: NH3 EF from Pechan "Estimating Ammonia Emissions from Anthropogenic Non-Agricultural Sources" Draft Final Report, April 2004.
Note on M42: Tom Carlson: NH3 EF from Pechan "Estimating Ammonia Emissions from Anthropogenic Non-Agricultural Sources" Draft Final Report, April 2004.
Note on M43: Tom Carlson: NH3 EF from Pechan "Estimating Ammonia Emissions from Anthropogenic Non-Agricultural Sources" Draft Final Report, April 2004.
Note on H44: Tom Carlson: From http://www.epa.gov/burnwise/pdfs/EPA_stove_emis_reduct.pdf, converted from kg/tonne to lb/ton.
Note on J44: Tom Carlson: No data for exempt pellet stoves in AP-42, assumed same as certified pellet stoves.
Note on M44: Tom Carlson: NH3 EF from Pechan "Estimating Ammonia Emissions from Anthropogenic Non-Agricultural Sources" Draft Final Report, April 2004.
Note on H45: Tom Carlson: From http://www.epa.gov/burnwise/pdfs/EPA_stove_emis_reduct.pdf, converted from kg/tonne to lb/ton.
Note on M45: Tom Carlson: NH3 EF from Pechan "Estimating Ammonia Emissions from Anthropogenic Non-Agricultural Sources" Draft Final Report, April 2004.
Note on M46: Tom Carlson: NH3 EF from Pechan "Estimating Ammonia Emissions from Anthropogenic Non-Agricultural Sources" Draft Final Report, April 2004.
Note on M47: Tom Carlson: NH3 EF from Pechan "Estimating Ammonia Emissions from Anthropogenic Non-Agricultural Sources" Draft Final Report, April 2004.
Note on M48: Tom Carlson: NH3 EF from Pechan "Estimating Ammonia Emissions from Anthropogenic Non-Agricultural Sources" Draft Final Report, April 2004.
Note on M49: Tom Carlson: NH3 EF from Pechan "Estimating Ammonia Emissions from Anthropogenic Non-Agricultural Sources" Draft Final Report, April 2004.
Note on J54: Tom Carlson: Assumes fuel sulfur content of 2,163 ppm per RGD 8/18/11 email. This also reflects a rough 76% vs. 24% split in exising use of #2 and #1 distillate, respectively per info from Polar Fuel and Soutdough (PetroStar) in 1/31/12 email from Joan Hardesty to Bob Dulla: 76% x 2566 ppm (#2 S) + 24% x 896 ppm (#1 S) = 2,165 ppm S.
Note on J55: Tom Carlson: Assumes fuel sulfur content of 896 ppm per RGD 2/13/12 email giving sulfur content in #1 as measured by OMNI Labs.
Note on J56: Tom Carlson: Assumes fuel sulfur content of 2,566 ppm per RGD 2/13/12 email giving sulfur content in #2 as measured by OMNI Labs.
Note on J57: Tom Carlson: Assumes fuel sulfur content of 2,163 ppm per RGD 8/18/11 email. This also reflects a rough 76% vs. 24% split in exising use of #2 and #1 distillate, respectively per info from Polar Fuel and Soutdough (PetroStar) in 1/31/12 email from Joan Hardesty to Bob Dulla: 76% x 2566 ppm (#2 S) + 24% x 896 ppm (#1 S) = 2,165 ppm S.
Note on A58: Tom Carlson: Portable heater fuel split per 2007 Fairbanks HH survey.
Note on J58: Tom Carlson: Assumes fuel sulfur content of 2,163 ppm per RGD 8/18/11 email. This also reflects a rough 76% vs. 24% split in exising use of #2 and #1 distillate, respectively per info from Polar Fuel and Soutdough (PetroStar) in 1/31/12 email from Joan Hardesty to Bob Dulla: 76% x 2566 ppm (#2 S) + 24% x 896 ppm (#1 S) = 2,165 ppm S.
Note on J62: Tom Carlson: Assuming coal sulfur content of 0.3% weight per www.usibelli.com/Coal_data.asp
Note on J63: Tom Carlson: Sulfur content of 0.3% weight assumed for waste oil based on www.epa.gov/ttncatc1/dir1/w_oilacr.pdf, Table 1 (used motor oil average).
Note on K63: Tom Carlson: Ash content of 0.5% weight assumed for waste oil based on www.epa.gov/ttncatc1/dir1/w_oilacr.pdf, Table 1 (used motor oil average).
Note on L63: Tom Carlson: Ash content of 0.5% weight assumed for waste oil based on www.epa.gov/ttncatc1/dir1/w_oilacr.pdf, Table 1.

## EPACert_HHs
USEPA Certified Hydronic Heaters June 2017
Manufacturer | Model Name | Model Number | Recommended Fuel | Annual Avg. Emission Rate (lb/mmBtu) | Max Heat Output Rating (Btu/hr) | 8-hour Output Rating (BTU/hr) | Annual Average Efficiency (%HHV) | Annual Avg. Emission Rate (gr/hr)* | Carbon Monoxide (required for certifications under the 2015 NSPS) g/hr | Thermal Storage Required
Recently added heaters in red italics | [7 empty] | *Not able to calculate (NAC) – the test method (EN 303-5) does not provide a process for calculating the annual average particulate emissions rate (grams/hr). |  |  | ER/EF Slope
Advanced Climate Technologies, LLC |  | CP 500 | Pellets | 0.03 | 532000 | 532000 | 88 | NAC* |  | X
Advanced Climate Technologies, LLC |  | CP 850 | Pellets | 0.02 | 840000 | 840000 | 88 | NAC |  | X
Advanced Climate Technologies, LLC |  | CP 1000 | Pellets | 0.03 | 1030000 | 1030000 | 87 | NAC |  | X
Advanced Climate Technologies, LLC |  | CP 1700 | Pellets | 0.01 | 1650000 | 1650000 | 89 | NAC |  | X
Alternate Heating Systems | Wood Gun | E155 | cord wood | 0.32 | 147632 |  | 53 | 5.09 |  |  | 15.9062
Central Boiler | E-Classic | 1450 | cord wood | 0.18 | 214000 | 120529 | 78 | 4.7 |  |  | 26.1111
Central Boiler | E-Classic | 3250 IR | cord wood | 0.18 | 245000 | 244174 | 69 | 3.81 |  |  | 21.1667
Central Boiler | Maxim | M255P/M255PE | Pellets | 0.04 | 165215 | 165215 | 82 | 0.8 |  |  | 20
Central Boiler | Classic Edge | 350 | cord wood | 0.18 | 177802 | 67702 | 79 | 3.6 |  |  | 20
Central Boiler | Classic Edge | 550 | cord wood | 0.31 | 162170 | 81168 | 70 | 5.2 |  |  | 16.7742
Central Boiler | Classic Edge | 750 | cord wood | 0.18 | 240362 | 186669 | 72.3 | 4.6 |  |  | 25.5556
DECTRA | GARN | WHS-2000H | cord wood | 0.071 | 200000 | 105050 | 74 | 1.69 |  |  | 23.8028
DECTRA | GARN | WHS-2000V | cord wood | 0.07 | 200000 | 105050 | 74 | 1.69 |  |  | 24.1429
DECTRA | GARN | WHS-1500H | cord wood | 0.14 | 177000 | 87179 | 65 | 2.88 |  |  | 20.5714
DECTRA | GARN | WHS-1500V | cord wood | 0.14 | 177000 | 87179 | 65 | 2.88 |  |  | 20.5714
DECTRA | GARN | WHS-1000H and WHS-1000V | cord wood | 0.2 | 160000 | 160000 | 77 | NAC | 0.47
Earth Manufacturing, LLC | Klear Sky | 400 | cord wood | 0.3 | 70770 | 45786 | 47 | 5.1 |  |  | 17
Econoburn Boilers | EBW | 200-170 | cord wood | 0.16 | 171638 |  | 60 | NAC |  | x
Effecta Energy Solutions |  | Komplett III Light 20 KW | pellets | 0.02 | 68000 | 68000 | 85 | NAC |  | X
Effecta Energy Solutions |  | Komplett III Light 25 kW | pellets | 0.02 | 85000 | 85000 | 86 | NAC |  | X
Effecta Energy Solutions |  | Komplett III Light 35 kW | pellets | 0.02 | 120000 | 120000 | 85 | NAC |  | X
Effecta Energy Solutions |  | Smart 55 | Cord wood | 0.04 | 183573 | 183573 | 83 | NAC | 0.64 | x
Effecta Energy Solutions |  | Smart 40 | Cord wood | 0.07 | 142600 | 142600 | 75 | NAC | 0.4 | X
ESIM | USV | 100GS | cord wood | 0.2 | 350367 |  | 61 | 7.55
Evoworld, Inc |  | HP 14 | Pellets | 0.01 | 47800 | 47800 | 88 | NAC |  | X
Evoworld, Inc |  | P 28 | Pellets | 0.02 | 94200 | 94200 | 85 | NAC |  | X
Evoworld, Inc |  | P 50 | Pellets | 0.01 | 163000 | 163000 | 90 | NAC |  | X
Evoworld, Inc |  | P 100 | Pellets | 0.02 | 360000 | 360000 | 88 | NAC |  | X
Evoworld, Inc |  | P 200 | Pellets | 0.02 | 699000 | 699000 | 86 | NAC |  | X
Fröling Heizkessel- und Behälterbau Ges.m.b.H |  | P4 Unit 8 | Pellets | 0.04 | 35800 | 35800 | 88 | NAC |  | X
Fröling Heizkessel- und Behälterbau Ges.m.b.H |  | P4 Unit 15 | Pellets | 0.03 | 50800 | 50800 | 87 | NAC |  | X
Fröling Heizkessel- und Behälterbau Ges.m.b.H |  | P4 Unit 20 | Pellets | 0.03 | 68200 | 68200 | 87 | NAC |  | X
Fröling Heizkessel- und Behälterbau Ges.m.b.H |  | P4 Unit 25 | Pellets | 0.03 | 85300 | 85300 | 87 | NAC |  | X
Fröling Heizkessel- und Behälterbau Ges.m.b.H |  | P4 Unit 32 | Pellets | 0.03 | 109000 | 109000 | 87 | NAC |  | X
Fröling Heizkessel- und Behälterbau Ges.m.b.H |  | P4 Unit 38 | Pellets | 0.02 | 130000 | 130000 | 86 | NAC |  | X
Fröling Heizkessel- und Behälterbau Ges.m.b.H |  | P4 Unit 48 | Pellets | 0.03 | 164000 | 164000 | 86 | NAC |  | X
Fröling Heizkessel- und Behälterbau Ges.m.b.H |  | P4 Unit 60 | Pellets | 0.03 | 200000 | 200000 | 86 | NAC |  | X
Fröling Heizkessel- und Behälterbau Ges.m.b.H |  | P4 Unit 80 | Pellets | 0.03 | 273000 | 273000 | 87 | NAC |  | X
Fröling Heizkessel- und Behälterbau Ges.m.b.H |  | P4 Unit 100 | Pellets | 0.03 | 341000 | 341000 | 88 | NAC |  | X
Fröling Heizkessel- und Behälterbau Ges.m.b.H |  | T4-130 | Pellets | 0.02 | 444000 | 444000 | 85 | NAC |  | X
Fröling Heizkessel- und Behälterbau Ges.m.b.H |  | S3 Turbo 50 | cord wood | 0.12 | 166194 | 166194 | 73 | NAC |  | X
Fröling Heizkessel- und Behälterbau Ges.m.b.H |  | T4-150 | Pellets | 0.02 | 512000 | 512000 | 85 | NAC |  | X
Greentech Manufacturing Inc. | Crown Royal | RS7400E | cord wood | 0.24 | 296192 | 116597 | 61 | 8
Greentech Manufacturing Inc. | Crown Royal | RS7200E | cord wood | 0.13 | 184508 | 184508 | 60 | 2.46
Greentech Manufacturing Inc. | Crown Royal | RS7300E | cord wood | 0.29 | 189599 | 60612 | 54 | 6.2
Hardy Manufacturing Co., Inc. | KB | 125 | cord wood | 0.3 | 119457 | 60261 | 61 | 4.1
Hardy Manufacturing Co., Inc. | KB | 165 | cord wood | 0.31 | 150000 | 73573 | 57 | 3.9
Hawken Energy | GX Series | GX 10 | cord wood | 0.14 | 144870 | 76887 | 64 | 2.2
Hawken Energy | GX Series | GX15 | cord wood | 0.18 | 176116 | 73234 | 70 | 3.7
Hawken Energy | GX Series | GX30 | cord wood | 0.17 | 242090 | 104865 | 67 | 4.9
Heatmor |  | 400-4S | cord wood | 0.28 | 400000 | 160599 | 76 | 10.7
Heatmor | X Series | 200X | cord wood | 0.3 | 184459 | 54019 | 62 | 8.1
Heatmor |  | 350X | cord wood | 0.31 | 255582 | 89753 | 58 | 9.2
Heatmor | 200 SSP | 200 SSP | cord wood | 0.32 | 180000 | 162793 | 69 | NAC
Heizomat Canada, Inc. |  | RHK AK 30 | pellets | 0.04 | 142000 | 142000 | 86 | NAC |  | X
Hydronic Specialty Supply, Inc. | Drummer | Drummer 35 | cord wood | 0.32 | 115000 |  | 60 | NAC |  | x
LMF Manufacturing Ltd. |  | AHB-170P | pellets | 0.99 | 77771 |  | 54 |  | 0.47
Mahoning Outdoor Furnace | Mahoning Skye | Series V | cord wood | 0.18 | 110000 | 82594 | 54 | 2.4
Maine Energy Systems, LLC |  | PE16 | pellets | 0.023 | 57000 | 57000 | 86 | NAC |  | x
Maine Energy Systems, LLC |  | PE32 | pellets | 0.019 | 109000 | 109000 | 85 | NAC |  | x
Maine Energy Systems, LLC |  | PE64 | pellets | 0.021 | 229000 | 229000 | 87 | NAC |  | x
Maine Energy Systems, LLC | PE/PES | 12-20 | pellets | 0.07 | 67694 |  | 75 | 0.7
Maine Energy Systems, LLC | PES | 25-32 | pellets | 0.06 | 99797 |  | 81 | 0.8
Maine Energy Systems, LLC | PE/PES | 36-56 | pellets | 0.07 | 199408 |  | 86 | 1.7
Maine Energy Systems, LLC | EasyPell | 16-20kW | pellets | 0.1 | 68000 |  | 75 | NAC
Marway Welding | Phase | 2-200 | cord wood | 0.26 | 139576 | 65336 | 39 | 3.75
Nature's Comfort LLC | GT Series | GT-6000 | cord wood | 0.22 | 250000 | 100959 | 73 | 5.7
NBE Production | Kedel | RTB54 | pellets | 0.08 | 60000 |  | 70 | 0.68
NBE Production | Kedel | RTB102 | pellets | 0.07 | 87379 |  | 73 | 0.87
NBE Production | Kedel | RTB170 | pellets | 0.08 | 162000 |  | 79 | 1.76
NBE Production | Kedel | RTB54 | pellets | 0.03 | 58000 | 58000 | 85 | NAC |  | x
NBE Production | Kedel | RTB102 | pellets | 0.037 | 86000 | 86000 | 85 | NAC |  | x
NBE Production | Kedel | RTB170 | pellets | 0.042 | 156000 | 156000 | 86 | NAC |  | x
Northwest Mfg Inc | Woodmaster | Ultra 30 | pellets | 0.09 | 102716 | 102716 | 59 | 1.6
Northwest Mfg Inc | Woodmaster | CleanFire 400 | cord wood | 0.07 | 102408 | 102408 | 67 | 1.04
Northwest Mfg Inc | Woodmaster | Mini Boiler | pellets | 0.11 | 101577 | 101577 | 65 | 1.4
Pellergy, LLC/Windhager Zentralheizung Technik GmbH |  | Alpha-60 | pellets | 0.016 | 51900 | 51900 | 86 | NAC |  | x
Pellergy, LLC/Windhager Zentralheizung Technik GmbH |  | Alpha-100 | pellets | 0.014 | 88400 | 88400 | 86 | NAC |  | x
Piney Manufacturing | Optimizer | 350 | cord wood | 0.3 | 400000 | 160421 | 65 | 7.3
Piney Manufacturing | Enviro Chip | 500 | wood chips | 0.19 | 280000 |  | 73 | 5.4
Polar Furnace Manufacturing Inc. | G3 | G3 | cord wood | 0.08 | 200000 | 142533 | 72 | 1.96
Polar Furnace Manufacturing Inc. |  | G-Class G2Plus | cord wood | 0.07 | 183307 | 183307 | 73 | NAC | 1.7
Polar Furnace Manufacturing Inc. | G2 | G2 | cord wood | 0.19 | 200000 | 66897 | 67 | 3.53
Profab Industries | Empire Elite | 200/XT200 | cord wood | 0.31 | 185983 | 64047 | 61 | 5.96
Smokeless Heat, LLC/Värmebaronen AB |  | Pellmax UB | pellets | 0.03 | 83100 | 83100 | 85 | NAC |  | x
Steel Tech, Inc. | G Series | G200-2 | cord wood | 0.07 | 232000 | 111315 | 75 | 1.7
Steel Tech, Inc. | G Series | G100 | cord wood | 0.07 | 125000 |  | 68 | 1
Steel Tech, Inc. | G Series | G400 | cord wood | 0.23 | 350000 | 180409 | 74 | 9
Tarm USA, Inc. | FHG | 20/30 | cord wood | 0.18 | 70000 |  | 69 | NAC |  | x
Tarm USA, Inc./ Fröling Heizkessel- und Behälterbau Ges.m.b.H |  | P4 Unit 8 | pellets | 0.035 | 35800 | 35800 | 88 | NAC |  | x
Tarm USA, Inc./ Fröling Heizkessel- und Behälterbau Ges.m.b.H |  | P4 Unit 15 | pellets | 0.03 | 50800 | 50800 | 87 | NAC |  | x
Tarm USA, Inc./ Fröling Heizkessel- und Behälterbau Ges.m.b.H |  | P4 Unit 20 | pellets | 0.028 | 68200 | 68200 | 87 | NAC |  | x
Tarm USA, Inc./ Fröling Heizkessel- und Behälterbau Ges.m.b.H |  | P4 Unit 25 | pellets | 0.028 | 85300 | 85300 | 87 | NAC |  | x
Tarm USA, Inc./ Fröling Heizkessel- und Behälterbau Ges.m.b.H |  | P4 Unit 32 | pellets | 0.026 | 109000 | 109000 | 87 | NAC |  | x
Tarm USA, Inc./ Fröling Heizkessel- und Behälterbau Ges.m.b.H |  | P4 Unit 38 | pellets | 0.023 | 130000 | 130000 | 86 | NAC |  | x
Tarm USA, Inc./ Fröling Heizkessel- und Behälterbau Ges.m.b.H |  | P4 Unit 48 | pellets | 0.027 | 164000 | 164000 | 86 | NAC |  | x
Tarm USA, Inc./ Fröling Heizkessel- und Behälterbau Ges.m.b.H |  | P4 Unit 60 | pellets | 0.03 | 200000 | 200000 | 86 | NAC |  | x
Tarm USA, Inc./ Fröling Heizkessel- und Behälterbau Ges.m.b.H |  | P4 Unit 80 | pellets | 0.033 | 273000 | 273000 | 87 | NAC |  | x
Tarm USA, Inc./ Fröling Heizkessel- und Behälterbau Ges.m.b.H |  | P4 Unit 100 | pellets | 0.033 | 341000 | 341000 | 88 | NAC |  | x
Tarm USA, Inc./ Fröling Heizkessel- und Behälterbau Ges.m.b.H |  | T4-130 | pellets | 0.021 | 444000 | 444000 | 85 | NAC |  | x
Tarm USA, Inc./ Fröling Heizkessel- und Behälterbau Ges.m.b.H |  | T4-150 | pellets | 0.021 | 512000 | 512000 | 85 | NAC |  | x
Varmebaronen AB/ Smokeless Heat, LLC | Pellmax | 200 UB | Pellets | 0.03 | 83100 | 83100 | 85 | NAC |  | X
Varmebaronen AB | Vedolux | 30 | cord wood | 0.19 | 109529 | 109529 | 62 | NAC | 0.13 | x
Varmebaronen AB | Vedolux | 37 | cord wood | 0.11 | 132119 | 132119 | 69 | NAC | 0.1 | x
Varmebaronen AB | Vedolux | 55 | cord wood | 0.11 | 170418 | 170418 | 67 | NAC | 0.12 | x
Varmebaronen AB | Vedolux | 450 | cord wood | 0.04 | 130731 | 130731 | 75 | NAC | 0.04 | x
Varmebaronen AB | Vedolux | 650 | cord wood | 0.08 | 201743 |  | 73 |  | 0.46 | x
Varmebaronen AB | Vedolux | 350 | cord wood | 0.08 | 118724 | 118724 | 74 | NAC | 0.07 | x
Viessmann Holzheiztechnik GmbH |  | Pyrot 150 | Pellets | 0.01 | 494000 | 494000 | 85 | NAC |  | X
Viessmann Holzheiztechnik GmbH |  | Pyrot 540 | Pellets | 0.02 | 1700000 | 1700000 | 88 | NAC |  | X
Viessmann Holzheiztechnik GmbH |  | Pyrotec 390 | Pellets | 0.04 | 1430000 | 1430000 | 86 | NAC |  | X
Viessmann Holzheiztechnik GmbH |  | Pyrotec 530 | Pellets | 0.06 | 1860000 | 1860000 | 87 | NAC |  | X
Viessmann Holzheiztechnik GmbH |  | Pyrotec 720 | Pellets | 0.06 | 2470000 | 2470000 | 85 | NAC |  | X
WEbiomass, Inc. | Woodpecker |  | pellets | 0.19 | 153000 |  | 72 | 3.3
Windhager Zentralheizung Technik GmbH |  | BioWin 152 | pellets | 0.02 | 55000 | 55000 | 87 | NAC |  | X
Windhager Zentralheizung Technik GmbH |  | BioWin 102 | Pellets | 0.02 | 36900 | 36900 | 88 | NAC |  | X
Windhager Zentralheizung Technik GmbH |  | BioWin 262 | Pellets | 0.02 | 94500 | 94500 | 87 | NAC |  | X
Windhager, North America, LLC/Windhager Zentralheizung Technik GmbH |  | BioWin 100 | pellets | 0.016 | 34800 | 34800 | 87 | NAC |  | x
Windhager, North America, LLC/Windhager Zentralheizung Technik GmbH |  | BioWin 150 | pellets | 0.016 | 51900 | 51900 | 86 | NAC |  | x
Windhager, North America, LLC/Windhager Zentralheizung Technik GmbH |  | BioWin 260 | pellets | 0.014 | 88400 | 88400 | 86 | NAC |  | x
Windhager, North America, LLC/Windhager Zentralheizung Technik GmbH |  | BioWin 350 | pellets | 0.016 | 119000 | 119000 | 85 | NAC |  | x
Windhager, North America, LLC/Windhager Zentralheizung Technik GmbH |  | BioWin 600 | pellets | 0.021 | 202000 | 202000 | 85 | NAC |  | x
Wood Boiler USA | Pellet Burner Easy | 35 | Pellet | 0.1 | 429452 | 429452 | 67 | NAC
Wood Boiler USA |  | E4 | cord wood | 0.25 | 161455 | 77308 | 61 | 4.5
Wood Boiler USA |  | Blaze HE | cord wood | 0.27 | 166109 | 60000 | 58 | 5.3
END of LIST