## PermitSearchResults (25)
RBLCID | FACILITY_NAME | CORPORATE_OR_COMPANY_NAME | FACILITY_COUNTY | FACILITY_STATE | FACILITY_ZIP_CODE | FACILITY_COUNTRY | FACILTY_CONTACT_NAME | FACILITY_PHONE | FACILITY_CONTACT_EMAIL | EPA_REGION | AGENCY_CODE | AGENCY_NAME | AGENCY_CONTACT | AGENCY_PHONE | AGENCY_EMAIL | OTHER_AGENCY_CONTACT_INFO | PERMIT_NUM | SIC_CODE | NAICS_CODE | FACILITY_REGISTRY_SYSTEM_NUMBER | COMPLETE_APPLICATION_DATE | PERMIT_ISSUANCE_DATE | DATE_DETERMINATION_ENTERED_INTO_RBLC | DATE_DETERMINATION_LAST_UPDATED | PERMIT_TYPE | PERMIT_URL | FACILITY_DESCRIPTION | PERMIT_NOTES | PROCESS_NAME | PROCCESS_TYPE | PRIMARY_FUEL | THROUGHPUT | THROUGHPUT_UNIT | PROCESS_NOTES | POLLUTANT | TESTMETHOD | POLLUTANT_GROUP(S) | CAS_NUMBER | CONTROL_METHOD_CODE | CONTROL_METHOD_DESCRIPTION | EMISSION_LIMIT_1 | EMISSION_LIMIT_1_UNIT | EMISSION_LIMIT_1_AVG_TIME_CONDITION | CASE-BY-CASE_BASIS | OTHER_ APPLICABLE_REQUIREMENTS | OTHER_FACTORS | PERCENT_EFFICIENCY | COMPLIANCE_VERIFIED | EMISSION_LIMIT_2 | EMISSION_LIMIT_2_UNIT | EMISSION_LIMIT_2_AVGERAGE_TIME_CONDITION | STANDARAD_EMISSION_LIMIT | STANDARD_EMISSION_LIMIT_UNIT | STANDARD_LIMIT_AVERAGE_TIME_CONDITION | COST_EFFECTIVENESS | INCREMENTAL_COST_EFFECTIVENESS | Cost_Verified | DOLLAR_YEAR_USED_IN_COST_ESTIMATES | POLLUTANT_COMPLIANCE_NOTES
OK-0129 | CHOUTEAU POWER PLANT | ASSOCIATED ELECTRIC COOPERATIVE INC | MAYES | OK | 74362 | USA |  |  |  | 6 | OK001 | OKLAHOMA DEPARTMENT OF ENVIRONMENTAL QUALITY | MR. LEE WARDEN | (405)702-4182 | LEE.WARDEN@DEQ.OK.GOV |  | 2007-115-C(M-1)PSD | 4911 | 221112 | 4009700017 | 06/19/2008 &nbsp;ACT | 01/23/2009 &nbsp;ACT | 2009-11-20 | 2010-02-18 | B |  |  |  | COMBINED CYCLE COGENERATION &gt;25MW | 15.21 | NATURAL GAS | 1882 | MMBTU/H | SIEMENS V84.3A | Volatile Organic Compounds (VOC) | Unspecified | (Volatile Organic Compounds (VOC)) | VOC | P | GOOD COMBUSTION | 0.3 | PPM | 3-HR AVG @ 15% O2 | BACT-PSD | N/A | U | 0 | U | 5.27 | LB/H | 3-HR AVG @ 15% O2 | 0 |  |  | 0 | 0 | N
TX-0618 | CHANNEL ENERGY CENTER LLC | CHANNEL ENERGY CENTER LLC | HARRIS | TX |  | USA | MS. JAN STAVINOHA | 713-570-4814 |  | 6 | TX001 | TEXAS COMMISSION ON ENVIRONMENTAL QUALITY (TCEQ) | MS. ANNE INMAN | (512) 239-1267 | anne.inman@tceq.texas.gov | Mr. Sean O'Brien 512-239-1137 sean.obrien@tceq.texas.gov | PSDTX955M1 | 4911 | 221112 | 110034690564 | 11/03/2011 &nbsp;ACT | 10/15/2012 &nbsp;ACT | 2012-10-24 | 2014-01-06 | B |  | Combustion turbine (Siemens 501F)/duct burners (475 MMBtu/hr) with heat recovery steam generator | 42179 and N021M1 | Combined Cycle Turbine | 15.21 | natural gas | 180 | MW | The turbine is a Siemens 501F rated at a nominal 180 MW and the duct burner will have a maximum design heat input of 475 MMBtu/hr. | Volatile Organic Compounds (VOC) | Unspecified | (Volatile Organic Compounds (VOC)) | VOC | P | Good combustion | 2 | PPMVD | @15% O2 | BACT-PSD |  | U | 0 | U | 0 |  |  | 0 |  |  | 0 | 0 | N |  | Compliance is demonstrated during initial stack testing
*FL-0363 | DANIA BEACH ENERGY CENTER | FLORIDA POWER AND LIGHT COMPANY | BROWARD | FL | 33314 | USA | JOHN HAMPP | 561-691-2894 | JOHN.HAMPP@FPL.COM | 4 | FL001 | FLORIDA DEPT. OF ENVIRONMENTAL PROTECTION | MR. DAVID READ | (850) 717-9000 | David.Read@dep.state.fl.us |  | 0110037-017-AC | 4911 | 221112 | 110002044065 | 07/27/2017 &nbsp;ACT | 12/04/2017 &nbsp;ACT | 2018-04-03 | 2018-04-11 | B | https://arm-permit2k.dep.state.fl.us/nontv/0110037.017.AC.F.ZIP | 1200 megawatt 2-on-1 combined cycle facility, natural gas-fired, with limited ULSD use. GE 7HA turbines | Technical evaluation available at https://arm-permit2k.dep.state.fl.us/nontv/0110037.017.AC.D.ZIP | 2-on-1 combined cycle unit (GE 7HA) | 15.21 | Natural gas | 4000 | MMBtu/hr | Two nominal 430 MW combustion turbines, coupled to a steam turbine generator | Volatile Organic Compounds (VOC) | EPA/OAR Mthd 25A | (Volatile Organic Compounds (VOC)) | VOC | P | Good Combustion and Clean fuels | 1 | PPMVD@15% O2 | FOR NATURAL GAS OPERATION | BACT-PSD |  | U | 0 | U | 2.6 | PPMVD@15% O2 | FOR OIL OPERATION | 0 |  |  | 0 | 0 | N |  | Initial stack test only; CO used as proxy thereafter
FL-0337 | POLK POWER STATION | TAMPA ELECTRIC COMPANY | POLK | FL | 33860 | USA | PAUL CARPINONE | 813-228-4528 | PLCARPINONE@TECOENERGY.COM | 4 | FL001 | FLORIDA DEPT. OF ENVIRONMENTAL PROTECTION | MR. DAVID READ | (850) 717-9000 | David.Read@dep.state.fl.us | Leigh Ann Pell, Project Engineer Phone; 850-717-9033 | 1050233-034-AC | 4911 | 221112 | 110000365113 | 05/15/2013 &nbsp;ACT | 10/14/2012 &nbsp;ACT | 2013-08-06 | 2014-11-07 | D | http://appprod.dep.state.fl.us/air/emission/apds/listpermits.asp | The Polk Power Station consists of: a nominal 250 MW (net) solid fuel-based integrated gasification and combined cycle (Unit 1) including a sulfuric acid plant and an auxiliary boiler; four natural gas-fueled nominal 165 MW simple cycle combustion turbine-electrical generators (CTGs) designated as Units 2, 3, 4 and 5; and ancillary equipment. Units 2 and 3 are equipped with backup fuel oil-firing capability. | GHG(e) emissions: 4,307,862 | Combine cycle power block (4 on 1) | 15.21 | natural gas | 1160 | MW | Basis for the emission standard is either NSPS Subpart KKKK or Department BACT determinations. The BACT emission standards for NOX while operating in combined cycle are more stringent than the corresponding Subpart KKKK emissions standards of 15 and 42 ppmvd @15% O2 on a 30-day rolling average for natural gas and fuel oil, respectively. | Volatile Organic Compounds (VOC) | EPA/OAR Mthd 25A | (Volatile Organic Compounds (VOC)) | VOC | P | good combustion and fuel Sulfur limits | 1.4 | PPMVD @15% O2 |  | BACT-PSD |  | U | 0 | U | 0 |  |  | 0 |  |  | 0 | 0 | N |  | An initial VOC stack test shall be conducted on each CTG while firing natural gas and operating in combined cycle mode. Separate tests with duct burners are not required. Separate tests while operating in simple cycle are not required. Fuel shall not exceed 2 gr S/100 SCF of gas, 0.0015% S fuel oil.
TX-0620 | ES JOSLIN POWER PLANT | CALHOUN PORT AUTHORITY | CALHOUN | TX |  | USA | CHARLES HAUSMANN | 361-987-2813 |  | 6 | TX001 | TEXAS COMMISSION ON ENVIRONMENTAL QUALITY (TCEQ) | MS. ANNE INMAN | (512) 239-1267 | anne.inman@tceq.texas.gov | Mr. Sean O'Brien 512-239-1137 sean.obrien@tceq.texas.gov | PSDTX1256 | 4911 | 221112 | 110001866641 | 05/27/2011 &nbsp;ACT | 09/12/2012 &nbsp;ACT | 2012-11-14 | 2013-09-25 | B |  | Three gas-fired combined cycle turbine generators, including a steam turbine generator, to replace the existing steam boiler/turbine generator. | 96336 | Combined cycle gas turbine | 15.21 | natural gas | 195 | MW | The three combustion turbine generators (CTG) will be the General Electric 7FA, each with a maximum base-load electric power output of approximately 195 megawatts (MW). The steam turbine is rated at approximately 235 MW. This project also includes the installation of two emergency generators, one fire water pump, and auxiliary equipment. No duct burners. | Volatile Organic Compounds (VOC) | Unspecified | (Volatile Organic Compounds (VOC)) | VOC | P | good combustion and natural gas as fuel | 2 | PPMVD | @15% O2 | BACT-PSD |  | N | 0 | U | 0 |  |  | 0 |  |  | 0 | 0 | N |  | Compliance demonstrated during initial stack sampling
TX-0547 | NATURAL GAS-FIRED POWER GENERATION FACILITY | LAMAR POWER PARTNERS II LLC | LAMAR | TX | 75126 | USA |  |  |  | 6 | TX001 | TEXAS COMMISSION ON ENVIRONMENTAL QUALITY (TCEQ) | MS. ANNE INMAN | (512) 239-1267 | anne.inman@tceq.texas.gov | RANDY HAMILTON RHAMILTO@TCEQ.STATE.TX.US | 83207 | 4911 | 221122 | UNKNOWN | 10/25/2007 &nbsp;ACT | 06/22/2009 &nbsp;ACT | 2009-11-06 | 2009-11-06 | A |  | THE NEW POWER BLOCK WILL BE CAPABLE OF PRODUCING EITHER 620 OR 910 MEGAWATTS OF ELECTRICITY, DEPENDING UPON WHICH COMBUSTION TURBINE MODEL OPTION IS CHOSEN. | PSDTX1106 | ELECTRICITY GENERATION | 15.21 | NATURAL GAS | 250 | MW | LAMAR POWER PARTNERS PROPOSES TO CONSTRUCT A NATURAL GAS-FIRED COMBINED-CYCLE POWER BLOCK TO BE BUILT AT THE EXISTING SITE IN LAMAR COUNTY, TEXAS. THE NEW POWER BLOCK WILL BE CAPABLE OF PRODUCING EITHER 620 OR 910 MEGAWATTS OF ELECTRICITY, DEPENDING UPON WHICH COMBUSTION TURBINE MODEL OPTION IS CHOSEN. THE PROPOSED PROJECT WOULD INCLUDE TWO COMBUSTION TURBINES (EITHER 170 MW GENERAL ELECTRIC 7FAS OR 250 MW MITSUBISHI 501GS), TWO HEAT RECOVERY STEAM GENERATORS WITH DUCT BURNERS AND ONE STEAM TURBINE. THE GE7FAS WOULD BE CAPABLE OF PRODUCING 620 MW OF ELECTRICITY IN COMBINED CYCLE MODE, WHILE THE M501GS WOULD PRODUCE 910 MW IN COMBINED CYCLE MODE. | Volatile Organic Compounds (VOC) | Unspecified | (Volatile Organic Compounds (VOC)) | VOC | P | GOOD COMBUSTION PRACTICES | 4 | PPMVD | @ 15% O2, 24-HR ROLLING AVG | BACT-PSD |  | N | 0 | U | 0 |  |  | 0 |  |  | 0 | 0 | N
TX-0548 | MADISON BELL ENERGY CENTER | MADISON BELL PARTNERS LP | MADISON | TX | 77354 | USA |  |  |  | 6 | TX001 | TEXAS COMMISSION ON ENVIRONMENTAL QUALITY (TCEQ) | MS. ANNE INMAN | (512) 239-1267 | anne.inman@tceq.texas.gov | RANDY HAMILTON RHAMILTO@TCEQ.STATE.TX.US | 83378 | 4911 | 221122 | UNKNOWN | 10/31/2007 &nbsp;ACT | 08/18/2009 &nbsp;ACT | 2009-11-06 | 2009-11-06 | A |  | THE PROJECT WOULD INCLUDE FOUR NATURAL GAS-FIRED COMBUSTION TURBINES (GE F7EA) AND FOUR HEAT RECOVERY STEAM GENERATORS (HRSGS) WITH PROVISIONS FOR DUCT FIRING. THE PROPOSED PROJECT WILL OPERATE THE COMBUSTION TURBINES IN COMBINED CYCLE MODE. THE COMBINED NOMINAL GENERATING CAPACITY OF THE PLANT IS APPROXIMATELY 550 MW IN COMBINED CYCLE MODE. | PSDTX1105 | ELECTRICITY GENERATION | 15.21 | NATURAL GAS | 275 | MW | FOUR GE PG7121(EA) COMBINE CYCLE TURBINES FIRING NATURAL GAS WILL DIRECTLY GENERATE 75 MW; EACH HAS A 165 MMBTU/HR DUCT BURNER AND A HEAT RECOVERY STEAM GENERATOR. TWO HRSGÂ¿S WILL TURN ONE 125 MW STEAM TURBINE AND THE OTHER TWO WILL TURN ANOTHER 125 MW STEAM TURBINE. THE TURBINE MAY OPERATE WITHOUT THE DUCT BURNER. | Volatile Organic Compounds (VOC) | Unspecified | (Volatile Organic Compounds (VOC)) | VOC | P | GOOD COMBUSTION PRACTICES | 2.5 | PPMVD | @ 15% O2, 1-HR ROLLING AVG | BACT-PSD |  | N | 0 | N | 0 |  |  | 0 |  |  | 0 | 0 | N
LA-0254 | NINEMILE POINT ELECTRIC GENERATING PLANT | ENTERGY LOUISIANA LLC | JEFFERSON | LA | 70094 | USA | CHRISTEE HERBERT | (504) 576-5699 | CHERBER@ENTERGY.COM | 6 | LA001 | LOUISIANA DEPARTMENT OF ENV QUALITY | MR. BRYAN D. JOHNSTON | (225)219-3450 | BRYAN.JOHNSTON@LA.GOV | PERMIT WRITER: CHRIS SMITH, (225) 219-3417 | PSD-LA-752 | 4911 | 221112 | 110002049328 | 09/14/2010 &nbsp;ACT | 08/16/2011 &nbsp;ACT | 2011-09-22 | 2011-12-12 | B |  | 1827 MW POWER PLANT (PRE-PROJECT). NATURAL GAS IS PRIMARY FUEL; NO. 2 &amp; NO. 4 FUEL OIL ARE SECONDARY FUELS. PROJECT INVOLVES DECOMMISSIONING OF 2 BOILERS AND THE CONSTRUCTION OF 2 COMBINED CYCLE GAS TURBINES WITH DUCT BURNERS, A NATURAL GAS-FIRED AUXILIARY BOILER, A DIESEL GENERATOR, 2 COOLING TOWERS, A FUEL OIL STORAGE TANK, A DIESEL-FIRED FIREWASTER PUMP, AND AN ANHYDROUS AMMONIA TANK. FUELS FOR THE TURBINES INCLUDE NATURAL GAS, NO. 2 FUEL OIL, AND ULTRA LOW SULFUR DIESEL. | APPLICATION ACCEPTED RECEIVED DATE = DATE OF ADMINISTRATIVE COMPLETENESS BACT FOR GREENHOUSE GASES (CO2E) FROM THE COMBINED CYCLE TURBINE GENERATORS (UNITS 6A & 6B) IS OPERATING PROPERLY AND PERFORMING NECESSARY ROUTINE MAINTENANCE, REPAIR, AND REPLACEMENT TO MAINTAIN THE GROSS HEAT RATE AT OR BELOW 7630 BTU/KW-HR (HHV) (ANNUAL AVERAGE). | COMBINED CYCLE TURBINE GENERATORS (UNITS 6A &amp; 6B) | 15.21 | NATURAL GAS | 7146 | MMBTU/H | TURBINES ALSO PERMITTED TO BURN NO. 2 FUEL OIL AND ULTRA LOW SULFUR DIESEL. FUEL OIL USE IS LIMITED TO 1000 HOURS PER YEAR. | Volatile Organic Compounds (VOC) | EPA/OAR Mthd 25A | (Volatile Organic Compounds (VOC)) | VOC | P | GOOD COMBUSTION PRACTICES | 1.4 | PPMVD @ 15% O2 | HOURLY AVERAGE W/O DUCT BURNER | BACT-PSD | OPERATING PERMIT | U | 0 | U | 3.8 | PPMVD @ 15% O2 | HOURLY AVERAGE W/ DUCT BURNER | 0 |  |  | 0 | 0 | N |  | WHILE FIRING FUEL OIL, THE BACT LIMIT FOR VOC IS 3.1 PPMVD @ 15% O2 (HOURLY AVERAGE) STARTUP/SHUTDOWN: PROGRESS THROUGH THE SU/SD EVENT AS QUICKLY AS POSSIBLE WHILE FOLLOWING THE MANUFACTURER'S RECOMMENDED PROCEDURES. SU/SD OPERATIONS LIMITED TO 1302 HR/YR. BACT FOR GREENHOUSE GASES (CO2E) FROM THE COMBINED CYCLE TURBINE GENERATORS (UNITS 6A & 6B) IS OPERATING PROPERLY AND PERFORMING NECESSARY ROUTINE MAINTENANCE, REPAIR, AND REPLACEMENT TO MAINTAIN THE GROSS HEAT RATE AT OR BELOW 7630 BTU/KW-HR (HHV) (ANNUAL AVERAGE).
TX-0790 | PORT ARTHUR LNG EXPORT TERMINAL | PORT ARTHUR LNG, LLC | JEFFERSON | TX |  | USA | J.D. MORRIS | 713-298-5479 |  | 6 | TX001 | TEXAS COMMISSION ON ENVIRONMENTAL QUALITY (TCEQ) | MS. ANNE INMAN | (512) 239-1267 | anne.inman@tceq.texas.gov | Erik Hendrickson, (512) 239-1095, Erik.Hendrickson@TCEQ.Texas.gov | 131769, PSDTX1456, GHGPSDTX134 | 4922 | 486210 | UNKNOWN | 12/21/2015 &nbsp;ACT | 02/17/2016 &nbsp;ACT | 2016-02-26 | 2016-07-29 | A |  | Liquefied natural gas (LNG) export terminal |  | Refrigeration Compression Turbines | 15.21 | natural gas | 10 | M TONNES/YR | Four GE Frame 7E gas turbines for refrigeration and compression at the site | Volatile Organic Compounds (VOC) | Unspecified | (Volatile Organic Compounds (VOC)) | VOC | P | good combustion practices and Dry low NOx burners | 2 | PPM | 3-HR AVG | BACT-PSD |  | N | 0 | U | 0 |  |  | 0 |  |  | 0 | 0 | N
TX-0619 | DEER PARK ENERGY CENTER | DEER PARK ENERGY CENTER LLC | HARRIS | TX |  | USA | MS. JAN STAVINOHA | 713-570-4814 |  | 6 | TX001 | TEXAS COMMISSION ON ENVIRONMENTAL QUALITY (TCEQ) | MS. ANNE INMAN | (512) 239-1267 | anne.inman@tceq.texas.gov | Ms. Ruth Alvirez 512-239-5220 ruth.alvirez@tceq.texas.gov | PSDTX979M2 | 4911 | 221112 | 110017743254 | 09/01/2011 &nbsp;ACT | 09/26/2012 &nbsp;ACT | 2012-10-25 | 2013-09-25 | B |  | The Deer Park Energy Center is a combined cycle cogeneration facility consisting of five Siemens/Westinghouse 501F combustion turbine generators, each with a 725 MMBtu/hr duct burner and heat recovery steam generator. | 45642 and N036M2 | Combined Cycle Turbine | 15.21 | natural gas | 180 | MW | natural gas-fired combined cycle turbine generator with a heat recovery steam generator equipped with a duct burner. The turbine is a Siemens 501F rated at a nominal 180 megawatts and the DB will have a maximum design rate capability of 725 million British thermal units per hour | Volatile Organic Compounds (VOC) | Unspecified | (Volatile Organic Compounds (VOC)) | VOC | P | good combustion, use of natural gas | 2 | PPMVD | @15% O2 | BACT-PSD |  | U | 0 | U | 0 |  |  | 0 |  |  | 0 | 0 | N |  | Compliance demonstrated by initial stack test
FL-0356 | OKEECHOBEE CLEAN ENERGY CENTER | FLORIDA POWER & LIGHT | OKEECHOBEE | FL | 34972 | USA | JOHN HAMPP |  | JOHN.HAMPP@FPL.COM | 4 | FL001 | FLORIDA DEPT. OF ENVIRONMENTAL PROTECTION | MR. DAVID READ | (850) 717-9000 | David.Read@dep.state.fl.us | John Dawson, john.dawson@dep.state.fl.us, 850-717-9085 | 0930117-001-AC | 4911 | 221112 | Unknown | 09/25/2015 &nbsp;ACT | 03/09/2016 &nbsp;ACT | 2016-03-14 | 2016-07-06 | A | http://depedms.dep.state.fl.us:80/Oculus/servlet/shell?command=getEntity&[guid=75.93290.1]&[profile=Permitting_Authorization] | Fossil-fueled power plant, consisting of a 3-on-1 combined cycle unit and auxiliary equipment. The combined cycle unit consists of three GE 7HA.02 turbines, each with nominal generating capacity of 350 MW. The total generating capacity for the combined cycle unit is 1,600 MW. | Technical evaluation of project available at http://depedms.dep.state.fl.us/Oculus/servlet/shell?command=getEntity&[guid=75.89000.1]&[profile=Permitting_Authorization] | Combined-cycle electric generating unit | 15.21 | Natural gas | 3096 | MMBtu/hr per turbine | 3-on-1 combined cycle unit. GE 7HA.02 turbines, approximately 350 MW per turbine. Total unit generating capacity is approximately 1,600 MW. Primarily fueled with natural gas. Permitted to burn the base-load equivalent of 500 hr/yr per turbine on ULSD. | Volatile Organic Compounds (VOC) | EPA/OAR Mthd 25A | (Volatile Organic Compounds (VOC)) | VOC | P | Good complete combustion minimizes VOC | 1 | PPMVD@15%O2 | GAS OPERATION | BACT-PSD |  | U | 0 | U | 2 | PPMVD@15%O2 | ULSD OPERATION | 0 |  |  | 0 | 0 | N |  | Method 18 or 25A. Initial test only -- CO used as proxy thereafter.
IA-0107 | MARSHALLTOWN GENERATING STATION | INTERSTATE POWER AND LIGHT | MARSHALL | IA | 50158 | USA | ALAN ARNOLD | 319-786-4476 | ALANARNOLD@ALLIANTENERGY.COM | 7 | IA001 | IOWA DEPARTMENT OF NATURAL RESOURCES AIR QUALITY | MR. GARY SMITH | (515) 725-9563 | GARY.SMITH@DNR.IOWA.GOV |  | 13-A-499-P | 4911 | 221112 | Unknown | 10/03/2013 &nbsp;ACT | 04/14/2014 &nbsp;ACT | 2014-04-15 | 2016-05-04 | B | http://www.iowadnr.gov/InsideDNR/RegulatoryAir/ConstructionPermits/PermitSearch.aspx | Utility electric generating station | Two combined cycle turbines without duct burning. | Combustion turbine #1 - combined cycle | 15.21 | natural gas | 2258 | mmBtu/hr | two identical Siemens SGT6-5000F combined cycle turbines without duct firing, each at 2258 mmBtu/hr generating approx. 300 MW each. | Volatile Organic Compounds (VOC) | EPA/OAR Mthd 25A | (Volatile Organic Compounds (VOC)) | VOC | A | Oxidation Catalyst | 1 | PPM | AVG. OF 3 ONE HOUR TEST RUNS | BACT-PSD |  | U | 95 | U | 71.2 | TON/YR | 12-MONTH ROLLING | 0 |  |  | 0 | 0 | N
PA-0286 | MOXIE ENERGY LLC/PATRIOT GENERATION PLT | MOXIE ENERGY LLC | LYCOMING COUNTY | PA |  | USA | KENT MORTON | (571) 594 - 0150 |  | 3 | PA001 | PENNSYLVANIA DEPT OF ENVIRONMENTAL PROTECTION, BUREAU OF AIR QUALITY | MR. ROBERT COOK | (717)772-3974 | rwcook@pa.gov | MUHAMMAD Q. ZAMAN, ENVIRONMENTAL PROGRAM MANAGER NORTHCENTRAL REGION 208 West Third St, Suite 101 Williamsport, PA 17701 570-327-3648 | 41-00084A | 4911 | 221112 | 45-2015223-2 | 07/18/2012 &nbsp;ACT | 01/31/2013 &nbsp;ACT | 2013-03-27 | 2016-05-27 | A |  | This plan approval is for the construction of two natural-gas-fired combined cycle powerblocks where each powerblock consists of a combustion turbine and heat recovery steam generator with duct burner. The two powerblocks constructed pursuant to this plan approval will be either the two powerblocks rated 472 megawatts (MW) (P101 and P102) or the powerblocks rated 458 MW (P103 and P104). Additionally, this plan approval is for the construction of a 1464 bhp diesel-fired emergency generator, 460 bhp dieselfired fire pump, 1600 gallon diesel tank, 300 gallon diesel tank, two 15,000 gallon (each) lube oil tanks and ancillary electrical equipment. |  | Combined Cycle Power Blocks 472 MW - (2) | 15.21 | Natural Gas | 0 |  | Two natural-gas-fired combined cycle powerblocks where each powerblock consists of a combustion turbine and heat recovery steam generator with duct burner. | Volatile Organic Compounds (VOC) | Unspecified | (Volatile Organic Compounds (VOC)) | VOC | A | Oxidation Catalyst | 1 | PPMDV | WITHOUT DUCT BURNER | BACT-PSD | OTHER | U | 0 | U | 1.5 | PPMDV | WITH DUCT BURNER | 33.8 | T/YR | EACH UNIT | 0 | 0 | N
*PA-0298 | FUTURE POWER PA/GOOD SPRINGS NGCC FACILITY | FUTURE POWER PA INC | SCHUYLKILL | PA | 17980 | USA | JAMES PALUMBO | 570-342-5200 |  | 3 | PA001 | PENNSYLVANIA DEPT OF ENVIRONMENTAL PROTECTION, BUREAU OF AIR QUALITY | MR. ROBERT COOK | (717)772-3974 | rwcook@pa.gov | MARK J. WEJKSZNER NORTHEAST REGION AIR PROGRAM MANAGER 2 Public Square Wilkes-Barre, PA 18711 570-826-2357 | 54-00082A | 4911 | 221112 | 26-3703407-1 | 05/03/2013 &nbsp;ACT | 03/04/2014 &nbsp;ACT | 2014-04-17 | 2018-03-23 | A |  | Natural gas-fired combined-cycle electric generation facility that is designed to generate up to 346 MW nominal, using a combustion turbine generator and a heat recovery steam generator that will provide steam to drive a single steam turbine generator. Each heat recovery steam generator will be equipped with a duct burner which may be utilized at time of peak power demands to supplement power output. The Turbine is rated at 2,267 MMBTU/hr HHV (2,042 MMBTU/hr LHV). The Duct burner is rated at 134.3 MMBTU/hr HHV (120 MMBTU/hr LHV). The proposed project will also include a diesel engine-driven emergency generator; a diesel engine-driven firewater pump; a multi-cell evaporative cooling tower; and associated emission control systems, tanks, and other plant equipment. |  | Turbine, COMBINED CYCLE UNIT (Siemens 5000) | 15.21 | Natural Gas | 2267 | MMBTU/H |  | Volatile Organic Compounds (VOC) | Unspecified | (Volatile Organic Compounds (VOC)) | VOC | A | Oxidation Catalyst | 2 | PPMVD | @ 15% OXYGEN | BACT-PSD | NSPS | U | 0 | U | 7.4 | LB/H | WITH DUCT BURNER | 34.1 | TPY | ON A 12-MONTH ROLLING TOTAL | 0 | 0 | N
CA-1178 | APPLIED ENERGY LLC | APPLIED ENERGY LLC | SAN DIEGO | CA | 92135 | USA |  |  |  | 9 | CA030 | SAN DIEGO COUNTY APCD, CA | MR. GARY SMITH | (858)586-2722 | gary.smith@sdcounty.ca.gov | Camqui Nguyen 858-586-2747 camqui.nguyen@sdcounty.ca.gov | 987494 | 361 | 221122 | UNKNOWN | 03/01/2008 &nbsp;ACT | 03/20/2009 &nbsp;ACT | 2010-09-21 | 2011-04-11 | A |  |  |  | Gas turbine combined cycle | 15.21 | Natural gas | 0 |  | Source test results: 1.45 ppm NOx @ 15% O2 or 2.19 lbs/hr <0.22 ppm VOC @15%O2 or <0.12 lb/hr | Volatile Organic Compounds (VOC) | Unspecified | (Volatile Organic Compounds (VOC)) | VOC | A | Oxidation catalyst | 2 | PPM | 1 HOUR | BACT-PSD | OTHER | U | 0 | U | 0 |  |  | 0 |  |  | 0 | 0 | N
TX-0767 | LON C. HILL POWER STATION | LON C. HILL, L.P. | NUECES | TX |  | USA | MATTHEW LINDSEY | 713-358-9734 |  | 6 | TX001 | TEXAS COMMISSION ON ENVIRONMENTAL QUALITY (TCEQ) | MS. ANNE INMAN | (512) 239-1267 | anne.inman@tceq.texas.gov | Tzvi Shalem, 512-239-1310, Tzvi.Shalem@tceq.texas.gov | 114911 AND PSDTX1380 | 4911 | 221122 | 110000501127 | 07/15/2015 &nbsp;ACT | 10/02/2015 &nbsp;ACT | 2015-09-23 | 2016-07-06 | A |  | The Lon C. Hill Power Station (LCHP) will include two natural gas-fired combined cycle combustion turbines (CTGs) equipped with dry low NOx burners (DLNs), heat recovery steam generators (HRSG), and natural gas-fired duct burners (DBs). Ancillary equipment includes evaporative coolers or inlet chillers, a single steam turbine (ST), auxiliary boiler, emergency generator, firewater pump, two cooling towers, oil water separator, degreaser, two diesel storage tanks, gasoline storage tank, selective catalytic reduction (SCR) and ammonia (NH3) handling systems including an NH3 storage tank, and two water tanks. The LCHP will be a 2x1 combined cycle power plant consisting of two CTGs, two HRSGs and one ST. The CTGs and ST will be one of two options: two Siemens SCC6-5000 CTGs and a SST6-5000 ST, or two General Electric 7FA CTGs and a D-11 ST. |  | Combined Cycle Turbines (&gt;25 MW) | 15.21 | natural gas | 195 | MW | Two power configuration options authorized Siemens â€“ 240 MW + 250 million British thermal units per hour (MMBtu/hr) duct burner GE â€“ 195 MW + 670 MMBtu/hr duct burner | Volatile Organic Compounds (VOC) | Unspecified | (Volatile Organic Compounds (VOC)) | VOC | A | oxidation catalyst | 2 | PPM |  | BACT-PSD | NSPS | U | 0 | U | 0 |  |  | 0 |  |  | 0 | 0 | N
TX-0773 | FGE EAGLE PINES PROJECT | FGE EAGLE PINES, LLC | CHEROKEE | TX |  | USA | EMERSON FARRELL | 281-407-7749 |  | 6 | TX001 | TEXAS COMMISSION ON ENVIRONMENTAL QUALITY (TCEQ) | MS. ANNE INMAN | (512) 239-1267 | anne.inman@tceq.texas.gov | Erik Hendrickson, 512-239-1095, Erik.Hendrickson@tceq.texas.gov | 131316, PSDTX1454, AND GHGPSDT | 4911 | 221112 | UNKNOWN | 09/10/2015 &nbsp;ACT | 11/04/2015 &nbsp;ACT | 2015-11-05 | 2016-07-06 | A |  | The FGEEP Project will include three natural gas-fired combined cycle (NGCC) power blocks, each block comprised of two gas-fired combustion turbines, two supplemental fired duct burners (DBs) heat recovery steam generators (HRSGs), and one steam turbine. FGEEP selected Alstom GT36 combustion turbines (CTs), each nominally rated at 321 megawatts (MW). Each HRSG is equipped with DBs that will have a maximum design heat input capacity of 799 million British thermal units per hour (MMBtu/hr). The CTs and DBs are fueled with pipeline quality natural gas. Each power block will also have a steam turbine generator designed to produce approximately 502 MW with the additional duct firing. Each of the three blocks will include the following ancillary equipment: one multi-cell condenser/cooling tower, one emergency generator, one firewater pump, two diesel storage tanks, and pressurized aqueous ammonia storage tanks. |  | Combined Cycle Turbines (&gt;25 MW) | 15.21 | natural gas | 321 | MW | Alstom GT36 combustion turbines (321 MW)+ 799 million British thermal units per hour (MMBtu/hr) duct burner | Volatile Organic Compounds (VOC) | Unspecified | (Volatile Organic Compounds (VOC)) | VOC | A | Oxidation Catalyst | 2 | PPM |  | BACT-PSD |  | N | 0 | U | 0 |  |  | 0 |  |  | 0 | 0 | N
TX-0788 | NECHES STATION | APEX TEXAS POWER LLC | CHEROKEE | TX |  | USA | DAVID JENKINS | 317-431-1004 |  | 6 | TX001 | TEXAS COMMISSION ON ENVIRONMENTAL QUALITY (TCEQ) | MS. ANNE INMAN | (512) 239-1267 | anne.inman@tceq.texas.gov | Ruth Alvirez 512-239-5220 Ruth.alvirez@tceq.texas .gov | 122401, PSDTX1428, GHGPSDTX111 | 4911 | 221112 | 110064514903 | 11/06/2015 &nbsp;ACT | 03/24/2016 &nbsp;ACT | 2016-02-19 | 2016-07-29 | A |  | either 4 simple cycle combustion turbine generators (CTGs) or two CTGs operating in simple cycle or combined cycle modes. The CTGs will be one of two options: Siemens or General Electric. |  | Combined Cycle &amp; Cogeneration | 15.21 | natural gas | 231 | MW | 2 CTGs to operate in simple cycle & combined cycle modes. 231 MW (Siemens) or 210 MW (GE) Simple cycle operations limited to 2,500 hr/yr. | Volatile Organic Compounds (VOC) | Unspecified | (Volatile Organic Compounds (VOC)) | VOC | A | OXIDATION CATALYST | 2 | PPM |  | BACT-PSD | NSPS | N | 0 | U | 0 |  |  | 0 |  |  | 0 | 0 | N |  | NSPS KKKK AND TTTT
TX-0789 | DECORDOVA STEAM ELECTRIC STATION | DECORDOVA II POWER COMPANY LLC | HOOD | TX |  | USA | PAUL COON | 214-875-8376 |  | 6 | TX001 | TEXAS COMMISSION ON ENVIRONMENTAL QUALITY (TCEQ) | MS. ANNE INMAN | (512) 239-1267 | anne.inman@tceq.texas.gov | Ruth Alvirez 512-239-5220 Ruth.alvirez@tceq.texas.gov | 107569 AND PSDTX1432 | 4911 | 221112 | 110008149217 | 12/23/2015 &nbsp;ACT | 03/08/2016 &nbsp;ACT | 2016-02-19 | 2016-07-06 | B |  | The DeCordova Station will consist of two combustion turbine generators (CTGs) operating in simple cycle or combined cycle modes. The gas turbines will be one of two options: Siemens or General Electric. |  | Combined Cycle &amp; Cogeneration | 15.21 | natural gas | 231 | MW | 2 CTGs to operate in simple cycle & combined cycle modes. 231 MW (Siemens) or 210 MW (GE). Simple cycle operations limited to 2,500 hr/yr. | Volatile Organic Compounds (VOC) | Unspecified | (Volatile Organic Compounds (VOC)) | VOC | A | OXIDATION CATALYST | 2 | PPM |  | BACT-PSD | NSPS | N | 0 | U | 0 |  |  | 0 |  |  | 0 | 0 | N |  | KKKK AND TTTT
TX-0790 | PORT ARTHUR LNG EXPORT TERMINAL | PORT ARTHUR LNG, LLC | JEFFERSON | TX |  | USA | J.D. MORRIS | 713-298-5479 |  | 6 | TX001 | TEXAS COMMISSION ON ENVIRONMENTAL QUALITY (TCEQ) | MS. ANNE INMAN | (512) 239-1267 | anne.inman@tceq.texas.gov | Erik Hendrickson, (512) 239-1095, Erik.Hendrickson@TCEQ.Texas.gov | 131769, PSDTX1456, GHGPSDTX134 | 4922 | 486210 | UNKNOWN | 12/21/2015 &nbsp;ACT | 02/17/2016 &nbsp;ACT | 2016-02-26 | 2016-07-29 | A |  | Liquefied natural gas (LNG) export terminal |  | Simple Cycle Electrical Generation Gas Turbines 15.210 | 15.21 | natural gas | 34 | MW | Nine GE PGT25+G4 gas turbines for electrical generation at the site at 34 MW/turbine | Volatile Organic Compounds (VOC) | Unspecified | (Volatile Organic Compounds (VOC)) | VOC | A | OXIDATION CATALYST | 2 | PPM | 3-HR AVERAGE | BACT-PSD |  | N | 0 | U | 0 |  |  | 0 |  |  | 0 | 0 | N
TX-0817 | CHOCOLATE BAYOU STEAM GENERATING (CBSG) STATION | INEOS USALLC | BRAZORIA | TX |  | USA | THERESA VITEK | 281-581-3498 |  | 6 | TX001 | TEXAS COMMISSION ON ENVIRONMENTAL QUALITY (TCEQ) | MS. ANNE INMAN | (512) 239-1267 | anne.inman@tceq.texas.gov |  | 123117, PSDTX1460, GHGPSDTX135 | 4911 | 221112 | Not Found | 12/22/2016 &nbsp;ACT | 02/17/2017 &nbsp;ACT | 2017-03-28 | 2017-11-16 | A |  | support facility providing steam and electricity |  | Combined Cycle Cogeneration | 15.21 | NATURAL GAS | 50 | MW | 2 UNITS EACH 50 MW GE LM6000 | Volatile Organic Compounds (VOC) | Unspecified | (Volatile Organic Compounds (VOC)) | VOC | A | OXIDATION CATALYST | 1 | PPMDV |  | BACT-PSD | NSPS | N | 0 | U | 0 |  |  | 0 |  |  | 0 | 0 | N |  | NSPS KKKK
WY-0070 | CHEYENNE PRAIRIE GENERATING STATION | BLACK HILLS POWER, INC. | LARAMIE | WY | 82009 | USA | TIM ROGERS | (605) 721-2286 | TIM.ROGERS@BLACKHILLSCORP.COM | 8 | WY001 | WYOMING AIR QUAL DIVISION, AIR QUALITY | MR. ANDREW KEYFAUVER | (307)777-7340 | andrew.keyfauver@wyo.gov |  | CT-12636 | 491 | 221112 | Not Found | 03/01/2012 &nbsp;ACT | 08/28/2012 &nbsp;ACT | 2012-08-23 | 2018-05-11 | A |  | A nominal 220 megawatt (MW) gross electrical facility. The station is to consist of five (5) 40 MW GE LM6000 combustion turbine generators with two (2) of the turbines operating in combined cycle mode for an additional 20 MW in generation. |  | Combined Cycle Turbine (EP01) | 15.21 | Natural Gas | 40 | MW |  | Volatile Organic Compounds (VOC) | EPA/OAR Mthd 25 | (Volatile Organic Compounds (VOC)) | VOC | A | Oxidation Catalyst | 3 | PPMV AT 15% O2 | 1-HOUR | BACT-PSD |  | N | 0 | U | 3 | LB/H | 3-HOUR AVERAGE | 14.7 | T/YR |  | 0 | 0 | N
WY-0070 | CHEYENNE PRAIRIE GENERATING STATION | BLACK HILLS POWER, INC. | LARAMIE | WY | 82009 | USA | TIM ROGERS | (605) 721-2286 | TIM.ROGERS@BLACKHILLSCORP.COM | 8 | WY001 | WYOMING AIR QUAL DIVISION, AIR QUALITY | MR. ANDREW KEYFAUVER | (307)777-7340 | andrew.keyfauver@wyo.gov |  | CT-12636 | 491 | 221112 | Not Found | 03/01/2012 &nbsp;ACT | 08/28/2012 &nbsp;ACT | 2012-08-23 | 2018-05-11 | A |  | A nominal 220 megawatt (MW) gross electrical facility. The station is to consist of five (5) 40 MW GE LM6000 combustion turbine generators with two (2) of the turbines operating in combined cycle mode for an additional 20 MW in generation. |  | Combined Cycle Turbine (EP02) | 15.21 | Natural Gas | 40 | MW |  | Volatile Organic Compounds (VOC) | EPA/OAR Mthd 25 | (Volatile Organic Compounds (VOC)) | VOC | A | Oxidation Catalyst | 3 | PPMV AT 15% O2 | 3-HOUR AVERAGE | BACT-PSD |  | N | 0 | U | 3 | LB/H | 3-HOUR AVERAGE | 14.7 | T/YR |  | 0 | 0 | N
TX-0546 | PATTILLO BRANCH POWER PLANT | PATTILLO BRANCH POWER COMPANY LLC | FANNIN | TX |  | USA |  |  |  | 6 | TX001 | TEXAS COMMISSION ON ENVIRONMENTAL QUALITY (TCEQ) | MS. ANNE INMAN | (512) 239-1267 | anne.inman@tceq.texas.gov | RANDY HAMILTON RHAMILTO@TCEQ.STATE.TX.US | 83642 | 4911 | 221122 | TX0121997 | 12/13/2007 &nbsp;ACT | 06/17/2009 &nbsp;ACT | 2009-11-06 | 2009-11-06 | A |  | 1400 MW POWER PLANT. 4 NATURAL GAS FIRED TURBINES PLUS HEAT RECOVERY STEAM GENERATORS (HRSG) | PSDTX1115 | ELECTRICITY GENERATION | 15.21 | NATURAL GAS | 350 | MW | EACH TURBINE/HRSG WILL BE DESIGNED TO OUTPUT 350 MW. TURBINES BEING CONSIDERED FOR THE PROJECT ARE GE 7FA, GE 7FB, AND SIEMENS SGT6-5000F. | Volatile Organic Compounds (VOC) | Unspecified | (Volatile Organic Compounds (VOC)) | VOC | A | OXIDATION CATALYST | 2 | PPMVD | @ 15% O2, 3-HR ROLLING AVG | BACT-PSD |  | N | 0 | N | 0 |  |  | 0 |  |  | 0 | 0 | N
*TX-0641 | PINECREST ENERGY CENTER | PINECREST ENERGY CENTER LLC | ANGELINA | TX |  | USA | KATHLEEN SMITH | 281-253-4385 |  | 6 | TX001 | TEXAS COMMISSION ON ENVIRONMENTAL QUALITY (TCEQ) | MS. ANNE INMAN | (512) 239-1267 | anne.inman@tceq.texas.gov | Mr. Marc Sturdivant 512-239-1313 marc.sturdivant@tceq.texas.gov | PSDTX1298 | 4911 |  |  | 06/22/2012 &nbsp;ACT | 11/12/2013 &nbsp;ACT | 2013-11-21 | 2017-11-17 | A |  | Combinec Cycle Electric Generating Plant | 103839 | combined cycle turbine | 15.21 | natural gas | 700 | MW | The generating equipment consists of two natural gas-fired combustion turbines (CTs), each exhausting to a fired heat recovery steam generator (HRSG) to produce steam to drive a shared steam turbine generator. The steam turbine is rated at 271 MW of electric output. Three models of combustion turbines are being considered for this site: the General Electric 7FA.05, the Siemens SGT6-5000F(4), and the Siemens SGT6-5000F(5). The final selection of the combustion turbine will not be made until after the permit is issued. Plant output will range between 637 and 735 MW, depending on the model turbine selected. Duct Burners are rated at 750 MMBtu/hr each. | Volatile Organic Compounds (VOC) | Unspecified | (Volatile Organic Compounds (VOC)) | VOC | A | oxidation catalyst | 2 | PPMVD | INITIAL STACK TEST, 15% OXYGEN | BACT-PSD |  | U | 0 | U | 0 |  |  | 0 |  |  | 0 | 0 | N
TX-0678 | FREEPORT LNG PRETREATMENT FACILITY | FREEPORT LNG DEVELOPMENT LP | BRAZORIA | TX |  | USA | RUBEN VELASQUEZ | (512) 342-3395 |  | 6 | TX001 | TEXAS COMMISSION ON ENVIRONMENTAL QUALITY (TCEQ) | MS. ANNE INMAN | (512) 239-1267 | anne.inman@tceq.texas.gov | Mr. Sean O'Brien 512-239-1137 sean.obrien@tceq.texas.gov | 104840 N170 PSDTX1302 | 1321 | 211112 | 110027375105 | 07/20/2012 &nbsp;ACT | 07/16/2014 &nbsp;ACT | 2015-03-13 | 2016-05-09 | A |  | In support of the proposed Liquefaction Plant pending TCEQ review under Air Quality Permit Nos. 100114, PSDTX1282, and N150, Freeport LNG plans to construct a natural gas Pretreatment Facility to purify pipeline quality natural gas to be sent to the Liquefaction Plant for the production of LNG. The Pretreatment Facility will be located approximately 3.5 miles inland to the northeast of the Quintana Island Terminal along Freeport LNGâ€™s existing 42-inch natural gas pipeline route. Pipeline quality natural gas will be delivered from interconnecting intrastate pipeline systems through Freeport LNG Developmentâ€™s existing Stratton Ridge meter station. The gas will be pretreated in the Pretreatment Facility to remove carbon dioxide, sulfur compounds, water, mercury, BTEX, and natural gas liquids. The pre-treated natural gas will then be delivered to the Liquefaction Plant through Freeport LNGâ€™s existing 42-inch gas pipeline. |  | Combustion Turbine | 15.21 | natural gas | 87 | MW | The exhaust heat from the turbine will be used to heat a heating medium which is used to regenerate rich amine from the acid gas removal system. | Volatile Organic Compounds (VOC) | Unspecified | (Volatile Organic Compounds (VOC)) | VOC | A | oxidation catalyst | 2 | PPMVD | 1 HOUR BASED ON STACK TEST | BACT-PSD |  | U | 0 | U | 0 |  |  | 0 |  |  | 0 | 0 | N
TX-0708 | LA PALOMA ENERGY CENTER | LA PALOMA ENERGY CENTER, LLC | CAMERON | TX |  | USA | GARY NEUS | (281) 682-8448 |  | 6 | TX001 | TEXAS COMMISSION ON ENVIRONMENTAL QUALITY (TCEQ) | MS. ANNE INMAN | (512) 239-1267 | anne.inman@tceq.texas.gov | Mr. Randy Hamilton 512-239-1512 randy.hamilton@tceq.texas.gov | 101542 PSDTX1288 | 4911 | 221112 | unknown | 03/15/2012 &nbsp;ACT | 02/07/2013 &nbsp;ACT | 2015-03-20 | 2016-05-09 | A |  | The proposed project is a new electric power plant, fueled by pipeline quality natural gas. The design of the plant is standard combined cycle (CC) technology. |  | (2) combined cycle turbines | 15.21 | natural gas | 650 | MW | The specific equipment includes two combustion turbines (CTs) connected to electric generators, producing between 183 and 232 MW of electricity, depending on ambient temperature and the selected CT. The two HRSGs use duct burners rated at 750 MMBtu/hr each to supplement the heat energy from the CTs. The steam from the two HRSGs is combined and routed to a single steam turbine driving a third electric generator with an electricity output capacity of 271 MW. Depending on the selected CT, total plant output at 59Â°F is between 637 MW and 735 MW. The applicant is considering three models of CT; one model will be selected and the permit revised to reflect the selection before construction begins. The three CT models are: (1) General Electric 7FA.04; (2) Siemens SGT6-5000F(4); or (3) Siemens SGT6-5000F(5). | Volatile Organic Compounds (VOC) | Unspecified | (Volatile Organic Compounds (VOC)) | VOC | A | oxidation catalyst | 2 | PPMVD | @15% O2, 3-HR ROLLING | BACT-PSD |  | N | 0 | U | 0 |  |  | 0 |  |  | 0 | 0 | N
TX-0710 | VICTORIA POWER STATION | VICTORIA WLE L.P. | VICTORIA | TX |  | USA | GARY CLARK | (361) 947-9934 |  | 6 | TX001 | TEXAS COMMISSION ON ENVIRONMENTAL QUALITY (TCEQ) | MS. ANNE INMAN | (512) 239-1267 | anne.inman@tceq.texas.gov | Mr. Marc Sturdivant 512-239-1313 marc.sturdivant@tceq.texas.gov | 108258 PSDTX1348 | 4911 | 221112 | 110000501154 | 02/14/2013 &nbsp;ACT | 12/01/2014 &nbsp;ACT | 2015-03-20 | 2016-05-09 | B |  | The facility is currently authorized under Standard Permit No. 80878 and several Permits by Rule (PBR), including Â§106.263 for maintenance, startup, and shutdown (MSS) (PBR Registration No. 94387) and Title V Permit No. O-35. Victoria proposes to install an additional natural gas-fired turbine (GT) and HRSG with duct burners at the Victoria Station. The resulting new facility will be a combined cycle generating facility in a 2x2x1 configuration (two combustion turbines, two HRSGs with duct burners, and one steam turbine). |  | combined cycle turbine | 15.21 | natural gas | 197 | MW | General Electric 7FA.04 at 197 MW nominal ouput. The duct burners will be capable of a maximum natural gas firing rate of up to 483 MMBtu/hr (HHV). The duct burners may be fired additional hours; however, total annual firing will not exceed the equivalent of 4,375 hours at maximum capacity per duct burner. The available capacity of the existing steam turbine will be increased from 125 MW in its existing 1x1x1 configuration to approximately 185 MW in the 2x2x1 configuration. | Volatile Organic Compounds (VOC) | Unspecified | (Volatile Organic Compounds (VOC)) | VOC | A | oxidation catalyst | 4 | PPMVD | @15% O2, 3-HR ROLLING AVERAGE | BACT-PSD |  | N | 0 | U | 0 |  |  | 0 |  |  | 0 | 0 | N
TX-0712 | TRINIDAD GENERATING FACILITY | SOUTHERN POWER COMPANY | HENDERSON | TX |  | USA | KELLI MCCULLOUGH | (205) 257-6720 |  | 6 | TX001 | TEXAS COMMISSION ON ENVIRONMENTAL QUALITY (TCEQ) | MS. ANNE INMAN | (512) 239-1267 | anne.inman@tceq.texas.gov | Mr. Tzvi Shalem 512-239-1310 tzvi.shalem@tceq.texas.gov | 111393 PSDTX1368 | 4911 | 221112 | 110007199735 | 06/27/2013 &nbsp;ACT | 11/20/2014 &nbsp;ACT | 2015-03-20 | 2016-05-09 | B |  | Southern Power Company (SPC) is proposing to construct an electric generating facility near Trinidad, Henderson County, Texas. The Trinidad Generating Facility (TGF) will include a natural gas-fired combined cycle combustion turbine generator (CTG) equipped with heat recovery steam generator (HRSG) and duct burners (DB). |  | combined cycle turbine | 15.21 | natural gas | 497 | MW | The facility will consist of a Mitsubishi Heavy Industries (MHI) J model gas fired combustion turbine nominally rated at 497 megawatts (MW) equipped with a HRSG and DB with a maximum design capacity of 402 million British thermal units per hour (MMBtu/hr). The gross nominal output of the CTG with HRSG and DB is 530 MW. | Volatile Organic Compounds (VOC) | Unspecified | (Volatile Organic Compounds (VOC)) | VOC | A | oxidation catalyst | 4 | PPMVD | @15% O2 1-HR | BACT-PSD |  | N | 0 | U | 0 |  |  | 0 |  |  | 0 | 0 | N
TX-0713 | TENASKA BROWNSVILLE GENERATING STATION | TENASKA BROWNSVILLE PARTNERS, LLC | CAMERON | TX |  | USA | LARRY CARLSON | (402) 938-1661 |  | 6 | TX001 | TEXAS COMMISSION ON ENVIRONMENTAL QUALITY (TCEQ) | MS. ANNE INMAN | (512) 239-1267 | anne.inman@tceq.texas.gov | Mr. Randy Hamilton 512-239-1512 randy.hamilton@tceq.texas.gov | 108411 PSDTX1350 | 4911 | 221112 | unknown | 02/21/2013 &nbsp;ACT | 04/29/2014 &nbsp;ACT | 2015-03-20 | 2016-05-09 | A |  | Tenaska proposes a new electric power plant, using combined cycle gas turbine (CCGT) technology and fueled by pipeline quality natural gas. The proposed permit authorizes two CTs (2x1 CCGT), although the final design selected by Tenaska may only consist of one CT (1x1 CCGT). |  | (2) combined cycle turbines | 15.21 | natural gas | 274 | MW | Each CTG is site-rated at 274 MW gross electric output at 62Â°F ambient temperature. At this condition, two HRSGs with full duct burner firing produce enough steam to generate an additional 336 MW, for a total of 884 MW gross, or with about 5% losses, about 840 MW net electric output. Under summertime conditions, the net output is approximately 800 MW with the 2x1 CCGT configuration or about 400 MW with the 1x1 CCGT configuration. | Volatile Organic Compounds (VOC) | Unspecified | (Volatile Organic Compounds (VOC)) | VOC | A | oxidation catalyst | 2 | PPMVD | @15% O2, 3-HR AVERAGE | BACT-PSD |  | N | 0 | U | 0 |  |  | 0 |  |  | 0 | 0 | N
TX-0714 | S R BERTRON ELECTRIC GENERATING STATION | NRG TEXAS POWER LLC | HARRIS | TX |  | USA | CRAIG ECKBERG | (713) 537-2146 |  | 6 | TX001 | TEXAS COMMISSION ON ENVIRONMENTAL QUALITY (TCEQ) | MS. ANNE INMAN | (512) 239-1267 | anne.inman@tceq.texas.gov | Ms. Ruth Alvirez 512-239-5220 ruth.alvirez@tceq.texas.gov | 102731 PSDTX1294 | 4911 | 221112 | 110034988413 | 05/10/2012 &nbsp;ACT | 12/19/2014 &nbsp;ACT | 2015-03-20 | 2016-05-09 | B |  | NRG Texas is proposing to construct an additional electric power generation station at the Bertron Power Project which will generate electric power for sale on the wholesale electric market. The Bertron Power Project will include two power blocks that can be operated in combined cycle mode. |  | (2) combined cycle turbines | 15.21 | natural gas | 240 | MW | The gas turbines will be one of three options: (1) Two Siemens Model F5 (SF5) CTGs each rated at nominal capability of 225 megawatts (MW). Each CTG will have a duct fired HRSG with a maximum heat input of 688 million British thermal units per hour (MMBtu/hr). (2) Two General Electric Model 7FA (GE7FA) CTGs each rated at nominal capability of 215 MW. Each CTG will have a duct fired HRSG with a maximum heat input of 523 MMBtu/hr. (3) Two Mitsubishi Heavy Industry G Frame (MHI501G) CTGs each rated at a nominal electric output of 263 MW. Each CTG will have a duct fired HRSG with a maximum heat input of 686 MMBtu/hr. | Volatile Organic Compounds (VOC) | Unspecified | (Volatile Organic Compounds (VOC)) | VOC | A | oxidation catalyst | 1 | PPMVD | @15% O2 | BACT-PSD |  | N | 0 | U | 0 |  |  | 0 |  |  | 0 | 0 | N
CT-0157 | CPV TOWANTIC, LLC | CPV TOWANTIC, LLC | NEW HAVEN | CT | 6478 | USA | ANDREW BAZINET | 781-848-3611 | ABAZINET@CPV.COM | 1 | CT001 | CONNECTICUT DEPT OF ENERGY & ENVIRONMENTAL PROTECTION | MR. GARY ROSE | (860)424-3468 | gary.rose@ct.gov | James Grillo james.grillo@ct.cov 860-424-3570 | 144-0023 | 4911 | 221112 | 110040589672 | 09/24/2014 &nbsp;ACT | 11/30/2015 &nbsp;ACT | 2015-12-03 | 2016-02-19 | A |  | 805 MW Combined Cycle Power Plant |  | Combined Cycle Power Plant | 15.21 | Natural Gas | 21200000 | MMBtu/12 months |  | Volatile Organic Compounds (VOC) | Unspecified | (Volatile Organic Compounds (VOC)) | VOC | A | Oxidation Catalyst | 1 | PPMVD @15% O2 |  | BACT-PSD | OPERATING PERMIT | U | 0 | U | 2 | PPMVD @15% O2 |  | 0 |  |  | 0 | 0 | N |  | Emission 1: turbine w/o duct firing Emission 2: turbine w/ duct firing
CT-0158 | CPV TOWANTIC, LLC | CPV TOWANTIC, LLC | NEW HAVEN | CT | 6478 | USA | ANDREW BAZINET | 781-848-3611 | ABAZINET@CPV.COM | 1 | CT001 | CONNECTICUT DEPT OF ENERGY & ENVIRONMENTAL PROTECTION | MR. GARY ROSE | (860)424-3468 | gary.rose@ct.gov | James Grillo; james.grillo@ct.gov; 860-424-3570 | 144-0024 | 4911 | 221112 | 110040589672 | 09/24/2014 &nbsp;ACT | 11/30/2015 &nbsp;ACT | 2015-12-04 | 2016-02-19 | A |  | 805 MW Combined Cycle Plant |  | Combined Cycle Power Plant | 15.21 | Natural Gas | 21200000 | MMBtu/yr |  | Volatile Organic Compounds (VOC) | Unspecified | (Volatile Organic Compounds (VOC)) | VOC | A | Oxidation Catalyst | 1 | PPMVD @15% O2 |  | BACT-PSD | OPERATING PERMIT | U | 0 | U | 2 | PPMVD @15% O2 |  | 0 |  |  | 0 | 0 | N |  | Emission 1: turbine w/o duct firing Emission 2: turbine w/ duct firing
CT-0161 | KILLINGLY ENERGY CENTER | NTE CONNECTICUT, LLC | WINDHAM | CT | 6241 | USA | MARK MIRABITO | 904-687-1857 | MMIRABITO@NTEENERGY.COM | 1 | CT001 | CONNECTICUT DEPT OF ENERGY & ENVIRONMENTAL PROTECTION | MR. GARY ROSE | (860)424-3468 | gary.rose@ct.gov | James Grillo 860-424-3570 | 089-0107 | 4911 | 221112 | Not Found | 05/31/2016 &nbsp;ACT | 06/30/2017 &nbsp;ACT | 2017-08-28 | 2018-05-11 | A |  | 550 MW Combined Cycle Plant |  | Natural Gas w/o Duct Firing | 15.21 | Natural Gas | 2969 | MMBtu/hr | Throughput is for turbine only | Volatile Organic Compounds (VOC) | Unspecified | (Volatile Organic Compounds (VOC)) | VOC | A | Oxidation Catalyst | 0.7 | PPMVD @15% O2 |  | BACT-PSD | OPERATING PERMIT | U | 0 | U | 0 |  |  | 0 |  |  | 0 | 0 | N
CT-0161 | KILLINGLY ENERGY CENTER | NTE CONNECTICUT, LLC | WINDHAM | CT | 6241 | USA | MARK MIRABITO | 904-687-1857 | MMIRABITO@NTEENERGY.COM | 1 | CT001 | CONNECTICUT DEPT OF ENERGY & ENVIRONMENTAL PROTECTION | MR. GARY ROSE | (860)424-3468 | gary.rose@ct.gov | James Grillo 860-424-3570 | 089-0107 | 4911 | 221112 | Not Found | 05/31/2016 &nbsp;ACT | 06/30/2017 &nbsp;ACT | 2017-08-28 | 2018-05-11 | A |  | 550 MW Combined Cycle Plant |  | Natural Gas w/Duct Firing | 15.21 | Natural Gas | 2639 | MMBtu/hr | Duct burner MRC is 946 MMbtu/hr | Volatile Organic Compounds (VOC) | Unspecified | (Volatile Organic Compounds (VOC)) | VOC | A | Oxidation Catalyst | 1.6 | PPMVD @15% O2 |  | BACT-PSD | OPERATING PERMIT | U | 0 | U | 0 |  |  | 0 |  |  | 0 | 0 | N
FL-0364 | SEMINOLE GENERATING STATION | SEMINOLE ELECTRIC COOPERATIVE, INC. | PUTNAM | FL | 32177 | USA | CHRIS WEBER | 813-739-1359 | CWEBER@SEMINOLE-ELECTRIC.COM | 4 | FL001 | FLORIDA DEPT. OF ENVIRONMENTAL PROTECTION | MR. DAVID READ | (850) 717-9000 | David.Read@dep.state.fl.us |  | 1070025-028-AC / PSD-FL-443 | 4911 | 221112 | 110041142304 | 12/11/2017 &nbsp;ACT | 03/21/2018 &nbsp;ACT | 2018-04-13 | 2018-05-11 | B | https://arm-permit2k.dep.state.fl.us/nontv/1070025.028.AC.F.ZIP | Existing fossil-fueled power plant. Two coal-fired units each rated at 736 MW. Project entails retirement of one coal-fired unit and construction of a 2-on-1 natural gas combined cycle unit. | Technical evaluation available at https://arm-permit2k.dep.state.fl.us/nontv/1070025.028.AC.D.ZIP | 2-on-1 natural gas combined-cycle unit (GE 7HA.02) | 15.21 | Natural gas | 3514 | MMBtu/hr | Two GE 7HA.02 combustion turbines, each rated at 415 MW. Total unit capacity is approximately 1,183 MW (gross) and 1,050 MW (net). Due to netting, triggered PSD only for VOC. | Volatile Organic Compounds (VOC) | EPA/OAR Mthd 18 | (Volatile Organic Compounds (VOC)) | VOC | A | Oxidation catalyst | 1 | PPMVD@15% O2 | WITHOUT DUCT BURNER FIRING | BACT-PSD |  | U | 0 | U | 2 | PPMVD@15% O2 | CT + DUCT BURNER OPERATION | 0 |  |  | 0 | 0 | N |  | Methods 18 and 25A are permitted. Compliance by stack test upon Title V permit renewal. Separate tests with and without duct burner firing are required.
CO-0073 | PUEBLO AIRPORT GENERATING STATION | BLACK HILLS ELECTRIC GENERATION, LLC | PUEBLO | CO | 81001 | USA | TIM MORDHORST | 605-721-2181 | TIM.MORDHORST@BLACKHILLSCORP.COM | 8 | CO001 | COLORADO DEPT OF HEALTH - AIR POLL CTRL | MR. ROLAND HEA | (303) 692-3252 | Roland.Hea@state.co.us |  | 09PB0591 | 4911 | 221112 | 110055426409 | 09/23/2009 &nbsp;ACT | 07/22/2010 &nbsp;ACT | 2014-10-03 | 2017-09-12 | A |  | Combustion turbine power plant | New power plant consisting of 7 combustion turbines | Four combined cycle combution turbines | 15.21 | natural gas | 373 | MMBTU/H | Three GE, LMS6000 PF, natural gas-fired, combined cycle CTG, rated at 373 MMBtu per hour each, based on HHV and one (1) HRSG each with no Duct Burners | Volatile Organic Compounds (VOC) | Unspecified | (Volatile Organic Compounds (VOC)) | VOC | A | oxidation catalyst and good combustion control | 4 | PPMVD AT 15% O2 | AVE OVER STACK TEST LENGTH | BACT-PSD | OPERATING PERMIT | U | 0 | U | 0 |  |  | 0 |  |  | 0 | 0 | N
GA-0138 | LIVE OAKS POWER PLANT | LIVE OAKS COMPANY, LLC | GLYNN | GA | 31525 | USA | BURT WALLACE | 478 943-2331 | BURT_1@BELLSOUTH.NET | 4 | GA001 | GEORGIA DEPARTMENT OF NATURAL RESOURCES | MR. ERIC CORNWELL | (404) 363-7020 | Eric.Cornwell@dnr.state.ga.us |  | 4911-127-0075-P-02-0 | 4911 | 221122 | UNKNOWN | 11/19/2008 &nbsp;ACT | 04/08/2010 &nbsp;ACT | 2010-09-09 | 2010-09-10 | A |  | LIVE OAKS POWER PLANT PROPOSED FACILITY WILL OPERATE AS A FULLY DISPATCHABLE ELECTRIC GENERATING FACILITY. THE COMBINED CYCLE SYSTEM WILL UTILIZE TWO COMBUSTION TURBINES AND ONE STEAM TURBINE, CONFIGURED IN A TWO-ON-ONE ARRANGEMENT. THE HEAT CONTENT OF THE EXHAUST GASSES WIL BE RECOVERED BY A HEAT RECOVERY STEAM GENERATOR (HRSG), AND USED TO DRIVE A STEAM TURBINE. DURING PEAK LOADS A DUCT BURNER IN THE HRSG CAN BE FIRED TO AD ADDITIONAL HEAT ENERGY TO THE GAS TURBINE EXHAUST, INCREASING THE PRODUCTION OF STEAM SENT TO THE STEAM TURBINE. THE COMBUSTION TURBINES (CTs) SELECTED ARE SIEMENS MODEL SGT6-5000F. EACH COMBUSTION TURBINE WILL GENERATE 200 MW OF ELECTRIC POWER. THE GROSS ELECTRICAL CAPACITY OF THE COMBINED CYCLE FACILITY FIRING NATURAL GAS WILL THEN BE 600 MW. | PM10 74.3(+) EMISSIONS (T/YR) | COMBINED CYCLE COMBUSTION TURBINE - ELECTRIC GENERATING PLANT | 15.21 | NATURAL GAS | 600 | MW |  | Volatile Organic Compounds (VOC) | Unspecified | (Volatile Organic Compounds (VOC)) | VOC | A | OXIDATION CATALYST and GOOD COMBUSTION PRACTICES | 2 | PPM@15%02 | 3-HOUR AVERAGE/CONDITION 2.11 | BACT-PSD | SIP , OPERATING PERMIT | U | 0 | N | 0 |  |  | 0 |  |  | 0 | 0 | N
TX-0819 | GAINES COUNTY POWER PLANT | SOUTHWESTERN PUBLIC SERVICE COMPANY |  | TX |  | USA | DAVID LOW | 806-378-2730 |  | 6 | TX001 | TEXAS COMMISSION ON ENVIRONMENTAL QUALITY (TCEQ) | MS. ANNE INMAN | (512) 239-1267 | anne.inman@tceq.texas.gov | Ms. Laura Gibson, P.E., (512) 239-2175, Laura.Gibson@tceq.texas.gov | 135322, PSDTX1470, AND GHGPSDT | 4911 | 221112 | NOT FOUND | 12/15/2016 &nbsp;ACT | 04/28/2017 &nbsp;ACT | 2017-06-05 | 2017-06-12 | A |  | constructed in phases, with natural gas-fired simple cycle combustion turbines (SCCTs) with dry low nitrogen oxide (NOx) burners (DLN) to be converted into 2-on-1 combined cycle combustion turbines (CCCTs) with selective catalytic reduction (SCRs), heat recovery steam generators (HRSGs, one per combustion turbine) and one steam turbine per two CCCTs. Federal control review only applies to the turbines and HRSGs. |  | Combined Cycle Turbine with Heat Recovery Steam Generator, fired Duct Burners, and Steam Turbine Generator | 15.21 | NATURAL GAS | 426 | MW | Four Siemens SGT6-5000F5 natural gas fired combustion turbines with HRSGs and Steam Turbine Generators | Volatile Organic Compounds (VOC) | Unspecified | (Volatile Organic Compounds (VOC)) | VOC | B | Oxidation catalyst and good combustion practices | 3.5 | PPMVD | 15% O2 | BACT-PSD |  | N | 0 | U | 0 |  |  | 0 |  |  | 0 | 0 | N
OK-0154 | MOORELAND GENERATING STA | WESTERN FARMERS ELECTRIC COOPERATIVE | WOODWARD | OK | 73852 | USA | GERALD BUTCHER | 405-247-4341 | G_BUTCHER@WFEC.COM | 6 | OK001 | OKLAHOMA DEPARTMENT OF ENVIRONMENTAL QUALITY | MR. LEE WARDEN | (405)702-4182 | LEE.WARDEN@DEQ.OK.GOV |  | 2008-302-C(M-1)PSD | 4911 | 221112 | 153-00002 | 08/22/2012 &nbsp;ACT | 07/02/2013 &nbsp;ACT | 2014-06-18 | 2016-07-29 | B |  | WFEC operates the Mooreland Generating Station to generate wholesale electricity which is transmitted over WFECâ€™s system. The facility was originally constructed in 1963. The electricity is sold in rural areas of approximately 3/4 of the state of Oklahoma and part of New Mexico. The Mooreland Generating Station currently consists of three high-pressure boilers that burn locally-produced natural gas. The three high-pressure boilers used to generate electricity and the auxiliary boiler used to heat the facility were constructed before May 31, 1972, and are considered â€œgrandfatheredâ€ from construction permitting requirements. | WFEC submitted a Prevention of Significant Deterioration (PSD) construction permit application for the proposed addition of a combined-cycle combustion turbine and associated support equipment to the existing Mooreland Generating Station | COMBUSTION TURBINE | 15.21 | NATURAL GAS | 360 | MW | This process represents the Siemens option for the project - One Siemens SGT6-5000F5 natural gas-fired combustion turbine generator with an 820.3 MMBTUH duct burner. | Volatile Organic Compounds (VOC) | Unspecified | (Volatile Organic Compounds (VOC)) | VOC | B | OXIDATION CATALYST AND GOOD COMBUSTION PRACTICES. | 5 | PPMVD@15% O2 | 30-DAY | BACT-PSD | N/A | U | 0 | U | 17 | LB/HR | 30-DAY | 0 |  |  | 0 | 0 | N
OK-0154 | MOORELAND GENERATING STA | WESTERN FARMERS ELECTRIC COOPERATIVE | WOODWARD | OK | 73852 | USA | GERALD BUTCHER | 405-247-4341 | G_BUTCHER@WFEC.COM | 6 | OK001 | OKLAHOMA DEPARTMENT OF ENVIRONMENTAL QUALITY | MR. LEE WARDEN | (405)702-4182 | LEE.WARDEN@DEQ.OK.GOV |  | 2008-302-C(M-1)PSD | 4911 | 221112 | 153-00002 | 08/22/2012 &nbsp;ACT | 07/02/2013 &nbsp;ACT | 2014-06-18 | 2016-07-29 | B |  | WFEC operates the Mooreland Generating Station to generate wholesale electricity which is transmitted over WFECâ€™s system. The facility was originally constructed in 1963. The electricity is sold in rural areas of approximately 3/4 of the state of Oklahoma and part of New Mexico. The Mooreland Generating Station currently consists of three high-pressure boilers that burn locally-produced natural gas. The three high-pressure boilers used to generate electricity and the auxiliary boiler used to heat the facility were constructed before May 31, 1972, and are considered â€œgrandfatheredâ€ from construction permitting requirements. | WFEC submitted a Prevention of Significant Deterioration (PSD) construction permit application for the proposed addition of a combined-cycle combustion turbine and associated support equipment to the existing Mooreland Generating Station | Combustion Turbine | 15.21 | Natural Gas | 360 | MW | This process represents the GE option for the project - One GE 7FA.05 natural gas-fired combustion turbine generator with an 820.5 MMBTUH duct burner. | Volatile Organic Compounds (VOC) | Unspecified | (Volatile Organic Compounds (VOC)) | VOC | B | Oxidation catalyst and good combustion practices. | 5 | PPMVD@15%O2 | 30-DAY | BACT-PSD | N/A | U | 0 | U | 17 | LB/HR | 30-DAY | 0 |  |  | 0 | 0 | N
TX-0730 | COLORADO BEND ENERGY CENTER | COLORADO BEND II POWER, LLC | WHARTON | TX |  | USA | AL HATTON | (610) 765-5316 |  | 6 | TX001 | TEXAS COMMISSION ON ENVIRONMENTAL QUALITY (TCEQ) | MS. ANNE INMAN | (512) 239-1267 | anne.inman@tceq.texas.gov | Randy Hamilton, (512) 239-1512, randy.hamilton@tceq.texas.gov | 119365, PSDTX1410, GHGPSDTX112 | 4911 | 221112 | 110041470431 | 04/18/2014 &nbsp;ACT | 04/01/2015 &nbsp;ACT | 2015-04-02 | 2016-05-16 | B |  | Combined cycle combustion turbine electric generating facility. These will be the first two General Electric (GE) Model 7HA.02 Combustion Turbines in a combined cycle power plant that uses two combustion turbines and one steam turbine using air-cooled condensers and controlled with Selective catalytic reduction (SCR) and oxidation catalyst. |  | Combined-cycle gas turbine electric generating facility | 15.21 | natural gas | 1100 | MW | combined cycle power plant that uses two combustion turbines and one steam turbine, model GE 7HA.02 | Volatile Organic Compounds (VOC) | Unspecified | (Volatile Organic Compounds (VOC)) | VOC | A | oxidation catalyst and SCR | 4 | PPMVD @ 15% O2 | 3-HR AVERAGE | BACT-PSD | NSPS | N | 0 | U | 0 |  |  | 0 |  |  | 0 | 0 | N
ID-0018 | LANGLEY GULCH POWER PLANT | IDAHO POWER COMPANY | PAYETTE | ID |  | USA |  | 2083885820 | TMAHLUM@IDAHOPOWER.COM | 10 | ID001 | IDAHO DEPT OF ENVIRONMENTAL QUALITY | MR. BILL ROGERS | (208)373-0437 | WILLIAM.ROGERS@DEQ.IDAHO.GOV |  | P-2009.0092 | 4911 | 221112 | UNKNOWN | 06/07/2009 &nbsp;ACT | 06/25/2010 &nbsp;ACT | 2010-08-09 | 2010-10-05 | A |  | ONE-ON-ONE COMBINED CYCLE PLANT CONSISTING OF (1) NATURAL GAS-FIRED COMBUSTION TURBINE (CT) AND (1) STEAM TURBINE. THE CT IS EQUIPPED WITH (1) HEAT RECOVERY STEAM GENERATOR (HRSG) AND DUCT BURNER. ANCILLARY EQUIPMENT INCLUDES (1) DIESEL-FIRED EMERGENCY GENERATOR, (1) DIESEL-FIRED FIRE PUMP, (1) WET COOLING TOWER, AND (6) DRY CHEMICAL STORAGE SILOS. |  | COMBUSTION TURBINE, COMBINED CYCLE W/ DUCT BURNER | 15.21 | NATURAL GAS (ONLY) | 2375.28 | MMBTU/H | SIEMENS SGT6-5000F COMBUSTION TURBINE (NGCT, CCGT) FOR ELECTRICAL GENERATION, NOMINAL 269 MW AND 2.1466 MMSCF/HR | Volatile Organic Compounds (VOC) | Unspecified | (Volatile Organic Compounds (VOC)) | VOC | B | Oxidation Catalyst CATALYTIC OXIDATION (CATOXDRY LOW NOX (DLN), GOOD COMBUSTION PRACTICES (GCP) | 2 | PPMVD | 3-HR ROLLING / 15% O2 | BACT-PSD |  | N | 0 |  | 11.5 | PPMVD | 3-HR ROLLING / 15% O2 DURING LL | 0 |  |  | 0 | 0 | N |  | LIMITS APPLY TO COMBUSTION TURBINE AND DUCT BURNER COMBINED EMISSIONS. SECONDARY LIMIT APPLIES DURING STARTUP, SHUTDOWN, AND LOW-LOAD EVENTS (SU/SD/LL). EMISSION LIMIT NOT SPECIFIED DURING SU/SD (GCP ONLY).
MI-0406 | RENAISSANCE POWER LLC | LS POWER DEVELOPMENT LLC | MONTCALM | MI | 48811 | USA | BRADLEY COOLEY | 636-534-3268 | BCOOLEY@LSPOWER.COM | 5 | MI001 | MICHIGAN DEPT OF ENVIRONMENTAL QUALITY | MS. CINDY SMITH | (517)284-6802 | SMITHC17@MICHIGAN.GOV | Please contact the permit engineer, Melissa Byrnes, at 517-284-6790 or at BYRNESM@michigan.gov for technical questions regarding this permit. Thank you. | 51-13 | 4911 | 221112 | 2611705287 | 07/13/2013 &nbsp;ACT | 11/01/2013 &nbsp;ACT | 2014-03-19 | 2016-07-07 | C |  | For technical questions regarding this permit, please contact the permit engineer, Melissa Byrnes, at 517-284-6790. Thank you. | Other facility-wide pollutants not listed below (tpy): PM10=211.19+ PM2.5=205.24+ Lead=0.0027+ CO2e=5,398,441+ Sulfuric Acid Mist=5.67+ | FG-CTG1-4 Natural gas fueled combined cycle combustion turbine generators (CTG) | 15.21 | Natural gas | 2147 | MMBTU/H | FG-CTG1-4: Four natural gas fired CTGs with each turbine containing a heat recovery steam generator (HRSG) to operate in combined cycle. Two CTGs (with HRSGs) are connected to one steam turbine generator. Each CTG is equipped with a dry low NOx (DLN) burner, a selective catalytic reduction (SCR) system, and a catalytic oxidation system. The throughput capacity is 2,147 MMBtu/hr for each CTG. The turbines are existing simple cycle turbines that will be retrofit to be combined cycle units. | Volatile Organic Compounds (VOC) | Unspecified | (Volatile Organic Compounds (VOC)) | VOC | A | Oxidation Catalyst Catalytic oxidation system (COS) | 2 | PPMVOL | DRY AT 15% OXYGEN | BACT-PSD |  | N | 0 | N | 0 |  |  | 0 |  |  | 0 | 0 | N |  | Test protocol will specify averaging time.
MI-0406 | RENAISSANCE POWER LLC | LS POWER DEVELOPMENT LLC | MONTCALM | MI | 48811 | USA | BRADLEY COOLEY | 636-534-3268 | BCOOLEY@LSPOWER.COM | 5 | MI001 | MICHIGAN DEPT OF ENVIRONMENTAL QUALITY | MS. CINDY SMITH | (517)284-6802 | SMITHC17@MICHIGAN.GOV | Please contact the permit engineer, Melissa Byrnes, at 517-284-6790 or at BYRNESM@michigan.gov for technical questions regarding this permit. Thank you. | 51-13 | 4911 | 221112 | 2611705287 | 07/13/2013 &nbsp;ACT | 11/01/2013 &nbsp;ACT | 2014-03-19 | 2016-07-07 | C |  | For technical questions regarding this permit, please contact the permit engineer, Melissa Byrnes, at 517-284-6790. Thank you. | Other facility-wide pollutants not listed below (tpy): PM10=211.19+ PM2.5=205.24+ Lead=0.0027+ CO2e=5,398,441+ Sulfuric Acid Mist=5.67+ | FG-CTG/DB1-4 Natural gas fueled combined cycle combustion turbine generators; duct burner on HRSG | 15.21 | Natural gas | 2807 | MMBTU/H | Four natural gas-fired CTGs with each turbine containing a heat recovery steam generator (HRSG) to operate in combined cycle. The two CTGs (with HRSGs) are connected to one steam turbine generator. Each CTG is equipped with a dry low NOx (DLN) burner and a selective catalytic reduction (SCR) system, and a catalytic oxidation system. Additionally, the HRSG is operated with a natural gas fired duct burner during supplemental firing. The turbines are existing simple cycle turbines which will be retrofit to be combined cycle. Operational restriction is 4000 hrs/year that each DB can operate. | Volatile Organic Compounds (VOC) | Unspecified | (Volatile Organic Compounds (VOC)) | VOC | A | Oxidation Catalyst Catalytic oxidation system (COS) | 2 | PPMVOL | DRY AT 15% OXYGEN | BACT-PSD |  | N | 0 | N | 0 |  |  | 0 |  |  | 0 | 0 | N |  | Test protocol will specify averaging time.
MI-0423 | INDECK NILES, LLC | INDECK NILES, LLC | CASS | MI | 49120 | USA | MICHAEL DUBOIS | 847-520-3212 | MDUBOIS@INDECKENERGY.COM | 5 | MI001 | MICHIGAN DEPT OF ENVIRONMENTAL QUALITY | MS. CINDY SMITH | (517)284-6802 | SMITHC17@MICHIGAN.GOV | Please contact the permit engineer, Catherine Asselin at 517-284-6786, or at asselinc@michigan.gov, for technical questions regarding the permit. Thank you. | 75-16 | 4911 | 221112 | Not Found | 10/25/2016 &nbsp;ACT | 01/04/2017 &nbsp;ACT | 2017-06-02 | 2018-03-08 | A |  | Natural gas combined cycle power plant. | The permit includes equipment not entered into the RBLC due to a lack of emission limits or material limits; these include a cold cleaner, a number of space heaters, and two fuel tanks. | FGCTGHRSG (2 Combined Cycle CTGs with HRSGs) | 15.21 | Natural gas | 8322 | MMBTU/H | There are 2 combined cycle natural gas-fired combustion turbine generators (CTGs) with heat recovery steam generators (HRSG) identified as EUCTGHRSG1 & EUCTGHRSG2 in the flexible group FGCTGHRSG. The total hours for startup and shutdown for each train shall not exceed 500 hours per 12-month rolling time period. The throughput capacity is 3421 MMBTU/H for each turbine, and 740 MMBTU/H for each duct burner for a combined throughput of 4161 MMBTU/H or 8322 MMBTU/H for both trains. | Volatile Organic Compounds (VOC) | Unspecified | (Volatile Organic Compounds (VOC)) | VOC | B | Oxidation Catalyst Technology and Good Combustion Practices | 4 | PPM | TEST PROTOCOL WILL SPECIFY | BACT-PSD |  | N | 85 | N | 0 |  |  | 0 |  |  | 0 | 0 | N |  | The emission limit above is 4 ppmvd at 15%O2 and is for EACH CTGHRSG. Startup and shutdown operations are limited to 500 hours per 12-month rolling time period for each CTGHRSG train. Startup is defined as the period of time from initiation of the combustion process (flame-on) from shutdown status and continues until steady state operation (loads greater than a demonstrated percent of design capacity) is achieved. Shutdown is defined as that period of time from the lowering of the turbine output below the demonstrated steady state level, with the intent to shut down, until the point at which the fuel flow to the combustor is terminated. The demonstrated percent of design capacity, or demonstrated steady state level, shall be described in the startup and shutdown emission minimization plan. The efficiency range is 85-90 percent.
MI-0412 | HOLLAND BOARD OF PUBLIC WORKS - EAST 5TH STREET | HOLLAND BOARD OF PUBLIC WORKS | OTTAWA | MI | 49423 | USA | DAVID KOSTER | 616-355-1562 | DKOSTER@HOLLANDBPW.COM | 5 | MI001 | MICHIGAN DEPT OF ENVIRONMENTAL QUALITY | MS. CINDY SMITH | (517)284-6802 | SMITHC17@MICHIGAN.GOV | Please contact the permit engineer, Catherine Asselin, at 517-284-6786 or at AsselinC@michigan.gov, for technical questions regarding this permit. Thank you. | 107-13 | 4931 | 221112 | 26139P0465 | 10/17/2013 &nbsp;ACT | 12/04/2013 &nbsp;ACT | 2014-08-15 | 2016-05-05 | A |  | Natural gas combined heat and power plant. |  | FG-CTGHRSG: 2 Combined cycle CTGs with HRSGs with duct burners | 15.21 | natural gas | 647 | MMBTU/H for each CTGHRSG | This process is identified in the permit as FGCTGHRSG; it is 2 combined cycle natural gas-fired combustion turbine generators (CTGs) with Heat Recovery Steam Generators (HRSGs) equipped with duct burners for supplemental firing (EUCTGHRSG1 & EUCTGHRSG2 in FGCTGHRSG). The total hours for both units combined for startup and shutdown shall not exceed 635 hours per 12-month rolling time period. Each CTGHRSG shall not exceed 647 MMBtu/hr on a fuel heat input basis. | Volatile Organic Compounds (VOC) | Unspecified | (Volatile Organic Compounds (VOC)) | VOC | B | Oxidation catalyst technology and good combustion practices. | 4 | PPM | TEST PROTOCOL | BACT-PSD |  | N | 85 | N | 0 |  |  | 0 |  |  | 0 | 0 | N |  | The VOC emisison limit is 4 ppmdv at 15% O2 and applies to each CTGHRSG. Test protocol will specify averaging time. Startup and shutdown operations are limited to 635 hours per 12-month rolling time period combined for both CTGHRSGs. BACT, for each CTGHRSG separately, is 198.9 lb/hr during startup and 419.7 lb/hr during shutdown.
MI-0424 | HOLLAND BOARD OF PUBLIC WORKS - EAST 5TH STREET | HOLLAND BOARD OF PUBLIC WORKS | OTTAWA | MI | 49423 | USA | DAVID KOSTER | 616-355-1562 | DKOSTER@HOLLANDBPW.COM | 5 | MI001 | MICHIGAN DEPT OF ENVIRONMENTAL QUALITY | MS. CINDY SMITH | (517)284-6802 | SMITHC17@MICHIGAN.GOV | For technical questions regarding the permit, please contact: Michelle Rogers at 517-284-6799; ROGERSM13@michigan.gov; OR Catherine Asselin at 517-284-6786; ASSELINC@michigan.gov Thank you. | 107-13C | 4931 | 221112 | Not Found | 10/17/2016 &nbsp;ACT | 12/05/2016 &nbsp;ACT | 2017-07-28 | 2018-03-08 | A |  | Natural gas combined heat and power plant. | Permit Number 107-13E revised Permit 107-13C as follows: 1) All ppmdv limits were changed to ppmvd in the CTGHRSG section for NOx, CO and VOC. Also, 2) The process notes for the natural gas emergency engine and the diesel fire pump emergency engine were revised as well. No other changes were made. As such, this RBLC entry includes the updated information as identified above. Additionally, this is an updated determination for this facility, which is still under construction and has not yet operated. The original RBLC determination for the facility is identified as MI-0412. | FGCTGHRSG (2 Combined cycle CTGs with HRSGs; EUCTGHRSG10 &amp; EUCTGHRSG11) | 15.21 | Natural gas | 554 | MMBTU/H, each | Two combined cycle natural gas fired combustion turbine generators (CTGs) with heat recovery steam generators (HRSG) (EUCTGHRSG10 & EUCTGHRSG11 in FGCTGHRSG). The total hours for both units combined for startup and shutdown shall not exceed 635 hours per 12-month rolling time period. | Volatile Organic Compounds (VOC) | Unspecified | (Volatile Organic Compounds (VOC)) | VOC | B | Oxidation catalyst technology and good combustion practices. | 4 | PPM AT 15% O2 | TEST PROTOCOL WILL SPECIFY AVG TIME | BACT-PSD |  | N | 85 | N | 0 |  |  | 0 |  |  | 0 | 0 | N |  | The emission limit above is 4 ppmvd at 15% O2 and is for each CTGHRSG. Startup and shutdown operations are limited to 635 hours per 12-month rolling time period combined for both CTGHRSGs.
*TX-0660 | FGE TEXAS POWER I AND FGE TEXAS POWER II | FGE POWER LLC | MITCHELL | TX | 79565 | USA | EMERSON FARRELL | 281-362-2830 |  | 6 | TX001 | TEXAS COMMISSION ON ENVIRONMENTAL QUALITY (TCEQ) | MS. ANNE INMAN | (512) 239-1267 | anne.inman@tceq.texas.gov | Ruth Alvirez 512-239-5220 ruth.alvirez@tceq.texas.gov | PSDTX1364 | 3511 |  |  | 05/06/2013 &nbsp;EST | 03/24/2014 &nbsp;ACT | 2014-06-13 | 2017-11-17 | U |  | Electric Generating Utility | TCEQ Permit No. 110025 | Alstom Turbine | 15.21 | Natural Gas | 230.7 | MW | Four (4) Alstom GT24 CTGs, each with a HRSG and DBs, max design capacity 409 MMBtu/hr | Volatile Organic Compounds (VOC) | Unspecified | (Volatile Organic Compounds (VOC)) | VOC | B | Oxidation catalyst, good combustion practices | 2 | PPMVD | CORRECTED TO 15% O2, ROLLING 3 HR AVE | BACT-PSD |  | N | 0 | U | 0 |  |  | 0 |  |  | 0 | 0 | N
TX-0600 | THOMAS C. FERGUSON POWER PLANT | LOWER COLORADO RIVER AUTHORITY | LLANO | TX | 7657 | USA | JOE BENTLEY | 512-473-3272 |  | 6 | TX001 | TEXAS COMMISSION ON ENVIRONMENTAL QUALITY (TCEQ) | MS. ANNE INMAN | (512) 239-1267 | anne.inman@tceq.texas.gov | Mr. Tan Nguyen 512-239-3445 tan.nguyen@tceq.texas.gov | PSDTX1244 | 4911 | 221112 | 110035336222 | 10/29/2010 &nbsp;ACT | 09/01/2011 &nbsp;ACT | 2011-09-02 | 2011-09-14 | B |  | Power Plant. Two natural gas-fired combined cycle turbine generators (GE 7FA) with unfired HRSG | 93938 | Natural gas-fired turbines | 15.21 | natural gas | 390 | MW | (2) GE7FA at 195 MW each, (1) steam turbine at 200 MW. Each turbine is equipped with an unfired heat recovery steam generator (HRSG), which provides steam for the steam turbine. | Volatile Organic Compounds (VOC) | Unspecified | (Volatile Organic Compounds (VOC)) | VOC | B | oxidation catalyst, Natural gas, and good combustion practices | 2 | PPMVD | 3-HR AT 15% OXYGEN | BACT-PSD |  | N | 0 | U | 0 |  |  | 0 |  |  | 0 | 0 | N
*VA-0321 | BRUNSWICK COUNTY POWER STATION | VIRGINIA ELECTRIC AND POWER COMPANY | BRUNSWICK | VA | 23856 | USA | JEFFREY ZEHNER | 804-273-3145 | JEFFREY.R.ZEHNER@DOM.COM | 3 | VA001 | VIRGINIA DEPT. OF ENVIRONMENTAL QUALITY; DIVISION OF AIR QUALITY | MR. YOGESH DOSHI | (804)698-4017 | Yogesh.doshi@deq.virginia.gov | For technical information about this facility, please contact the Air Permit writer, Alison Sinclar, by phone at (804) 527-5155 or by e-mail: Alison.Sinclair@deq.virginia.gov | 52404-001 | 4911 | 221112 | 110055066440 | 12/21/2012 &nbsp;ACT | 03/12/2013 &nbsp;ACT | 2013-04-03 | 2016-07-07 | A | http://www.deq.virginia.gov/Programs/Air/PermittingCompliance/Permitting/IssuedPSDNANSRPermits.aspx,http://www.deq.virginia.gov/Programs/Air/PermittingCompliance/Permitting/IssuedPSDNANSRPermits.aspx,http://www.deq.virginia.gov/Programs/Air/PermittingCompliance/Permitting/IssuedPSDNANSRPermits.aspx,http://www.deq.virginia.gov/Programs/Air/PermittingCompliance/Permitting/IssuedPSDNANSRPermits.aspx | New, combined-cycle, natural gas-fired, electrical power generating facility. |  | COMBUSTION TURBINE GENERATORS, (3) | 15.21 | Natural Gas | 3442 | MMBTU/H | Three (3) Mitsubishi M501 GAC combustion turbine generators with HRSG duct burners (natural gas-fired). | Volatile Organic Compounds (VOC) | Unspecified | (Volatile Organic Compounds (VOC)) | VOC | B | Oxidation catalyst; good combustion practices. | 0.7 | PPMVD | 3 H AVG/WITHOUT DUCT BURNING | BACT-PSD | NSPS | U | 0 | U | 0 |  |  | 0 |  |  | 0 | 0 | N
OR-0050 | TROUTDALE ENERGY CENTER, LLC | TROUTDALE ENERGY CENTER, LLC | MULTNOMAH | OR | 97060 | USA | WILLARD LADD | 914-468-2400 |  | 10 | OR001 | OREGON DEPT OF ENVIRONMENTAL QUALITY | JILL INAHARA | (503) 229-5001 | inahara.jill@deq.state.or.us | George Davis 503-229-5534 | 26-0235 | 4911 | 221112 | 110057118417 | 04/05/2013 &nbsp;ACT | 03/05/2014 &nbsp;ACT | 2015-01-06 | 2016-05-05 | A |  | Troutdale Energy Center (TEC) proposes to construct and operate a 653 megawatt (MW) electric generating plant in Troutdale, Oregon. TEC proposes to generate electricity with three natural gas-fired turbines, one of which will be a combined-cycle unit with duct burner and heat recovery steam generator. |  | Mitsubishi M501-GAC combustion turbine, combined cycle configuration with duct burner. | 15.21 | natural gs | 2988 | MMBTU/H | or ULSD; Duct burner 499 MMBtu/hr, natural gas | Volatile Organic Compounds (VOC) | EPA/OAR Mthd 25A | (Volatile Organic Compounds (VOC)) | VOC | B | Oxidation catalyst; Limit the time in startup or shutdown. | 2 | PPMDV AT 15% O2 | 3-HR ROLLING AVERAGE ON NG | BACT-PSD |  | U | 0 | U | 5 | PPMDV AT 15% O2 | 3-HR ROLLING AVERAGE ON ULSD | 0 |  |  | 0 | 0 | N
IN-0158 | ST. JOSEPH ENEGRY CENTER, LLC | ST. JOSEPH ENERGY CENTER, LLC | ST. JOSEPH | IN | 46552 | USA | MR. WILLARD LADD | 9144682404 |  | 5 | IN001 | INDIANA DEPT OF ENV MGMT, OFC OF AIR | MR. MATT STUCKEY | (317) 233-0203 | mstuckey@idem.in.gov | PERMIT WRITER: JOSIAH BALOGUN 317-234-5257 JBALOGUN@IDEM.IN.GOV SECTION CHIEF: MATT STUCKEY 317-233-0203 MSTUCKEY@IDEM.IN.GOV | 141-31003-00579 | 4911 | 221112 | 110054881963 | 10/03/2011 &nbsp;ACT | 12/03/2012 &nbsp;ACT | 2013-08-15 | 2016-05-04 | A | HTTP://PERMITS.AIR.IDEM.IN.GOV/31003F.PDF | STATIONARY ELECTRIC UTILITY GENERATING STATION |  | FOUR (4) NATURAL GAS COMBINED CYCLE COMBUSTION TURBINES | 15.21 | NATURAL GAS | 2300 | MMBTU/H | EACH TURBINE IS EQUIPED WITH DRY LOW NOX BURNERS, NATURAL GAS FIRED DUCT BURNERS, AND A HEAT RECOVERY STEAM GENERATOR IDENTIFIED AS HRSG#. NOX EMISSIONS CONTROLLED BY SELECTIVE CATALYTIC REDUCTION SYSTEMS (SCR##) ALONG WITH CO AND VOC EMISSSIONS CONTROLLED BY OXIDATION CATAYLST SYSTEMS (CAT##) IN EACH TURBINE. EACH STACK HAS CONTINUOUS EMISSIONS MONITORS FOR NOX AND CO. COMBINED NOMIAL POWER OUTPUT IS 1.350 MW. | Volatile Organic Compounds (VOC) | Unspecified | (Volatile Organic Compounds (VOC)) | VOC | A | OXIDIZED CATALYST | 1 | PPMVD | 3 HOURS | BACT-PSD |  |  | 40 |  | 2 | PPMVD | 3 HOURS | 0 |  |  | 0 | 0 | N |  | LIMIT ONE IS USED UNDER CONDITIONS OF 15% O2 WITHOUT DUCT BURNERS IN USE. LIMIT TWO IS USED UNDER CONDITIONS OF 15% O2 WITH DUCT BURNERS IN USE.
IA-0107 | MARSHALLTOWN GENERATING STATION | INTERSTATE POWER AND LIGHT | MARSHALL | IA | 50158 | USA | ALAN ARNOLD | 319-786-4476 | ALANARNOLD@ALLIANTENERGY.COM | 7 | IA001 | IOWA DEPARTMENT OF NATURAL RESOURCES AIR QUALITY | MR. GARY SMITH | (515) 725-9563 | GARY.SMITH@DNR.IOWA.GOV |  | 13-A-499-P | 4911 | 221112 | Unknown | 10/03/2013 &nbsp;ACT | 04/14/2014 &nbsp;ACT | 2014-04-15 | 2016-05-04 | B | http://www.iowadnr.gov/InsideDNR/RegulatoryAir/ConstructionPermits/PermitSearch.aspx | Utility electric generating station | Two combined cycle turbines without duct burning. | Combustion turbine #2 -combined cycle | 15.21 | natural gas | 2258 | mmBtu/hr |  | Volatile Organic Compounds (VOC) | EPA/OAR Mthd 25A | (Volatile Organic Compounds (VOC)) | VOC | N |  | 1 | PPM | AVERAGE 0F 3 ONE-HOUR TEST RUNS | BACT-PSD |  | N | 0 | U | 71.2 | TON/YR | 12-MONTH ROLLING TOTAL | 0 |  |  | 0 | 0 | N |  | 71.2 ton/yr limit includes startup, shutdown and malfunction
TX-0709 | SAND HILL ENERGY CENTER | CITY OF AUSTIN | TRAVIS | TX |  | USA | JOSEPH RAVI | (512) 322-6284 |  | 6 | TX001 | TEXAS COMMISSION ON ENVIRONMENTAL QUALITY (TCEQ) | MS. ANNE INMAN | (512) 239-1267 | anne.inman@tceq.texas.gov | Ruth Alvirez (512) 239-5220 Ruth.alvirez@tceq.texas.gov | 48106, PSDTX1012M2 | 4911 | 221112 | 110008975804 | 03/20/2015 &nbsp;ACT | 09/13/2013 &nbsp;ACT | 2015-03-20 | 2016-05-09 | B |  | GE 7FA Natural Gas-fired Combined Cycle Turbine with DB fired HRSG |  | Natural gas-fired combined cycle turbines | 15.21 | Natural Gas | 173.9 | MW |  | Volatile Organic Compounds (VOC) | Unspecified | (Volatile Organic Compounds (VOC)) | VOC | N |  | 2 | PPM | 1HR. AVG. | BACT-PSD |  | N | 0 | U | 0 |  |  | 0 |  |  | 0 | 0 | N |  | Natural Gas fired.
*PA-0310 | CPV FAIRVIEW ENERGY CENTER | CPV FAIRVIEW, LLC | CAMBRIA | PA |  | USA |  |  |  | 3 | PA001 | PENNSYLVANIA DEPT OF ENVIRONMENTAL PROTECTION, BUREAU OF AIR QUALITY | MR. ROBERT COOK | (717)772-3974 | rwcook@pa.gov |  | 11-00536A | 4911 | 221112 | 110064823721 | 09/15/2015 &nbsp;ACT | 09/02/2016 &nbsp;ACT | 2017-07-18 | 2017-07-31 | A |  | This plan approval authorizes CPV Fairview, LLC to construct and temporarily operate the Fairview Energy Center. Air contamination sources and air cleaning devices authorized for construction and temporary operation under this plan approval include: A combined cycle electric generating unit consisting of two (2) General Electric (&quot;GE&quot;) 7HA.02 &quot;H&quot;-class combustion turbines each with maximum fuel type-based heat input of 3,338-MMBtu/hr (natural gas), 3,274-MMBtu/hr (ULSD), 3,199 MMBtu/hr (ethane blend), and equipped with dry low-NOx combustors and evaporative turbine intake cooling; two (2) heat recovery steam generators (HRSGs) each equipped with a low-NOx duct burner with maximum heat input of 425-MMBtu/hr, and a common steam turbine generator. Exhaust emissions from each combined cycle electric generating unit will be controlled by oxidation catalyst and selective catalytic reduction (SCR). - One (1) up to 12-cell mechanical draft wet cooling tower with high-efficiency drift eliminator. - One (1) natural gas-fired auxiliary boiler with maximum heat input of 92.4 MMBtu/hr. - One (1) natural gas-fired dew point heater with maximum heat input of 12.8 MMBtu/hr. - One (1) natural gas-fired dew point heater with maximum heat input of 3.2 MMBtu/hr. - Two (2) 1,500-ekW diesel-fired emergency genset engines. - One (1) 422-bhp diesel-fired fire water pump engine. - One (1) 1,000,000-gallon ULSD storage tank. - Eight (8) sulfur hexafluoride (SF6) circuit breakers. - Plant roadways. - Natural gas and ethane blend piping components. |  | Combustion turbine and HRSG without duct burner NG only | 15.21 | Natural gas | 0 |  | Emission limits are for each turbine fueled by NG and operating without duct burner being fired and do not include startup/shutdown emissions. | Volatile Organic Compounds (VOC) | Other - EPA/OAR Method 18 and 25A | (Volatile Organic Compounds (VOC)) | VOC | N |  | 1 | PPMDV @ 15% O2 |  | BACT-PSD | NSPS | U | 0 | U | 0 |  |  | 0 |  |  | 0 | 0 | N |  | Limit is for each turbine and HRSG with the duct burner not fired.
CA-1211 | COLUSA GENERATING STATION | PACIFIC GAS & ELECTRIC COMPANY | COLUSA | CA | 95955 | USA | STEVE ROYALL |  |  | 9 | OT010 | EPA REGION IX | MR. GERARDO RIOS | (415)972-3974 | rios.gerardo@epa.gov |  | SAC 06-01 | 4911 | 221112 | 110038892115 | 01/07/2011 &nbsp;ACT | 03/11/2011 &nbsp;ACT | 2012-11-11 | 2014-01-27 | A | http://www.epa.gov/region9/air/permit/r9-permits-issued.html | 660 MW NATURAL GAS FIRED POWER PLANT | PSD Permit issued on 9/29/2008, amended on 3/19/2010 to revise startup and shutdown emission limits, and amended again on 3/11/2011 to incorporate technical corrections. | COMBUSTION TURBINES (NORMAL OPERATION) | 15.21 | NATURAL GAS | 172 | MW | TWO (2) NATURAL GAS FIRED TURBINES AT 172 MW EACH. BOTH TURBINES EQUIPPED WITH A 688 MMBTU/HR DUCT BURNER AND HRSG. | Volatile Organic Compounds (VOC) | Other - EPA METHOD 25A OR 25B | (Volatile Organic Compounds (VOC)) | VOC | N |  | 2 | PPMVD | @15% O2, 1-HR ROLLING AVG | BACT-PSD |  | U | 0 | U | 11 | LB/H | 1-HR ROLLING AVG | 0 |  |  | 0 | 0 | N
FL-0303 | FPL WEST COUNTY ENERGY CENTER UNIT 3 | FLORIDA POWER AND LIGHT COMPANY (FP&L) | PALM BEACH COUNTY | FL | 33470 | USA | RANDALL R. LABAUVE |  |  | 4 | FL001 | FLORIDA DEPT. OF ENVIRONMENTAL PROTECTION | MR. DAVID READ | (850) 717-9000 | David.Read@dep.state.fl.us | AL LINERO, P.E. ADMINISTRATOR SPECIAL PROJECT SECTION BUREAU OF AIR REGULATION | 0990646-002-AC (PSD-FL-396) | 4911 | 221112 | 110028293674 | 12/06/2007 &nbsp;ACT | 07/30/2008 &nbsp;ACT | 2008-12-15 | 2011-01-05 | B |  | THE FP&amp;L WEST COUNTY ENERGY CENTER (WCEC) WAS PREVIOUSLY APPROVED FOR CONSTRUCTION AS A NOMINAL 2,500 MEGAWATT (MW) GREENFIELD POWER PLANT. THE PREVIOUSLY APPROVED CONSTRUCTION UNDERWAY (PHASE I) IS FOR TWO NOMINAL 1,250 MW GAS-FIRED COMBINED CYCLE UNITS (UNITS 1 AND 2) THAT WILL USE ULTRALOW SULFUR DIESEL (ULSD) FUEL OIL (FO) AS BACKUP FUEL. PHASE 2: UNITS 1 AND 2 WILL EACH CONSIST OF: THREE NOMINAL 250 MEGAWATT (MW) MODEL 501G COMBUSTION TURBINE-ELECTRICAL GENERATORS (CTG) WITH EVAPORATIVE INLET COOLING SYSTEMS; THREE SUPPLEMENTARY-FIRED HEAT RECOVERY STEAM GENERATORS (HRSG) WITH SELECTIVE CATALYTIC REDUCTION (SCR) REACTORS; ONE NOMINAL 428 MMBTU/HOUR (LOWER HEATING VALUE - LHV) GAS-FIRED DUCT BURNER (DB) LOCATED WITHIN EACH OF THE THREE HRSG; THREE 149 FEET EXHAUST STACKS; ONE 26 CELL MECHANICAL DRAFT COOLING TOWER; AND A COMMON NOMINAL 500 MW STEAM-ELECTRICAL GENERATOR (STG). PREVIOUSLY APPROVED ANCILLARY EQUIPMENT INCLUDES: FOUR EMERGENCY GENERATORS; TWO NATURAL GAS FIRED FUEL HEATERS; ONE EMERGENCY DIESEL FIRED PUMP; TWO DIESEL FUEL STORAGE TANKS; TWO AUXILIARY STEAM BOILERS; AND OTHER ASSOCIATED SUPPORT EQUIPMENT. THIS PERMIT AUTHORIZES CONSTRUCTION OF ANOTHER 1,250 MW GAS-FIRED COMBINED CYCLE UNIT (UNIT 3) IDENTICAL TO THE DESCRIPTION GIVEN ABOVE FOR UNITS 1 AND 2. ADDITIONAL ANCILLARY EQUIPMENT FOR UNIT 3 WILL INCLUDE TWO EMERGENCY GENERATORS, TWO NATURAL GAS FIRED FUEL HEATERS AND ASSOCIATED EQUIPMENT. UNIT 3 WILL USE SOME OF THE INFRASTRUCTURE AND ANCILLARY EQUIPMENT ALREADY UNDER CONSTRUCTION INCLUDING THE DIESEL STORAGE TANKS AND AUXILIARY BOILERS. | COMBINED CYCLE UNIT 3 WILL CONSIST OF: THREE NOMINAL 250 MEGAWATT (MW) Â¿GÂ¿ CLASS COMBUSTION TURBINE-ELECTRICAL GENERATORS (CTG) EVAPORATIVE INLET COOLING SYSTEMS; THREE SUPPLEMENTARY-FIRED HEAT RECOVERY STEAM GENERATORS (HRSG) WITH SELECTIVE CATALYTIC REDUCTION (SCR) REACTORS AND A NOMINAL 428 MMBTU/HOUR (LOWER HEATING VALUE Â¿ LHV) GAS-FIRED DB; THREE 149 FOOT EXHAUST STACKS; ONE 26-CELL MECHANICAL DRAFT COOLING TOWER; AND A COMMON NOMINAL 500 MW STEAM-ELECTRICAL GENERATOR. | THREE NOMINAL 250 MW CTG (EACH) WITH SUPPLEMENTARY-FIRED HRSG | 15.21 | NATURAL GAS | 2333 | MMBTU/H | FUEL HEAT INPUT RATE (LHV): OIL 2,117 MMBTU/H COMBINED CYCLE UNIT 3 WILL CONSIST OF: THREE NOMINAL 250 MW COMBUSTION TURBINE-ELECTRICAL GENERATORS (CTG) WITH EVAPORATIVE INLET COOLING SYSTEMS; THREE SUPPLEMENTARY-FIRED HEAT RECOVERY STEAM GENERATORS (HRSG) WITH SELECTIVE CATALYTIC REDUCTION (SCR) REACTORS AND A COMMON NOMINAL 500 MW STEAM-ELECTRICAL GENERATOR. | Volatile Organic Compounds (VOC) | Unspecified | (Volatile Organic Compounds (VOC)) | VOC | N |  | 1.2 | PPMVD |  | BACT-PSD |  | U | 0 | U | 1.5 | PPMVD |  | 0 |  |  | 0 | 0 | N |  | LIMIT FOR FUEL OIL: 6 PPMVD COMPLIANCE WITH THE VOC STANDARDS SHALL BE DEMONSTRATED BY CONDUCTING TESTS IN ACCORDANCE WITH EPA METHOD 25A. OPTIONALLY, EPA METHOD 18 MAY ALSO BE PERFORMED TO DEDUCT EMISSIONS OF METHANE AND ETHANE. THE EMISSION STANDARDS ARE BASED ON VOC MEASURED AS METHANE. THE LIMITS APPLY ONLY AT HIGH LOAD (90-100% OF THE CTG CAPACITY). COMPLIANCE WITH THE CO CEMS BASED LIMITS AT LOWER LOADS SHALL BE DEEMED AS COMPLIANCE WITH THE VOC LIMIT.
*IL-0112 | NELSON ENERGY CENTER | INVENERGY NELSON, LLC | LEE | IL | 61071-9722 | USA | JOEL SCHROEDER | 312-224-1417 | JSCHROEDER@INVENERGYLLC.COM | 5 | IL001 | ILLINOIS EPA, BUREAU OF AIR | MR. RAY PILAPIL | (217) 782-2113 | ray.pilapil@illinois.gov | Manish Patel, Permit Analyst Manish.Patel@illinois.gov 217-785-1722 | 98080039 | 4911 | 221112 | 110007399644 | 11/12/2009 &nbsp;EST | 12/28/2010 &nbsp;ACT | 2013-02-21 | 2018-03-23 | A |  | Natural gas-fired electic power generation facility with two &quot;combined cycle&quot; turbines followed by heat recovery steam generators (HRSG) and the capability for supplemental fuel firing in the HRSG for each turbine using duct burners. NOx emissions will be controlled by SCR and low NOx combustors. | LSP-Nelson Energy started construction pursuant to a permit issued in year 2000 for a facility that was not completed due to financial difficulties, which eventually resulted in LSP-Nelson entering bankruptcy. Substantial construction of foundations and infrastructure for all units and physical installation of one turbine were completed, including construction of HRSGs. | Electric Generation Facility | 15.21 | Natural Gas | 220 | MW each | Two combined cycle combustion turbines followed by HRSGs with capability for supplemental fuel firing in HRSG for each combustion turbine using duct burners. | Volatile Organic Compounds (VOC) | EPA/OAR Mthd 18 | (Volatile Organic Compounds (VOC)) | VOC | N |  | 4 | PPMVD @ 15% O2 | HOURLY AVG EXCEPT DURING SSM OR TUNING | BACT-PSD |  | U | 0 | U | 0 |  |  | 0 |  |  | 0 | 0 | N |  | USEPA Method 18 or 25A
[40 empty] | Range Low | 0.3 | PPM
[40 empty] | Range High | 5 | PPM
[40 empty] | Mean | 2.1576 | PPM
[40 empty] | Median | 2 | PPM
[40 empty] | Mode | 2 | PPM

## Good Combustion
RBLCID | FACILITY_NAME | CORPORATE_OR_COMPANY_NAME | FACILITY_COUNTY | FACILITY_STATE | FACILITY_ZIP_CODE | FACILITY_COUNTRY | FACILTY_CONTACT_NAME | FACILITY_PHONE | FACILITY_CONTACT_EMAIL | EPA_REGION | AGENCY_CODE | AGENCY_NAME | AGENCY_CONTACT | AGENCY_PHONE | AGENCY_EMAIL | OTHER_AGENCY_CONTACT_INFO | PERMIT_NUM | SIC_CODE | NAICS_CODE | FACILITY_REGISTRY_SYSTEM_NUMBER | COMPLETE_APPLICATION_DATE | PERMIT_ISSUANCE_DATE | DATE_DETERMINATION_ENTERED_INTO_RBLC | DATE_DETERMINATION_LAST_UPDATED | PERMIT_TYPE | PERMIT_URL | FACILITY_DESCRIPTION | PERMIT_NOTES | PROCESS_NAME | PROCCESS_TYPE | PRIMARY_FUEL | THROUGHPUT | THROUGHPUT_UNIT | PROCESS_NOTES | POLLUTANT | TESTMETHOD | POLLUTANT_GROUP(S) | CAS_NUMBER | CONTROL_METHOD_CODE | CONTROL_METHOD_DESCRIPTION | EMISSION_LIMIT_1 | EMISSION_LIMIT_1_UNIT | EMISSION_LIMIT_1_AVG_TIME_CONDITION | CASE-BY-CASE_BASIS | OTHER_ APPLICABLE_REQUIREMENTS | OTHER_FACTORS | PERCENT_EFFICIENCY | COMPLIANCE_VERIFIED | EMISSION_LIMIT_2 | EMISSION_LIMIT_2_UNIT | EMISSION_LIMIT_2_AVGERAGE_TIME_CONDITION | STANDARAD_EMISSION_LIMIT | STANDARD_EMISSION_LIMIT_UNIT | STANDARD_LIMIT_AVERAGE_TIME_CONDITION | COST_EFFECTIVENESS | INCREMENTAL_COST_EFFECTIVENESS | Cost_Verified | DOLLAR_YEAR_USED_IN_COST_ESTIMATES | POLLUTANT_COMPLIANCE_NOTES
OK-0129 | CHOUTEAU POWER PLANT | ASSOCIATED ELECTRIC COOPERATIVE INC | MAYES | OK | 74362 | USA |  |  |  | 6 | OK001 | OKLAHOMA DEPARTMENT OF ENVIRONMENTAL QUALITY | MR. LEE WARDEN | (405)702-4182 | LEE.WARDEN@DEQ.OK.GOV |  | 2007-115-C(M-1)PSD | 4911 | 221112 | 4009700017 | 06/19/2008 &nbsp;ACT | 01/23/2009 &nbsp;ACT | 2009-11-20 | 2010-02-18 | B |  |  |  | COMBINED CYCLE COGENERATION &gt;25MW | 15.21 | NATURAL GAS | 1882 | MMBTU/H | SIEMENS V84.3A | Volatile Organic Compounds (VOC) | Unspecified | (Volatile Organic Compounds (VOC)) | VOC | P | GOOD COMBUSTION | 0.3 | PPM | 3-HR AVG @ 15% O2 | BACT-PSD | N/A | U | 0 | U | 5.27 | LB/H | 3-HR AVG @ 15% O2 | 0 |  |  | 0 | 0 | N
TX-0618 | CHANNEL ENERGY CENTER LLC | CHANNEL ENERGY CENTER LLC | HARRIS | TX |  | USA | MS. JAN STAVINOHA | 713-570-4814 |  | 6 | TX001 | TEXAS COMMISSION ON ENVIRONMENTAL QUALITY (TCEQ) | MS. ANNE INMAN | (512) 239-1267 | anne.inman@tceq.texas.gov | Mr. Sean O'Brien 512-239-1137 sean.obrien@tceq.texas.gov | PSDTX955M1 | 4911 | 221112 | 110034690564 | 11/03/2011 &nbsp;ACT | 10/15/2012 &nbsp;ACT | 2012-10-24 | 2014-01-06 | B |  | Combustion turbine (Siemens 501F)/duct burners (475 MMBtu/hr) with heat recovery steam generator | 42179 and N021M1 | Combined Cycle Turbine | 15.21 | natural gas | 180 | MW | The turbine is a Siemens 501F rated at a nominal 180 MW and the duct burner will have a maximum design heat input of 475 MMBtu/hr. | Volatile Organic Compounds (VOC) | Unspecified | (Volatile Organic Compounds (VOC)) | VOC | P | Good combustion | 2 | PPMVD | @15% O2 | BACT-PSD |  | U | 0 | U | 0 |  |  | 0 |  |  | 0 | 0 | N |  | Compliance is demonstrated during initial stack testing
*FL-0363 | DANIA BEACH ENERGY CENTER | FLORIDA POWER AND LIGHT COMPANY | BROWARD | FL | 33314 | USA | JOHN HAMPP | 561-691-2894 | JOHN.HAMPP@FPL.COM | 4 | FL001 | FLORIDA DEPT. OF ENVIRONMENTAL PROTECTION | MR. DAVID READ | (850) 717-9000 | David.Read@dep.state.fl.us |  | 0110037-017-AC | 4911 | 221112 | 110002044065 | 07/27/2017 &nbsp;ACT | 12/04/2017 &nbsp;ACT | 2018-04-03 | 2018-04-11 | B | https://arm-permit2k.dep.state.fl.us/nontv/0110037.017.AC.F.ZIP | 1200 megawatt 2-on-1 combined cycle facility, natural gas-fired, with limited ULSD use. GE 7HA turbines | Technical evaluation available at https://arm-permit2k.dep.state.fl.us/nontv/0110037.017.AC.D.ZIP | 2-on-1 combined cycle unit (GE 7HA) | 15.21 | Natural gas | 4000 | MMBtu/hr | Two nominal 430 MW combustion turbines, coupled to a steam turbine generator | Volatile Organic Compounds (VOC) | EPA/OAR Mthd 25A | (Volatile Organic Compounds (VOC)) | VOC | P | Good Combustion and Clean fuels | 1 | PPMVD@15% O2 | FOR NATURAL GAS OPERATION | BACT-PSD |  | U | 0 | U | 2.6 | PPMVD@15% O2 | FOR OIL OPERATION | 0 |  |  | 0 | 0 | N |  | Initial stack test only; CO used as proxy thereafter
FL-0337 | POLK POWER STATION | TAMPA ELECTRIC COMPANY | POLK | FL | 33860 | USA | PAUL CARPINONE | 813-228-4528 | PLCARPINONE@TECOENERGY.COM | 4 | FL001 | FLORIDA DEPT. OF ENVIRONMENTAL PROTECTION | MR. DAVID READ | (850) 717-9000 | David.Read@dep.state.fl.us | Leigh Ann Pell, Project Engineer Phone; 850-717-9033 | 1050233-034-AC | 4911 | 221112 | 110000365113 | 05/15/2013 &nbsp;ACT | 10/14/2012 &nbsp;ACT | 2013-08-06 | 2014-11-07 | D | http://appprod.dep.state.fl.us/air/emission/apds/listpermits.asp | The Polk Power Station consists of: a nominal 250 MW (net) solid fuel-based integrated gasification and combined cycle (Unit 1) including a sulfuric acid plant and an auxiliary boiler; four natural gas-fueled nominal 165 MW simple cycle combustion turbine-electrical generators (CTGs) designated as Units 2, 3, 4 and 5; and ancillary equipment. Units 2 and 3 are equipped with backup fuel oil-firing capability. | GHG(e) emissions: 4,307,862 | Combine cycle power block (4 on 1) | 15.21 | natural gas | 1160 | MW | Basis for the emission standard is either NSPS Subpart KKKK or Department BACT determinations. The BACT emission standards for NOX while operating in combined cycle are more stringent than the corresponding Subpart KKKK emissions standards of 15 and 42 ppmvd @15% O2 on a 30-day rolling average for natural gas and fuel oil, respectively. | Volatile Organic Compounds (VOC) | EPA/OAR Mthd 25A | (Volatile Organic Compounds (VOC)) | VOC | P | good combustion and fuel Sulfur limits | 1.4 | PPMVD @15% O2 |  | BACT-PSD |  | U | 0 | U | 0 |  |  | 0 |  |  | 0 | 0 | N |  | An initial VOC stack test shall be conducted on each CTG while firing natural gas and operating in combined cycle mode. Separate tests with duct burners are not required. Separate tests while operating in simple cycle are not required. Fuel shall not exceed 2 gr S/100 SCF of gas, 0.0015% S fuel oil.
TX-0620 | ES JOSLIN POWER PLANT | CALHOUN PORT AUTHORITY | CALHOUN | TX |  | USA | CHARLES HAUSMANN | 361-987-2813 |  | 6 | TX001 | TEXAS COMMISSION ON ENVIRONMENTAL QUALITY (TCEQ) | MS. ANNE INMAN | (512) 239-1267 | anne.inman@tceq.texas.gov | Mr. Sean O'Brien 512-239-1137 sean.obrien@tceq.texas.gov | PSDTX1256 | 4911 | 221112 | 110001866641 | 05/27/2011 &nbsp;ACT | 09/12/2012 &nbsp;ACT | 2012-11-14 | 2013-09-25 | B |  | Three gas-fired combined cycle turbine generators, including a steam turbine generator, to replace the existing steam boiler/turbine generator. | 96336 | Combined cycle gas turbine | 15.21 | natural gas | 195 | MW | The three combustion turbine generators (CTG) will be the General Electric 7FA, each with a maximum base-load electric power output of approximately 195 megawatts (MW). The steam turbine is rated at approximately 235 MW. This project also includes the installation of two emergency generators, one fire water pump, and auxiliary equipment. No duct burners. | Volatile Organic Compounds (VOC) | Unspecified | (Volatile Organic Compounds (VOC)) | VOC | P | good combustion and natural gas as fuel | 2 | PPMVD | @15% O2 | BACT-PSD |  | N | 0 | U | 0 |  |  | 0 |  |  | 0 | 0 | N |  | Compliance demonstrated during initial stack sampling
TX-0547 | NATURAL GAS-FIRED POWER GENERATION FACILITY | LAMAR POWER PARTNERS II LLC | LAMAR | TX | 75126 | USA |  |  |  | 6 | TX001 | TEXAS COMMISSION ON ENVIRONMENTAL QUALITY (TCEQ) | MS. ANNE INMAN | (512) 239-1267 | anne.inman@tceq.texas.gov | RANDY HAMILTON RHAMILTO@TCEQ.STATE.TX.US | 83207 | 4911 | 221122 | UNKNOWN | 10/25/2007 &nbsp;ACT | 06/22/2009 &nbsp;ACT | 2009-11-06 | 2009-11-06 | A |  | THE NEW POWER BLOCK WILL BE CAPABLE OF PRODUCING EITHER 620 OR 910 MEGAWATTS OF ELECTRICITY, DEPENDING UPON WHICH COMBUSTION TURBINE MODEL OPTION IS CHOSEN. | PSDTX1106 | ELECTRICITY GENERATION | 15.21 | NATURAL GAS | 250 | MW | LAMAR POWER PARTNERS PROPOSES TO CONSTRUCT A NATURAL GAS-FIRED COMBINED-CYCLE POWER BLOCK TO BE BUILT AT THE EXISTING SITE IN LAMAR COUNTY, TEXAS. THE NEW POWER BLOCK WILL BE CAPABLE OF PRODUCING EITHER 620 OR 910 MEGAWATTS OF ELECTRICITY, DEPENDING UPON WHICH COMBUSTION TURBINE MODEL OPTION IS CHOSEN. THE PROPOSED PROJECT WOULD INCLUDE TWO COMBUSTION TURBINES (EITHER 170 MW GENERAL ELECTRIC 7FAS OR 250 MW MITSUBISHI 501GS), TWO HEAT RECOVERY STEAM GENERATORS WITH DUCT BURNERS AND ONE STEAM TURBINE. THE GE7FAS WOULD BE CAPABLE OF PRODUCING 620 MW OF ELECTRICITY IN COMBINED CYCLE MODE, WHILE THE M501GS WOULD PRODUCE 910 MW IN COMBINED CYCLE MODE. | Volatile Organic Compounds (VOC) | Unspecified | (Volatile Organic Compounds (VOC)) | VOC | P | GOOD COMBUSTION PRACTICES | 4 | PPMVD | @ 15% O2, 24-HR ROLLING AVG | BACT-PSD |  | N | 0 | U | 0 |  |  | 0 |  |  | 0 | 0 | N
TX-0548 | MADISON BELL ENERGY CENTER | MADISON BELL PARTNERS LP | MADISON | TX | 77354 | USA |  |  |  | 6 | TX001 | TEXAS COMMISSION ON ENVIRONMENTAL QUALITY (TCEQ) | MS. ANNE INMAN | (512) 239-1267 | anne.inman@tceq.texas.gov | RANDY HAMILTON RHAMILTO@TCEQ.STATE.TX.US | 83378 | 4911 | 221122 | UNKNOWN | 10/31/2007 &nbsp;ACT | 08/18/2009 &nbsp;ACT | 2009-11-06 | 2009-11-06 | A |  | THE PROJECT WOULD INCLUDE FOUR NATURAL GAS-FIRED COMBUSTION TURBINES (GE F7EA) AND FOUR HEAT RECOVERY STEAM GENERATORS (HRSGS) WITH PROVISIONS FOR DUCT FIRING. THE PROPOSED PROJECT WILL OPERATE THE COMBUSTION TURBINES IN COMBINED CYCLE MODE. THE COMBINED NOMINAL GENERATING CAPACITY OF THE PLANT IS APPROXIMATELY 550 MW IN COMBINED CYCLE MODE. | PSDTX1105 | ELECTRICITY GENERATION | 15.21 | NATURAL GAS | 275 | MW | FOUR GE PG7121(EA) COMBINE CYCLE TURBINES FIRING NATURAL GAS WILL DIRECTLY GENERATE 75 MW; EACH HAS A 165 MMBTU/HR DUCT BURNER AND A HEAT RECOVERY STEAM GENERATOR. TWO HRSGÂ¿S WILL TURN ONE 125 MW STEAM TURBINE AND THE OTHER TWO WILL TURN ANOTHER 125 MW STEAM TURBINE. THE TURBINE MAY OPERATE WITHOUT THE DUCT BURNER. | Volatile Organic Compounds (VOC) | Unspecified | (Volatile Organic Compounds (VOC)) | VOC | P | GOOD COMBUSTION PRACTICES | 2.5 | PPMVD | @ 15% O2, 1-HR ROLLING AVG | BACT-PSD |  | N | 0 | N | 0 |  |  | 0 |  |  | 0 | 0 | N
LA-0254 | NINEMILE POINT ELECTRIC GENERATING PLANT | ENTERGY LOUISIANA LLC | JEFFERSON | LA | 70094 | USA | CHRISTEE HERBERT | (504) 576-5699 | CHERBER@ENTERGY.COM | 6 | LA001 | LOUISIANA DEPARTMENT OF ENV QUALITY | MR. BRYAN D. JOHNSTON | (225)219-3450 | BRYAN.JOHNSTON@LA.GOV | PERMIT WRITER: CHRIS SMITH, (225) 219-3417 | PSD-LA-752 | 4911 | 221112 | 110002049328 | 09/14/2010 &nbsp;ACT | 08/16/2011 &nbsp;ACT | 2011-09-22 | 2011-12-12 | B |  | 1827 MW POWER PLANT (PRE-PROJECT). NATURAL GAS IS PRIMARY FUEL; NO. 2 &amp; NO. 4 FUEL OIL ARE SECONDARY FUELS. PROJECT INVOLVES DECOMMISSIONING OF 2 BOILERS AND THE CONSTRUCTION OF 2 COMBINED CYCLE GAS TURBINES WITH DUCT BURNERS, A NATURAL GAS-FIRED AUXILIARY BOILER, A DIESEL GENERATOR, 2 COOLING TOWERS, A FUEL OIL STORAGE TANK, A DIESEL-FIRED FIREWASTER PUMP, AND AN ANHYDROUS AMMONIA TANK. FUELS FOR THE TURBINES INCLUDE NATURAL GAS, NO. 2 FUEL OIL, AND ULTRA LOW SULFUR DIESEL. | APPLICATION ACCEPTED RECEIVED DATE = DATE OF ADMINISTRATIVE COMPLETENESS BACT FOR GREENHOUSE GASES (CO2E) FROM THE COMBINED CYCLE TURBINE GENERATORS (UNITS 6A & 6B) IS OPERATING PROPERLY AND PERFORMING NECESSARY ROUTINE MAINTENANCE, REPAIR, AND REPLACEMENT TO MAINTAIN THE GROSS HEAT RATE AT OR BELOW 7630 BTU/KW-HR (HHV) (ANNUAL AVERAGE). | COMBINED CYCLE TURBINE GENERATORS (UNITS 6A &amp; 6B) | 15.21 | NATURAL GAS | 7146 | MMBTU/H | TURBINES ALSO PERMITTED TO BURN NO. 2 FUEL OIL AND ULTRA LOW SULFUR DIESEL. FUEL OIL USE IS LIMITED TO 1000 HOURS PER YEAR. | Volatile Organic Compounds (VOC) | EPA/OAR Mthd 25A | (Volatile Organic Compounds (VOC)) | VOC | P | GOOD COMBUSTION PRACTICES | 1.4 | PPMVD @ 15% O2 | HOURLY AVERAGE W/O DUCT BURNER | BACT-PSD | OPERATING PERMIT | U | 0 | U | 3.8 | PPMVD @ 15% O2 | HOURLY AVERAGE W/ DUCT BURNER | 0 |  |  | 0 | 0 | N |  | WHILE FIRING FUEL OIL, THE BACT LIMIT FOR VOC IS 3.1 PPMVD @ 15% O2 (HOURLY AVERAGE) STARTUP/SHUTDOWN: PROGRESS THROUGH THE SU/SD EVENT AS QUICKLY AS POSSIBLE WHILE FOLLOWING THE MANUFACTURER'S RECOMMENDED PROCEDURES. SU/SD OPERATIONS LIMITED TO 1302 HR/YR. BACT FOR GREENHOUSE GASES (CO2E) FROM THE COMBINED CYCLE TURBINE GENERATORS (UNITS 6A & 6B) IS OPERATING PROPERLY AND PERFORMING NECESSARY ROUTINE MAINTENANCE, REPAIR, AND REPLACEMENT TO MAINTAIN THE GROSS HEAT RATE AT OR BELOW 7630 BTU/KW-HR (HHV) (ANNUAL AVERAGE).
TX-0790 | PORT ARTHUR LNG EXPORT TERMINAL | PORT ARTHUR LNG, LLC | JEFFERSON | TX |  | USA | J.D. MORRIS | 713-298-5479 |  | 6 | TX001 | TEXAS COMMISSION ON ENVIRONMENTAL QUALITY (TCEQ) | MS. ANNE INMAN | (512) 239-1267 | anne.inman@tceq.texas.gov | Erik Hendrickson, (512) 239-1095, Erik.Hendrickson@TCEQ.Texas.gov | 131769, PSDTX1456, GHGPSDTX134 | 4922 | 486210 | UNKNOWN | 12/21/2015 &nbsp;ACT | 02/17/2016 &nbsp;ACT | 2016-02-26 | 2016-07-29 | A |  | Liquefied natural gas (LNG) export terminal |  | Refrigeration Compression Turbines | 15.21 | natural gas | 10 | M TONNES/YR | Four GE Frame 7E gas turbines for refrigeration and compression at the site | Volatile Organic Compounds (VOC) | Unspecified | (Volatile Organic Compounds (VOC)) | VOC | P | good combustion practices and Dry low NOx burners | 2 | PPM | 3-HR AVG | BACT-PSD |  | N | 0 | U | 0 |  |  | 0 |  |  | 0 | 0 | N
TX-0619 | DEER PARK ENERGY CENTER | DEER PARK ENERGY CENTER LLC | HARRIS | TX |  | USA | MS. JAN STAVINOHA | 713-570-4814 |  | 6 | TX001 | TEXAS COMMISSION ON ENVIRONMENTAL QUALITY (TCEQ) | MS. ANNE INMAN | (512) 239-1267 | anne.inman@tceq.texas.gov | Ms. Ruth Alvirez 512-239-5220 ruth.alvirez@tceq.texas.gov | PSDTX979M2 | 4911 | 221112 | 110017743254 | 09/01/2011 &nbsp;ACT | 09/26/2012 &nbsp;ACT | 2012-10-25 | 2013-09-25 | B |  | The Deer Park Energy Center is a combined cycle cogeneration facility consisting of five Siemens/Westinghouse 501F combustion turbine generators, each with a 725 MMBtu/hr duct burner and heat recovery steam generator. | 45642 and N036M2 | Combined Cycle Turbine | 15.21 | natural gas | 180 | MW | natural gas-fired combined cycle turbine generator with a heat recovery steam generator equipped with a duct burner. The turbine is a Siemens 501F rated at a nominal 180 megawatts and the DB will have a maximum design rate capability of 725 million British thermal units per hour | Volatile Organic Compounds (VOC) | Unspecified | (Volatile Organic Compounds (VOC)) | VOC | P | good combustion, use of natural gas | 2 | PPMVD | @15% O2 | BACT-PSD |  | U | 0 | U | 0 |  |  | 0 |  |  | 0 | 0 | N |  | Compliance demonstrated by initial stack test
FL-0356 | OKEECHOBEE CLEAN ENERGY CENTER | FLORIDA POWER & LIGHT | OKEECHOBEE | FL | 34972 | USA | JOHN HAMPP |  | JOHN.HAMPP@FPL.COM | 4 | FL001 | FLORIDA DEPT. OF ENVIRONMENTAL PROTECTION | MR. DAVID READ | (850) 717-9000 | David.Read@dep.state.fl.us | John Dawson, john.dawson@dep.state.fl.us, 850-717-9085 | 0930117-001-AC | 4911 | 221112 | Unknown | 09/25/2015 &nbsp;ACT | 03/09/2016 &nbsp;ACT | 2016-03-14 | 2016-07-06 | A | http://depedms.dep.state.fl.us:80/Oculus/servlet/shell?command=getEntity&[guid=75.93290.1]&[profile=Permitting_Authorization] | Fossil-fueled power plant, consisting of a 3-on-1 combined cycle unit and auxiliary equipment. The combined cycle unit consists of three GE 7HA.02 turbines, each with nominal generating capacity of 350 MW. The total generating capacity for the combined cycle unit is 1,600 MW. | Technical evaluation of project available at http://depedms.dep.state.fl.us/Oculus/servlet/shell?command=getEntity&[guid=75.89000.1]&[profile=Permitting_Authorization] | Combined-cycle electric generating unit | 15.21 | Natural gas | 3096 | MMBtu/hr per turbine | 3-on-1 combined cycle unit. GE 7HA.02 turbines, approximately 350 MW per turbine. Total unit generating capacity is approximately 1,600 MW. Primarily fueled with natural gas. Permitted to burn the base-load equivalent of 500 hr/yr per turbine on ULSD. | Volatile Organic Compounds (VOC) | EPA/OAR Mthd 25A | (Volatile Organic Compounds (VOC)) | VOC | P | Good complete combustion minimizes VOC | 1 | PPMVD@15%O2 | GAS OPERATION | BACT-PSD |  | U | 0 | U | 2 | PPMVD@15%O2 | ULSD OPERATION | 0 |  |  | 0 | 0 | N |  | Method 18 or 25A. Initial test only -- CO used as proxy thereafter.
[40 empty] | Range Low | 0.3 | PPM
[40 empty] | Range High | 4 | PPM
[40 empty] | Mean | 1.7818 | PPM
[40 empty] | Median | 2 | PPM
[40 empty] | Mode | 2 | PPM

## Oxidation Catalyst
RBLCID | FACILITY_NAME | CORPORATE_OR_COMPANY_NAME | FACILITY_COUNTY | FACILITY_STATE | FACILITY_ZIP_CODE | FACILITY_COUNTRY | FACILTY_CONTACT_NAME | FACILITY_PHONE | FACILITY_CONTACT_EMAIL | EPA_REGION | AGENCY_CODE | AGENCY_NAME | AGENCY_CONTACT | AGENCY_PHONE | AGENCY_EMAIL | OTHER_AGENCY_CONTACT_INFO | PERMIT_NUM | SIC_CODE | NAICS_CODE | FACILITY_REGISTRY_SYSTEM_NUMBER | COMPLETE_APPLICATION_DATE | PERMIT_ISSUANCE_DATE | DATE_DETERMINATION_ENTERED_INTO_RBLC | DATE_DETERMINATION_LAST_UPDATED | PERMIT_TYPE | PERMIT_URL | FACILITY_DESCRIPTION | PERMIT_NOTES | PROCESS_NAME | PROCCESS_TYPE | PRIMARY_FUEL | THROUGHPUT | THROUGHPUT_UNIT | PROCESS_NOTES | POLLUTANT | TESTMETHOD | POLLUTANT_GROUP(S) | CAS_NUMBER | CONTROL_METHOD_CODE | CONTROL_METHOD_DESCRIPTION | EMISSION_LIMIT_1 | EMISSION_LIMIT_1_UNIT | EMISSION_LIMIT_1_AVG_TIME_CONDITION | CASE-BY-CASE_BASIS | OTHER_ APPLICABLE_REQUIREMENTS | OTHER_FACTORS | PERCENT_EFFICIENCY | COMPLIANCE_VERIFIED | EMISSION_LIMIT_2 | EMISSION_LIMIT_2_UNIT | EMISSION_LIMIT_2_AVGERAGE_TIME_CONDITION | STANDARAD_EMISSION_LIMIT | STANDARD_EMISSION_LIMIT_UNIT | STANDARD_LIMIT_AVERAGE_TIME_CONDITION | COST_EFFECTIVENESS | INCREMENTAL_COST_EFFECTIVENESS | Cost_Verified | DOLLAR_YEAR_USED_IN_COST_ESTIMATES | POLLUTANT_COMPLIANCE_NOTES
IA-0107 | MARSHALLTOWN GENERATING STATION | INTERSTATE POWER AND LIGHT | MARSHALL | IA | 50158 | USA | ALAN ARNOLD | 319-786-4476 | ALANARNOLD@ALLIANTENERGY.COM | 7 | IA001 | IOWA DEPARTMENT OF NATURAL RESOURCES AIR QUALITY | MR. GARY SMITH | (515) 725-9563 | GARY.SMITH@DNR.IOWA.GOV |  | 13-A-499-P | 4911 | 221112 | Unknown | 10/03/2013 &nbsp;ACT | 04/14/2014 &nbsp;ACT | 2014-04-15 | 2016-05-04 | B | http://www.iowadnr.gov/InsideDNR/RegulatoryAir/ConstructionPermits/PermitSearch.aspx | Utility electric generating station | Two combined cycle turbines without duct burning. | Combustion turbine #1 - combined cycle | 15.21 | natural gas | 2258 | mmBtu/hr | two identical Siemens SGT6-5000F combined cycle turbines without duct firing, each at 2258 mmBtu/hr generating approx. 300 MW each. | Volatile Organic Compounds (VOC) | EPA/OAR Mthd 25A | (Volatile Organic Compounds (VOC)) | VOC | A | Oxidation Catalyst | 1 | PPM | AVG. OF 3 ONE HOUR TEST RUNS | BACT-PSD |  | U | 95 | U | 71.2 | TON/YR | 12-MONTH ROLLING | 0 |  |  | 0 | 0 | N
PA-0286 | MOXIE ENERGY LLC/PATRIOT GENERATION PLT | MOXIE ENERGY LLC | LYCOMING COUNTY | PA |  | USA | KENT MORTON | (571) 594 - 0150 |  | 3 | PA001 | PENNSYLVANIA DEPT OF ENVIRONMENTAL PROTECTION, BUREAU OF AIR QUALITY | MR. ROBERT COOK | (717)772-3974 | rwcook@pa.gov | MUHAMMAD Q. ZAMAN, ENVIRONMENTAL PROGRAM MANAGER NORTHCENTRAL REGION 208 West Third St, Suite 101 Williamsport, PA 17701 570-327-3648 | 41-00084A | 4911 | 221112 | 45-2015223-2 | 07/18/2012 &nbsp;ACT | 01/31/2013 &nbsp;ACT | 2013-03-27 | 2016-05-27 | A |  | This plan approval is for the construction of two natural-gas-fired combined cycle powerblocks where each powerblock consists of a combustion turbine and heat recovery steam generator with duct burner. The two powerblocks constructed pursuant to this plan approval will be either the two powerblocks rated 472 megawatts (MW) (P101 and P102) or the powerblocks rated 458 MW (P103 and P104). Additionally, this plan approval is for the construction of a 1464 bhp diesel-fired emergency generator, 460 bhp dieselfired fire pump, 1600 gallon diesel tank, 300 gallon diesel tank, two 15,000 gallon (each) lube oil tanks and ancillary electrical equipment. |  | Combined Cycle Power Blocks 472 MW - (2) | 15.21 | Natural Gas | 0 |  | Two natural-gas-fired combined cycle powerblocks where each powerblock consists of a combustion turbine and heat recovery steam generator with duct burner. | Volatile Organic Compounds (VOC) | Unspecified | (Volatile Organic Compounds (VOC)) | VOC | A | Oxidation Catalyst | 1 | PPMDV | WITHOUT DUCT BURNER | BACT-PSD | OTHER | U | 0 | U | 1.5 | PPMDV | WITH DUCT BURNER | 33.8 | T/YR | EACH UNIT | 0 | 0 | N
*PA-0298 | FUTURE POWER PA/GOOD SPRINGS NGCC FACILITY | FUTURE POWER PA INC | SCHUYLKILL | PA | 17980 | USA | JAMES PALUMBO | 570-342-5200 |  | 3 | PA001 | PENNSYLVANIA DEPT OF ENVIRONMENTAL PROTECTION, BUREAU OF AIR QUALITY | MR. ROBERT COOK | (717)772-3974 | rwcook@pa.gov | MARK J. WEJKSZNER NORTHEAST REGION AIR PROGRAM MANAGER 2 Public Square Wilkes-Barre, PA 18711 570-826-2357 | 54-00082A | 4911 | 221112 | 26-3703407-1 | 05/03/2013 &nbsp;ACT | 03/04/2014 &nbsp;ACT | 2014-04-17 | 2018-03-23 | A |  | Natural gas-fired combined-cycle electric generation facility that is designed to generate up to 346 MW nominal, using a combustion turbine generator and a heat recovery steam generator that will provide steam to drive a single steam turbine generator. Each heat recovery steam generator will be equipped with a duct burner which may be utilized at time of peak power demands to supplement power output. The Turbine is rated at 2,267 MMBTU/hr HHV (2,042 MMBTU/hr LHV). The Duct burner is rated at 134.3 MMBTU/hr HHV (120 MMBTU/hr LHV). The proposed project will also include a diesel engine-driven emergency generator; a diesel engine-driven firewater pump; a multi-cell evaporative cooling tower; and associated emission control systems, tanks, and other plant equipment. |  | Turbine, COMBINED CYCLE UNIT (Siemens 5000) | 15.21 | Natural Gas | 2267 | MMBTU/H |  | Volatile Organic Compounds (VOC) | Unspecified | (Volatile Organic Compounds (VOC)) | VOC | A | Oxidation Catalyst | 2 | PPMVD | @ 15% OXYGEN | BACT-PSD | NSPS | U | 0 | U | 7.4 | LB/H | WITH DUCT BURNER | 34.1 | TPY | ON A 12-MONTH ROLLING TOTAL | 0 | 0 | N
CA-1178 | APPLIED ENERGY LLC | APPLIED ENERGY LLC | SAN DIEGO | CA | 92135 | USA |  |  |  | 9 | CA030 | SAN DIEGO COUNTY APCD, CA | MR. GARY SMITH | (858)586-2722 | gary.smith@sdcounty.ca.gov | Camqui Nguyen 858-586-2747 camqui.nguyen@sdcounty.ca.gov | 987494 | 361 | 221122 | UNKNOWN | 03/01/2008 &nbsp;ACT | 03/20/2009 &nbsp;ACT | 2010-09-21 | 2011-04-11 | A |  |  |  | Gas turbine combined cycle | 15.21 | Natural gas | 0 |  | Source test results: 1.45 ppm NOx @ 15% O2 or 2.19 lbs/hr <0.22 ppm VOC @15%O2 or <0.12 lb/hr | Volatile Organic Compounds (VOC) | Unspecified | (Volatile Organic Compounds (VOC)) | VOC | A | Oxidation catalyst | 2 | PPM | 1 HOUR | BACT-PSD | OTHER | U | 0 | U | 0 |  |  | 0 |  |  | 0 | 0 | N
TX-0767 | LON C. HILL POWER STATION | LON C. HILL, L.P. | NUECES | TX |  | USA | MATTHEW LINDSEY | 713-358-9734 |  | 6 | TX001 | TEXAS COMMISSION ON ENVIRONMENTAL QUALITY (TCEQ) | MS. ANNE INMAN | (512) 239-1267 | anne.inman@tceq.texas.gov | Tzvi Shalem, 512-239-1310, Tzvi.Shalem@tceq.texas.gov | 114911 AND PSDTX1380 | 4911 | 221122 | 110000501127 | 07/15/2015 &nbsp;ACT | 10/02/2015 &nbsp;ACT | 2015-09-23 | 2016-07-06 | A |  | The Lon C. Hill Power Station (LCHP) will include two natural gas-fired combined cycle combustion turbines (CTGs) equipped with dry low NOx burners (DLNs), heat recovery steam generators (HRSG), and natural gas-fired duct burners (DBs). Ancillary equipment includes evaporative coolers or inlet chillers, a single steam turbine (ST), auxiliary boiler, emergency generator, firewater pump, two cooling towers, oil water separator, degreaser, two diesel storage tanks, gasoline storage tank, selective catalytic reduction (SCR) and ammonia (NH3) handling systems including an NH3 storage tank, and two water tanks. The LCHP will be a 2x1 combined cycle power plant consisting of two CTGs, two HRSGs and one ST. The CTGs and ST will be one of two options: two Siemens SCC6-5000 CTGs and a SST6-5000 ST, or two General Electric 7FA CTGs and a D-11 ST. |  | Combined Cycle Turbines (&gt;25 MW) | 15.21 | natural gas | 195 | MW | Two power configuration options authorized Siemens â€“ 240 MW + 250 million British thermal units per hour (MMBtu/hr) duct burner GE â€“ 195 MW + 670 MMBtu/hr duct burner | Volatile Organic Compounds (VOC) | Unspecified | (Volatile Organic Compounds (VOC)) | VOC | A | oxidation catalyst | 2 | PPM |  | BACT-PSD | NSPS | U | 0 | U | 0 |  |  | 0 |  |  | 0 | 0 | N
TX-0773 | FGE EAGLE PINES PROJECT | FGE EAGLE PINES, LLC | CHEROKEE | TX |  | USA | EMERSON FARRELL | 281-407-7749 |  | 6 | TX001 | TEXAS COMMISSION ON ENVIRONMENTAL QUALITY (TCEQ) | MS. ANNE INMAN | (512) 239-1267 | anne.inman@tceq.texas.gov | Erik Hendrickson, 512-239-1095, Erik.Hendrickson@tceq.texas.gov | 131316, PSDTX1454, AND GHGPSDT | 4911 | 221112 | UNKNOWN | 09/10/2015 &nbsp;ACT | 11/04/2015 &nbsp;ACT | 2015-11-05 | 2016-07-06 | A |  | The FGEEP Project will include three natural gas-fired combined cycle (NGCC) power blocks, each block comprised of two gas-fired combustion turbines, two supplemental fired duct burners (DBs) heat recovery steam generators (HRSGs), and one steam turbine. FGEEP selected Alstom GT36 combustion turbines (CTs), each nominally rated at 321 megawatts (MW). Each HRSG is equipped with DBs that will have a maximum design heat input capacity of 799 million British thermal units per hour (MMBtu/hr). The CTs and DBs are fueled with pipeline quality natural gas. Each power block will also have a steam turbine generator designed to produce approximately 502 MW with the additional duct firing. Each of the three blocks will include the following ancillary equipment: one multi-cell condenser/cooling tower, one emergency generator, one firewater pump, two diesel storage tanks, and pressurized aqueous ammonia storage tanks. |  | Combined Cycle Turbines (&gt;25 MW) | 15.21 | natural gas | 321 | MW | Alstom GT36 combustion turbines (321 MW)+ 799 million British thermal units per hour (MMBtu/hr) duct burner | Volatile Organic Compounds (VOC) | Unspecified | (Volatile Organic Compounds (VOC)) | VOC | A | Oxidation Catalyst | 2 | PPM |  | BACT-PSD |  | N | 0 | U | 0 |  |  | 0 |  |  | 0 | 0 | N
TX-0788 | NECHES STATION | APEX TEXAS POWER LLC | CHEROKEE | TX |  | USA | DAVID JENKINS | 317-431-1004 |  | 6 | TX001 | TEXAS COMMISSION ON ENVIRONMENTAL QUALITY (TCEQ) | MS. ANNE INMAN | (512) 239-1267 | anne.inman@tceq.texas.gov | Ruth Alvirez 512-239-5220 Ruth.alvirez@tceq.texas .gov | 122401, PSDTX1428, GHGPSDTX111 | 4911 | 221112 | 110064514903 | 11/06/2015 &nbsp;ACT | 03/24/2016 &nbsp;ACT | 2016-02-19 | 2016-07-29 | A |  | either 4 simple cycle combustion turbine generators (CTGs) or two CTGs operating in simple cycle or combined cycle modes. The CTGs will be one of two options: Siemens or General Electric. |  | Combined Cycle &amp; Cogeneration | 15.21 | natural gas | 231 | MW | 2 CTGs to operate in simple cycle & combined cycle modes. 231 MW (Siemens) or 210 MW (GE) Simple cycle operations limited to 2,500 hr/yr. | Volatile Organic Compounds (VOC) | Unspecified | (Volatile Organic Compounds (VOC)) | VOC | A | OXIDATION CATALYST | 2 | PPM |  | BACT-PSD | NSPS | N | 0 | U | 0 |  |  | 0 |  |  | 0 | 0 | N |  | NSPS KKKK AND TTTT
TX-0789 | DECORDOVA STEAM ELECTRIC STATION | DECORDOVA II POWER COMPANY LLC | HOOD | TX |  | USA | PAUL COON | 214-875-8376 |  | 6 | TX001 | TEXAS COMMISSION ON ENVIRONMENTAL QUALITY (TCEQ) | MS. ANNE INMAN | (512) 239-1267 | anne.inman@tceq.texas.gov | Ruth Alvirez 512-239-5220 Ruth.alvirez@tceq.texas.gov | 107569 AND PSDTX1432 | 4911 | 221112 | 110008149217 | 12/23/2015 &nbsp;ACT | 03/08/2016 &nbsp;ACT | 2016-02-19 | 2016-07-06 | B |  | The DeCordova Station will consist of two combustion turbine generators (CTGs) operating in simple cycle or combined cycle modes. The gas turbines will be one of two options: Siemens or General Electric. |  | Combined Cycle &amp; Cogeneration | 15.21 | natural gas | 231 | MW | 2 CTGs to operate in simple cycle & combined cycle modes. 231 MW (Siemens) or 210 MW (GE). Simple cycle operations limited to 2,500 hr/yr. | Volatile Organic Compounds (VOC) | Unspecified | (Volatile Organic Compounds (VOC)) | VOC | A | OXIDATION CATALYST | 2 | PPM |  | BACT-PSD | NSPS | N | 0 | U | 0 |  |  | 0 |  |  | 0 | 0 | N |  | KKKK AND TTTT
TX-0790 | PORT ARTHUR LNG EXPORT TERMINAL | PORT ARTHUR LNG, LLC | JEFFERSON | TX |  | USA | J.D. MORRIS | 713-298-5479 |  | 6 | TX001 | TEXAS COMMISSION ON ENVIRONMENTAL QUALITY (TCEQ) | MS. ANNE INMAN | (512) 239-1267 | anne.inman@tceq.texas.gov | Erik Hendrickson, (512) 239-1095, Erik.Hendrickson@TCEQ.Texas.gov | 131769, PSDTX1456, GHGPSDTX134 | 4922 | 486210 | UNKNOWN | 12/21/2015 &nbsp;ACT | 02/17/2016 &nbsp;ACT | 2016-02-26 | 2016-07-29 | A |  | Liquefied natural gas (LNG) export terminal |  | Simple Cycle Electrical Generation Gas Turbines 15.210 | 15.21 | natural gas | 34 | MW | Nine GE PGT25+G4 gas turbines for electrical generation at the site at 34 MW/turbine | Volatile Organic Compounds (VOC) | Unspecified | (Volatile Organic Compounds (VOC)) | VOC | A | OXIDATION CATALYST | 2 | PPM | 3-HR AVERAGE | BACT-PSD |  | N | 0 | U | 0 |  |  | 0 |  |  | 0 | 0 | N
TX-0817 | CHOCOLATE BAYOU STEAM GENERATING (CBSG) STATION | INEOS USALLC | BRAZORIA | TX |  | USA | THERESA VITEK | 281-581-3498 |  | 6 | TX001 | TEXAS COMMISSION ON ENVIRONMENTAL QUALITY (TCEQ) | MS. ANNE INMAN | (512) 239-1267 | anne.inman@tceq.texas.gov |  | 123117, PSDTX1460, GHGPSDTX135 | 4911 | 221112 | Not Found | 12/22/2016 &nbsp;ACT | 02/17/2017 &nbsp;ACT | 2017-03-28 | 2017-11-16 | A |  | support facility providing steam and electricity |  | Combined Cycle Cogeneration | 15.21 | NATURAL GAS | 50 | MW | 2 UNITS EACH 50 MW GE LM6000 | Volatile Organic Compounds (VOC) | Unspecified | (Volatile Organic Compounds (VOC)) | VOC | A | OXIDATION CATALYST | 1 | PPMDV |  | BACT-PSD | NSPS | N | 0 | U | 0 |  |  | 0 |  |  | 0 | 0 | N |  | NSPS KKKK
WY-0070 | CHEYENNE PRAIRIE GENERATING STATION | BLACK HILLS POWER, INC. | LARAMIE | WY | 82009 | USA | TIM ROGERS | (605) 721-2286 | TIM.ROGERS@BLACKHILLSCORP.COM | 8 | WY001 | WYOMING AIR QUAL DIVISION, AIR QUALITY | MR. ANDREW KEYFAUVER | (307)777-7340 | andrew.keyfauver@wyo.gov |  | CT-12636 | 491 | 221112 | Not Found | 03/01/2012 &nbsp;ACT | 08/28/2012 &nbsp;ACT | 2012-08-23 | 2018-05-11 | A |  | A nominal 220 megawatt (MW) gross electrical facility. The station is to consist of five (5) 40 MW GE LM6000 combustion turbine generators with two (2) of the turbines operating in combined cycle mode for an additional 20 MW in generation. |  | Combined Cycle Turbine (EP01) | 15.21 | Natural Gas | 40 | MW |  | Volatile Organic Compounds (VOC) | EPA/OAR Mthd 25 | (Volatile Organic Compounds (VOC)) | VOC | A | Oxidation Catalyst | 3 | PPMV AT 15% O2 | 1-HOUR | BACT-PSD |  | N | 0 | U | 3 | LB/H | 3-HOUR AVERAGE | 14.7 | T/YR |  | 0 | 0 | N
WY-0070 | CHEYENNE PRAIRIE GENERATING STATION | BLACK HILLS POWER, INC. | LARAMIE | WY | 82009 | USA | TIM ROGERS | (605) 721-2286 | TIM.ROGERS@BLACKHILLSCORP.COM | 8 | WY001 | WYOMING AIR QUAL DIVISION, AIR QUALITY | MR. ANDREW KEYFAUVER | (307)777-7340 | andrew.keyfauver@wyo.gov |  | CT-12636 | 491 | 221112 | Not Found | 03/01/2012 &nbsp;ACT | 08/28/2012 &nbsp;ACT | 2012-08-23 | 2018-05-11 | A |  | A nominal 220 megawatt (MW) gross electrical facility. The station is to consist of five (5) 40 MW GE LM6000 combustion turbine generators with two (2) of the turbines operating in combined cycle mode for an additional 20 MW in generation. |  | Combined Cycle Turbine (EP02) | 15.21 | Natural Gas | 40 | MW |  | Volatile Organic Compounds (VOC) | EPA/OAR Mthd 25 | (Volatile Organic Compounds (VOC)) | VOC | A | Oxidation Catalyst | 3 | PPMV AT 15% O2 | 3-HOUR AVERAGE | BACT-PSD |  | N | 0 | U | 3 | LB/H | 3-HOUR AVERAGE | 14.7 | T/YR |  | 0 | 0 | N
TX-0546 | PATTILLO BRANCH POWER PLANT | PATTILLO BRANCH POWER COMPANY LLC | FANNIN | TX |  | USA |  |  |  | 6 | TX001 | TEXAS COMMISSION ON ENVIRONMENTAL QUALITY (TCEQ) | MS. ANNE INMAN | (512) 239-1267 | anne.inman@tceq.texas.gov | RANDY HAMILTON RHAMILTO@TCEQ.STATE.TX.US | 83642 | 4911 | 221122 | TX0121997 | 12/13/2007 &nbsp;ACT | 06/17/2009 &nbsp;ACT | 2009-11-06 | 2009-11-06 | A |  | 1400 MW POWER PLANT. 4 NATURAL GAS FIRED TURBINES PLUS HEAT RECOVERY STEAM GENERATORS (HRSG) | PSDTX1115 | ELECTRICITY GENERATION | 15.21 | NATURAL GAS | 350 | MW | EACH TURBINE/HRSG WILL BE DESIGNED TO OUTPUT 350 MW. TURBINES BEING CONSIDERED FOR THE PROJECT ARE GE 7FA, GE 7FB, AND SIEMENS SGT6-5000F. | Volatile Organic Compounds (VOC) | Unspecified | (Volatile Organic Compounds (VOC)) | VOC | A | OXIDATION CATALYST | 2 | PPMVD | @ 15% O2, 3-HR ROLLING AVG | BACT-PSD |  | N | 0 | N | 0 |  |  | 0 |  |  | 0 | 0 | N
*TX-0641 | PINECREST ENERGY CENTER | PINECREST ENERGY CENTER LLC | ANGELINA | TX |  | USA | KATHLEEN SMITH | 281-253-4385 |  | 6 | TX001 | TEXAS COMMISSION ON ENVIRONMENTAL QUALITY (TCEQ) | MS. ANNE INMAN | (512) 239-1267 | anne.inman@tceq.texas.gov | Mr. Marc Sturdivant 512-239-1313 marc.sturdivant@tceq.texas.gov | PSDTX1298 | 4911 |  |  | 06/22/2012 &nbsp;ACT | 11/12/2013 &nbsp;ACT | 2013-11-21 | 2017-11-17 | A |  | Combinec Cycle Electric Generating Plant | 103839 | combined cycle turbine | 15.21 | natural gas | 700 | MW | The generating equipment consists of two natural gas-fired combustion turbines (CTs), each exhausting to a fired heat recovery steam generator (HRSG) to produce steam to drive a shared steam turbine generator. The steam turbine is rated at 271 MW of electric output. Three models of combustion turbines are being considered for this site: the General Electric 7FA.05, the Siemens SGT6-5000F(4), and the Siemens SGT6-5000F(5). The final selection of the combustion turbine will not be made until after the permit is issued. Plant output will range between 637 and 735 MW, depending on the model turbine selected. Duct Burners are rated at 750 MMBtu/hr each. | Volatile Organic Compounds (VOC) | Unspecified | (Volatile Organic Compounds (VOC)) | VOC | A | oxidation catalyst | 2 | PPMVD | INITIAL STACK TEST, 15% OXYGEN | BACT-PSD |  | U | 0 | U | 0 |  |  | 0 |  |  | 0 | 0 | N
TX-0678 | FREEPORT LNG PRETREATMENT FACILITY | FREEPORT LNG DEVELOPMENT LP | BRAZORIA | TX |  | USA | RUBEN VELASQUEZ | (512) 342-3395 |  | 6 | TX001 | TEXAS COMMISSION ON ENVIRONMENTAL QUALITY (TCEQ) | MS. ANNE INMAN | (512) 239-1267 | anne.inman@tceq.texas.gov | Mr. Sean O'Brien 512-239-1137 sean.obrien@tceq.texas.gov | 104840 N170 PSDTX1302 | 1321 | 211112 | 110027375105 | 07/20/2012 &nbsp;ACT | 07/16/2014 &nbsp;ACT | 2015-03-13 | 2016-05-09 | A |  | In support of the proposed Liquefaction Plant pending TCEQ review under Air Quality Permit Nos. 100114, PSDTX1282, and N150, Freeport LNG plans to construct a natural gas Pretreatment Facility to purify pipeline quality natural gas to be sent to the Liquefaction Plant for the production of LNG. The Pretreatment Facility will be located approximately 3.5 miles inland to the northeast of the Quintana Island Terminal along Freeport LNGâ€™s existing 42-inch natural gas pipeline route. Pipeline quality natural gas will be delivered from interconnecting intrastate pipeline systems through Freeport LNG Developmentâ€™s existing Stratton Ridge meter station. The gas will be pretreated in the Pretreatment Facility to remove carbon dioxide, sulfur compounds, water, mercury, BTEX, and natural gas liquids. The pre-treated natural gas will then be delivered to the Liquefaction Plant through Freeport LNGâ€™s existing 42-inch gas pipeline. |  | Combustion Turbine | 15.21 | natural gas | 87 | MW | The exhaust heat from the turbine will be used to heat a heating medium which is used to regenerate rich amine from the acid gas removal system. | Volatile Organic Compounds (VOC) | Unspecified | (Volatile Organic Compounds (VOC)) | VOC | A | oxidation catalyst | 2 | PPMVD | 1 HOUR BASED ON STACK TEST | BACT-PSD |  | U | 0 | U | 0 |  |  | 0 |  |  | 0 | 0 | N
TX-0708 | LA PALOMA ENERGY CENTER | LA PALOMA ENERGY CENTER, LLC | CAMERON | TX |  | USA | GARY NEUS | (281) 682-8448 |  | 6 | TX001 | TEXAS COMMISSION ON ENVIRONMENTAL QUALITY (TCEQ) | MS. ANNE INMAN | (512) 239-1267 | anne.inman@tceq.texas.gov | Mr. Randy Hamilton 512-239-1512 randy.hamilton@tceq.texas.gov | 101542 PSDTX1288 | 4911 | 221112 | unknown | 03/15/2012 &nbsp;ACT | 02/07/2013 &nbsp;ACT | 2015-03-20 | 2016-05-09 | A |  | The proposed project is a new electric power plant, fueled by pipeline quality natural gas. The design of the plant is standard combined cycle (CC) technology. |  | (2) combined cycle turbines | 15.21 | natural gas | 650 | MW | The specific equipment includes two combustion turbines (CTs) connected to electric generators, producing between 183 and 232 MW of electricity, depending on ambient temperature and the selected CT. The two HRSGs use duct burners rated at 750 MMBtu/hr each to supplement the heat energy from the CTs. The steam from the two HRSGs is combined and routed to a single steam turbine driving a third electric generator with an electricity output capacity of 271 MW. Depending on the selected CT, total plant output at 59Â°F is between 637 MW and 735 MW. The applicant is considering three models of CT; one model will be selected and the permit revised to reflect the selection before construction begins. The three CT models are: (1) General Electric 7FA.04; (2) Siemens SGT6-5000F(4); or (3) Siemens SGT6-5000F(5). | Volatile Organic Compounds (VOC) | Unspecified | (Volatile Organic Compounds (VOC)) | VOC | A | oxidation catalyst | 2 | PPMVD | @15% O2, 3-HR ROLLING | BACT-PSD |  | N | 0 | U | 0 |  |  | 0 |  |  | 0 | 0 | N
TX-0710 | VICTORIA POWER STATION | VICTORIA WLE L.P. | VICTORIA | TX |  | USA | GARY CLARK | (361) 947-9934 |  | 6 | TX001 | TEXAS COMMISSION ON ENVIRONMENTAL QUALITY (TCEQ) | MS. ANNE INMAN | (512) 239-1267 | anne.inman@tceq.texas.gov | Mr. Marc Sturdivant 512-239-1313 marc.sturdivant@tceq.texas.gov | 108258 PSDTX1348 | 4911 | 221112 | 110000501154 | 02/14/2013 &nbsp;ACT | 12/01/2014 &nbsp;ACT | 2015-03-20 | 2016-05-09 | B |  | The facility is currently authorized under Standard Permit No. 80878 and several Permits by Rule (PBR), including Â§106.263 for maintenance, startup, and shutdown (MSS) (PBR Registration No. 94387) and Title V Permit No. O-35. Victoria proposes to install an additional natural gas-fired turbine (GT) and HRSG with duct burners at the Victoria Station. The resulting new facility will be a combined cycle generating facility in a 2x2x1 configuration (two combustion turbines, two HRSGs with duct burners, and one steam turbine). |  | combined cycle turbine | 15.21 | natural gas | 197 | MW | General Electric 7FA.04 at 197 MW nominal ouput. The duct burners will be capable of a maximum natural gas firing rate of up to 483 MMBtu/hr (HHV). The duct burners may be fired additional hours; however, total annual firing will not exceed the equivalent of 4,375 hours at maximum capacity per duct burner. The available capacity of the existing steam turbine will be increased from 125 MW in its existing 1x1x1 configuration to approximately 185 MW in the 2x2x1 configuration. | Volatile Organic Compounds (VOC) | Unspecified | (Volatile Organic Compounds (VOC)) | VOC | A | oxidation catalyst | 4 | PPMVD | @15% O2, 3-HR ROLLING AVERAGE | BACT-PSD |  | N | 0 | U | 0 |  |  | 0 |  |  | 0 | 0 | N
TX-0712 | TRINIDAD GENERATING FACILITY | SOUTHERN POWER COMPANY | HENDERSON | TX |  | USA | KELLI MCCULLOUGH | (205) 257-6720 |  | 6 | TX001 | TEXAS COMMISSION ON ENVIRONMENTAL QUALITY (TCEQ) | MS. ANNE INMAN | (512) 239-1267 | anne.inman@tceq.texas.gov | Mr. Tzvi Shalem 512-239-1310 tzvi.shalem@tceq.texas.gov | 111393 PSDTX1368 | 4911 | 221112 | 110007199735 | 06/27/2013 &nbsp;ACT | 11/20/2014 &nbsp;ACT | 2015-03-20 | 2016-05-09 | B |  | Southern Power Company (SPC) is proposing to construct an electric generating facility near Trinidad, Henderson County, Texas. The Trinidad Generating Facility (TGF) will include a natural gas-fired combined cycle combustion turbine generator (CTG) equipped with heat recovery steam generator (HRSG) and duct burners (DB). |  | combined cycle turbine | 15.21 | natural gas | 497 | MW | The facility will consist of a Mitsubishi Heavy Industries (MHI) J model gas fired combustion turbine nominally rated at 497 megawatts (MW) equipped with a HRSG and DB with a maximum design capacity of 402 million British thermal units per hour (MMBtu/hr). The gross nominal output of the CTG with HRSG and DB is 530 MW. | Volatile Organic Compounds (VOC) | Unspecified | (Volatile Organic Compounds (VOC)) | VOC | A | oxidation catalyst | 4 | PPMVD | @15% O2 1-HR | BACT-PSD |  | N | 0 | U | 0 |  |  | 0 |  |  | 0 | 0 | N
TX-0713 | TENASKA BROWNSVILLE GENERATING STATION | TENASKA BROWNSVILLE PARTNERS, LLC | CAMERON | TX |  | USA | LARRY CARLSON | (402) 938-1661 |  | 6 | TX001 | TEXAS COMMISSION ON ENVIRONMENTAL QUALITY (TCEQ) | MS. ANNE INMAN | (512) 239-1267 | anne.inman@tceq.texas.gov | Mr. Randy Hamilton 512-239-1512 randy.hamilton@tceq.texas.gov | 108411 PSDTX1350 | 4911 | 221112 | unknown | 02/21/2013 &nbsp;ACT | 04/29/2014 &nbsp;ACT | 2015-03-20 | 2016-05-09 | A |  | Tenaska proposes a new electric power plant, using combined cycle gas turbine (CCGT) technology and fueled by pipeline quality natural gas. The proposed permit authorizes two CTs (2x1 CCGT), although the final design selected by Tenaska may only consist of one CT (1x1 CCGT). |  | (2) combined cycle turbines | 15.21 | natural gas | 274 | MW | Each CTG is site-rated at 274 MW gross electric output at 62Â°F ambient temperature. At this condition, two HRSGs with full duct burner firing produce enough steam to generate an additional 336 MW, for a total of 884 MW gross, or with about 5% losses, about 840 MW net electric output. Under summertime conditions, the net output is approximately 800 MW with the 2x1 CCGT configuration or about 400 MW with the 1x1 CCGT configuration. | Volatile Organic Compounds (VOC) | Unspecified | (Volatile Organic Compounds (VOC)) | VOC | A | oxidation catalyst | 2 | PPMVD | @15% O2, 3-HR AVERAGE | BACT-PSD |  | N | 0 | U | 0 |  |  | 0 |  |  | 0 | 0 | N
TX-0714 | S R BERTRON ELECTRIC GENERATING STATION | NRG TEXAS POWER LLC | HARRIS | TX |  | USA | CRAIG ECKBERG | (713) 537-2146 |  | 6 | TX001 | TEXAS COMMISSION ON ENVIRONMENTAL QUALITY (TCEQ) | MS. ANNE INMAN | (512) 239-1267 | anne.inman@tceq.texas.gov | Ms. Ruth Alvirez 512-239-5220 ruth.alvirez@tceq.texas.gov | 102731 PSDTX1294 | 4911 | 221112 | 110034988413 | 05/10/2012 &nbsp;ACT | 12/19/2014 &nbsp;ACT | 2015-03-20 | 2016-05-09 | B |  | NRG Texas is proposing to construct an additional electric power generation station at the Bertron Power Project which will generate electric power for sale on the wholesale electric market. The Bertron Power Project will include two power blocks that can be operated in combined cycle mode. |  | (2) combined cycle turbines | 15.21 | natural gas | 240 | MW | The gas turbines will be one of three options: (1) Two Siemens Model F5 (SF5) CTGs each rated at nominal capability of 225 megawatts (MW). Each CTG will have a duct fired HRSG with a maximum heat input of 688 million British thermal units per hour (MMBtu/hr). (2) Two General Electric Model 7FA (GE7FA) CTGs each rated at nominal capability of 215 MW. Each CTG will have a duct fired HRSG with a maximum heat input of 523 MMBtu/hr. (3) Two Mitsubishi Heavy Industry G Frame (MHI501G) CTGs each rated at a nominal electric output of 263 MW. Each CTG will have a duct fired HRSG with a maximum heat input of 686 MMBtu/hr. | Volatile Organic Compounds (VOC) | Unspecified | (Volatile Organic Compounds (VOC)) | VOC | A | oxidation catalyst | 1 | PPMVD | @15% O2 | BACT-PSD |  | N | 0 | U | 0 |  |  | 0 |  |  | 0 | 0 | N
CT-0157 | CPV TOWANTIC, LLC | CPV TOWANTIC, LLC | NEW HAVEN | CT | 6478 | USA | ANDREW BAZINET | 781-848-3611 | ABAZINET@CPV.COM | 1 | CT001 | CONNECTICUT DEPT OF ENERGY & ENVIRONMENTAL PROTECTION | MR. GARY ROSE | (860)424-3468 | gary.rose@ct.gov | James Grillo james.grillo@ct.cov 860-424-3570 | 144-0023 | 4911 | 221112 | 110040589672 | 09/24/2014 &nbsp;ACT | 11/30/2015 &nbsp;ACT | 2015-12-03 | 2016-02-19 | A |  | 805 MW Combined Cycle Power Plant |  | Combined Cycle Power Plant | 15.21 | Natural Gas | 21200000 | MMBtu/12 months |  | Volatile Organic Compounds (VOC) | Unspecified | (Volatile Organic Compounds (VOC)) | VOC | A | Oxidation Catalyst | 1 | PPMVD @15% O2 |  | BACT-PSD | OPERATING PERMIT | U | 0 | U | 2 | PPMVD @15% O2 |  | 0 |  |  | 0 | 0 | N |  | Emission 1: turbine w/o duct firing Emission 2: turbine w/ duct firing
CT-0158 | CPV TOWANTIC, LLC | CPV TOWANTIC, LLC | NEW HAVEN | CT | 6478 | USA | ANDREW BAZINET | 781-848-3611 | ABAZINET@CPV.COM | 1 | CT001 | CONNECTICUT DEPT OF ENERGY & ENVIRONMENTAL PROTECTION | MR. GARY ROSE | (860)424-3468 | gary.rose@ct.gov | James Grillo; james.grillo@ct.gov; 860-424-3570 | 144-0024 | 4911 | 221112 | 110040589672 | 09/24/2014 &nbsp;ACT | 11/30/2015 &nbsp;ACT | 2015-12-04 | 2016-02-19 | A |  | 805 MW Combined Cycle Plant |  | Combined Cycle Power Plant | 15.21 | Natural Gas | 21200000 | MMBtu/yr |  | Volatile Organic Compounds (VOC) | Unspecified | (Volatile Organic Compounds (VOC)) | VOC | A | Oxidation Catalyst | 1 | PPMVD @15% O2 |  | BACT-PSD | OPERATING PERMIT | U | 0 | U | 2 | PPMVD @15% O2 |  | 0 |  |  | 0 | 0 | N |  | Emission 1: turbine w/o duct firing Emission 2: turbine w/ duct firing
CT-0161 | KILLINGLY ENERGY CENTER | NTE CONNECTICUT, LLC | WINDHAM | CT | 6241 | USA | MARK MIRABITO | 904-687-1857 | MMIRABITO@NTEENERGY.COM | 1 | CT001 | CONNECTICUT DEPT OF ENERGY & ENVIRONMENTAL PROTECTION | MR. GARY ROSE | (860)424-3468 | gary.rose@ct.gov | James Grillo 860-424-3570 | 089-0107 | 4911 | 221112 | Not Found | 05/31/2016 &nbsp;ACT | 06/30/2017 &nbsp;ACT | 2017-08-28 | 2018-05-11 | A |  | 550 MW Combined Cycle Plant |  | Natural Gas w/o Duct Firing | 15.21 | Natural Gas | 2969 | MMBtu/hr | Throughput is for turbine only | Volatile Organic Compounds (VOC) | Unspecified | (Volatile Organic Compounds (VOC)) | VOC | A | Oxidation Catalyst | 0.7 | PPMVD @15% O2 |  | BACT-PSD | OPERATING PERMIT | U | 0 | U | 0 |  |  | 0 |  |  | 0 | 0 | N
CT-0161 | KILLINGLY ENERGY CENTER | NTE CONNECTICUT, LLC | WINDHAM | CT | 6241 | USA | MARK MIRABITO | 904-687-1857 | MMIRABITO@NTEENERGY.COM | 1 | CT001 | CONNECTICUT DEPT OF ENERGY & ENVIRONMENTAL PROTECTION | MR. GARY ROSE | (860)424-3468 | gary.rose@ct.gov | James Grillo 860-424-3570 | 089-0107 | 4911 | 221112 | Not Found | 05/31/2016 &nbsp;ACT | 06/30/2017 &nbsp;ACT | 2017-08-28 | 2018-05-11 | A |  | 550 MW Combined Cycle Plant |  | Natural Gas w/Duct Firing | 15.21 | Natural Gas | 2639 | MMBtu/hr | Duct burner MRC is 946 MMbtu/hr | Volatile Organic Compounds (VOC) | Unspecified | (Volatile Organic Compounds (VOC)) | VOC | A | Oxidation Catalyst | 1.6 | PPMVD @15% O2 |  | BACT-PSD | OPERATING PERMIT | U | 0 | U | 0 |  |  | 0 |  |  | 0 | 0 | N
FL-0364 | SEMINOLE GENERATING STATION | SEMINOLE ELECTRIC COOPERATIVE, INC. | PUTNAM | FL | 32177 | USA | CHRIS WEBER | 813-739-1359 | CWEBER@SEMINOLE-ELECTRIC.COM | 4 | FL001 | FLORIDA DEPT. OF ENVIRONMENTAL PROTECTION | MR. DAVID READ | (850) 717-9000 | David.Read@dep.state.fl.us |  | 1070025-028-AC / PSD-FL-443 | 4911 | 221112 | 110041142304 | 12/11/2017 &nbsp;ACT | 03/21/2018 &nbsp;ACT | 2018-04-13 | 2018-05-11 | B | https://arm-permit2k.dep.state.fl.us/nontv/1070025.028.AC.F.ZIP | Existing fossil-fueled power plant. Two coal-fired units each rated at 736 MW. Project entails retirement of one coal-fired unit and construction of a 2-on-1 natural gas combined cycle unit. | Technical evaluation available at https://arm-permit2k.dep.state.fl.us/nontv/1070025.028.AC.D.ZIP | 2-on-1 natural gas combined-cycle unit (GE 7HA.02) | 15.21 | Natural gas | 3514 | MMBtu/hr | Two GE 7HA.02 combustion turbines, each rated at 415 MW. Total unit capacity is approximately 1,183 MW (gross) and 1,050 MW (net). Due to netting, triggered PSD only for VOC. | Volatile Organic Compounds (VOC) | EPA/OAR Mthd 18 | (Volatile Organic Compounds (VOC)) | VOC | A | Oxidation catalyst | 1 | PPMVD@15% O2 | WITHOUT DUCT BURNER FIRING | BACT-PSD |  | U | 0 | U | 2 | PPMVD@15% O2 | CT + DUCT BURNER OPERATION | 0 |  |  | 0 | 0 | N |  | Methods 18 and 25A are permitted. Compliance by stack test upon Title V permit renewal. Separate tests with and without duct burner firing are required.
CO-0073 | PUEBLO AIRPORT GENERATING STATION | BLACK HILLS ELECTRIC GENERATION, LLC | PUEBLO | CO | 81001 | USA | TIM MORDHORST | 605-721-2181 | TIM.MORDHORST@BLACKHILLSCORP.COM | 8 | CO001 | COLORADO DEPT OF HEALTH - AIR POLL CTRL | MR. ROLAND HEA | (303) 692-3252 | Roland.Hea@state.co.us |  | 09PB0591 | 4911 | 221112 | 110055426409 | 09/23/2009 &nbsp;ACT | 07/22/2010 &nbsp;ACT | 2014-10-03 | 2017-09-12 | A |  | Combustion turbine power plant | New power plant consisting of 7 combustion turbines | Four combined cycle combution turbines | 15.21 | natural gas | 373 | MMBTU/H | Three GE, LMS6000 PF, natural gas-fired, combined cycle CTG, rated at 373 MMBtu per hour each, based on HHV and one (1) HRSG each with no Duct Burners | Volatile Organic Compounds (VOC) | Unspecified | (Volatile Organic Compounds (VOC)) | VOC | A | oxidation catalyst and good combustion control | 4 | PPMVD AT 15% O2 | AVE OVER STACK TEST LENGTH | BACT-PSD | OPERATING PERMIT | U | 0 | U | 0 |  |  | 0 |  |  | 0 | 0 | N
GA-0138 | LIVE OAKS POWER PLANT | LIVE OAKS COMPANY, LLC | GLYNN | GA | 31525 | USA | BURT WALLACE | 478 943-2331 | BURT_1@BELLSOUTH.NET | 4 | GA001 | GEORGIA DEPARTMENT OF NATURAL RESOURCES | MR. ERIC CORNWELL | (404) 363-7020 | Eric.Cornwell@dnr.state.ga.us |  | 4911-127-0075-P-02-0 | 4911 | 221122 | UNKNOWN | 11/19/2008 &nbsp;ACT | 04/08/2010 &nbsp;ACT | 2010-09-09 | 2010-09-10 | A |  | LIVE OAKS POWER PLANT PROPOSED FACILITY WILL OPERATE AS A FULLY DISPATCHABLE ELECTRIC GENERATING FACILITY. THE COMBINED CYCLE SYSTEM WILL UTILIZE TWO COMBUSTION TURBINES AND ONE STEAM TURBINE, CONFIGURED IN A TWO-ON-ONE ARRANGEMENT. THE HEAT CONTENT OF THE EXHAUST GASSES WIL BE RECOVERED BY A HEAT RECOVERY STEAM GENERATOR (HRSG), AND USED TO DRIVE A STEAM TURBINE. DURING PEAK LOADS A DUCT BURNER IN THE HRSG CAN BE FIRED TO AD ADDITIONAL HEAT ENERGY TO THE GAS TURBINE EXHAUST, INCREASING THE PRODUCTION OF STEAM SENT TO THE STEAM TURBINE. THE COMBUSTION TURBINES (CTs) SELECTED ARE SIEMENS MODEL SGT6-5000F. EACH COMBUSTION TURBINE WILL GENERATE 200 MW OF ELECTRIC POWER. THE GROSS ELECTRICAL CAPACITY OF THE COMBINED CYCLE FACILITY FIRING NATURAL GAS WILL THEN BE 600 MW. | PM10 74.3(+) EMISSIONS (T/YR) | COMBINED CYCLE COMBUSTION TURBINE - ELECTRIC GENERATING PLANT | 15.21 | NATURAL GAS | 600 | MW |  | Volatile Organic Compounds (VOC) | Unspecified | (Volatile Organic Compounds (VOC)) | VOC | A | OXIDATION CATALYST and GOOD COMBUSTION PRACTICES | 2 | PPM@15%02 | 3-HOUR AVERAGE/CONDITION 2.11 | BACT-PSD | SIP , OPERATING PERMIT | U | 0 | N | 0 |  |  | 0 |  |  | 0 | 0 | N
TX-0819 | GAINES COUNTY POWER PLANT | SOUTHWESTERN PUBLIC SERVICE COMPANY |  | TX |  | USA | DAVID LOW | 806-378-2730 |  | 6 | TX001 | TEXAS COMMISSION ON ENVIRONMENTAL QUALITY (TCEQ) | MS. ANNE INMAN | (512) 239-1267 | anne.inman@tceq.texas.gov | Ms. Laura Gibson, P.E., (512) 239-2175, Laura.Gibson@tceq.texas.gov | 135322, PSDTX1470, AND GHGPSDT | 4911 | 221112 | NOT FOUND | 12/15/2016 &nbsp;ACT | 04/28/2017 &nbsp;ACT | 2017-06-05 | 2017-06-12 | A |  | constructed in phases, with natural gas-fired simple cycle combustion turbines (SCCTs) with dry low nitrogen oxide (NOx) burners (DLN) to be converted into 2-on-1 combined cycle combustion turbines (CCCTs) with selective catalytic reduction (SCRs), heat recovery steam generators (HRSGs, one per combustion turbine) and one steam turbine per two CCCTs. Federal control review only applies to the turbines and HRSGs. |  | Combined Cycle Turbine with Heat Recovery Steam Generator, fired Duct Burners, and Steam Turbine Generator | 15.21 | NATURAL GAS | 426 | MW | Four Siemens SGT6-5000F5 natural gas fired combustion turbines with HRSGs and Steam Turbine Generators | Volatile Organic Compounds (VOC) | Unspecified | (Volatile Organic Compounds (VOC)) | VOC | B | Oxidation catalyst and good combustion practices | 3.5 | PPMVD | 15% O2 | BACT-PSD |  | N | 0 | U | 0 |  |  | 0 |  |  | 0 | 0 | N
OK-0154 | MOORELAND GENERATING STA | WESTERN FARMERS ELECTRIC COOPERATIVE | WOODWARD | OK | 73852 | USA | GERALD BUTCHER | 405-247-4341 | G_BUTCHER@WFEC.COM | 6 | OK001 | OKLAHOMA DEPARTMENT OF ENVIRONMENTAL QUALITY | MR. LEE WARDEN | (405)702-4182 | LEE.WARDEN@DEQ.OK.GOV |  | 2008-302-C(M-1)PSD | 4911 | 221112 | 153-00002 | 08/22/2012 &nbsp;ACT | 07/02/2013 &nbsp;ACT | 2014-06-18 | 2016-07-29 | B |  | WFEC operates the Mooreland Generating Station to generate wholesale electricity which is transmitted over WFECâ€™s system. The facility was originally constructed in 1963. The electricity is sold in rural areas of approximately 3/4 of the state of Oklahoma and part of New Mexico. The Mooreland Generating Station currently consists of three high-pressure boilers that burn locally-produced natural gas. The three high-pressure boilers used to generate electricity and the auxiliary boiler used to heat the facility were constructed before May 31, 1972, and are considered â€œgrandfatheredâ€ from construction permitting requirements. | WFEC submitted a Prevention of Significant Deterioration (PSD) construction permit application for the proposed addition of a combined-cycle combustion turbine and associated support equipment to the existing Mooreland Generating Station | COMBUSTION TURBINE | 15.21 | NATURAL GAS | 360 | MW | This process represents the Siemens option for the project - One Siemens SGT6-5000F5 natural gas-fired combustion turbine generator with an 820.3 MMBTUH duct burner. | Volatile Organic Compounds (VOC) | Unspecified | (Volatile Organic Compounds (VOC)) | VOC | B | OXIDATION CATALYST AND GOOD COMBUSTION PRACTICES. | 5 | PPMVD@15% O2 | 30-DAY | BACT-PSD | N/A | U | 0 | U | 17 | LB/HR | 30-DAY | 0 |  |  | 0 | 0 | N
OK-0154 | MOORELAND GENERATING STA | WESTERN FARMERS ELECTRIC COOPERATIVE | WOODWARD | OK | 73852 | USA | GERALD BUTCHER | 405-247-4341 | G_BUTCHER@WFEC.COM | 6 | OK001 | OKLAHOMA DEPARTMENT OF ENVIRONMENTAL QUALITY | MR. LEE WARDEN | (405)702-4182 | LEE.WARDEN@DEQ.OK.GOV |  | 2008-302-C(M-1)PSD | 4911 | 221112 | 153-00002 | 08/22/2012 &nbsp;ACT | 07/02/2013 &nbsp;ACT | 2014-06-18 | 2016-07-29 | B |  | WFEC operates the Mooreland Generating Station to generate wholesale electricity which is transmitted over WFECâ€™s system. The facility was originally constructed in 1963. The electricity is sold in rural areas of approximately 3/4 of the state of Oklahoma and part of New Mexico. The Mooreland Generating Station currently consists of three high-pressure boilers that burn locally-produced natural gas. The three high-pressure boilers used to generate electricity and the auxiliary boiler used to heat the facility were constructed before May 31, 1972, and are considered â€œgrandfatheredâ€ from construction permitting requirements. | WFEC submitted a Prevention of Significant Deterioration (PSD) construction permit application for the proposed addition of a combined-cycle combustion turbine and associated support equipment to the existing Mooreland Generating Station | Combustion Turbine | 15.21 | Natural Gas | 360 | MW | This process represents the GE option for the project - One GE 7FA.05 natural gas-fired combustion turbine generator with an 820.5 MMBTUH duct burner. | Volatile Organic Compounds (VOC) | Unspecified | (Volatile Organic Compounds (VOC)) | VOC | B | Oxidation catalyst and good combustion practices. | 5 | PPMVD@15%O2 | 30-DAY | BACT-PSD | N/A | U | 0 | U | 17 | LB/HR | 30-DAY | 0 |  |  | 0 | 0 | N
TX-0730 | COLORADO BEND ENERGY CENTER | COLORADO BEND II POWER, LLC | WHARTON | TX |  | USA | AL HATTON | (610) 765-5316 |  | 6 | TX001 | TEXAS COMMISSION ON ENVIRONMENTAL QUALITY (TCEQ) | MS. ANNE INMAN | (512) 239-1267 | anne.inman@tceq.texas.gov | Randy Hamilton, (512) 239-1512, randy.hamilton@tceq.texas.gov | 119365, PSDTX1410, GHGPSDTX112 | 4911 | 221112 | 110041470431 | 04/18/2014 &nbsp;ACT | 04/01/2015 &nbsp;ACT | 2015-04-02 | 2016-05-16 | B |  | Combined cycle combustion turbine electric generating facility. These will be the first two General Electric (GE) Model 7HA.02 Combustion Turbines in a combined cycle power plant that uses two combustion turbines and one steam turbine using air-cooled condensers and controlled with Selective catalytic reduction (SCR) and oxidation catalyst. |  | Combined-cycle gas turbine electric generating facility | 15.21 | natural gas | 1100 | MW | combined cycle power plant that uses two combustion turbines and one steam turbine, model GE 7HA.02 | Volatile Organic Compounds (VOC) | Unspecified | (Volatile Organic Compounds (VOC)) | VOC | A | oxidation catalyst and SCR | 4 | PPMVD @ 15% O2 | 3-HR AVERAGE | BACT-PSD | NSPS | N | 0 | U | 0 |  |  | 0 |  |  | 0 | 0 | N
ID-0018 | LANGLEY GULCH POWER PLANT | IDAHO POWER COMPANY | PAYETTE | ID |  | USA |  | 2083885820 | TMAHLUM@IDAHOPOWER.COM | 10 | ID001 | IDAHO DEPT OF ENVIRONMENTAL QUALITY | MR. BILL ROGERS | (208)373-0437 | WILLIAM.ROGERS@DEQ.IDAHO.GOV |  | P-2009.0092 | 4911 | 221112 | UNKNOWN | 06/07/2009 &nbsp;ACT | 06/25/2010 &nbsp;ACT | 2010-08-09 | 2010-10-05 | A |  | ONE-ON-ONE COMBINED CYCLE PLANT CONSISTING OF (1) NATURAL GAS-FIRED COMBUSTION TURBINE (CT) AND (1) STEAM TURBINE. THE CT IS EQUIPPED WITH (1) HEAT RECOVERY STEAM GENERATOR (HRSG) AND DUCT BURNER. ANCILLARY EQUIPMENT INCLUDES (1) DIESEL-FIRED EMERGENCY GENERATOR, (1) DIESEL-FIRED FIRE PUMP, (1) WET COOLING TOWER, AND (6) DRY CHEMICAL STORAGE SILOS. |  | COMBUSTION TURBINE, COMBINED CYCLE W/ DUCT BURNER | 15.21 | NATURAL GAS (ONLY) | 2375.28 | MMBTU/H | SIEMENS SGT6-5000F COMBUSTION TURBINE (NGCT, CCGT) FOR ELECTRICAL GENERATION, NOMINAL 269 MW AND 2.1466 MMSCF/HR | Volatile Organic Compounds (VOC) | Unspecified | (Volatile Organic Compounds (VOC)) | VOC | B | Oxidation Catalyst CATALYTIC OXIDATION (CATOXDRY LOW NOX (DLN), GOOD COMBUSTION PRACTICES (GCP) | 2 | PPMVD | 3-HR ROLLING / 15% O2 | BACT-PSD |  | N | 0 |  | 11.5 | PPMVD | 3-HR ROLLING / 15% O2 DURING LL | 0 |  |  | 0 | 0 | N |  | LIMITS APPLY TO COMBUSTION TURBINE AND DUCT BURNER COMBINED EMISSIONS. SECONDARY LIMIT APPLIES DURING STARTUP, SHUTDOWN, AND LOW-LOAD EVENTS (SU/SD/LL). EMISSION LIMIT NOT SPECIFIED DURING SU/SD (GCP ONLY).
MI-0406 | RENAISSANCE POWER LLC | LS POWER DEVELOPMENT LLC | MONTCALM | MI | 48811 | USA | BRADLEY COOLEY | 636-534-3268 | BCOOLEY@LSPOWER.COM | 5 | MI001 | MICHIGAN DEPT OF ENVIRONMENTAL QUALITY | MS. CINDY SMITH | (517)284-6802 | SMITHC17@MICHIGAN.GOV | Please contact the permit engineer, Melissa Byrnes, at 517-284-6790 or at BYRNESM@michigan.gov for technical questions regarding this permit. Thank you. | 51-13 | 4911 | 221112 | 2611705287 | 07/13/2013 &nbsp;ACT | 11/01/2013 &nbsp;ACT | 2014-03-19 | 2016-07-07 | C |  | For technical questions regarding this permit, please contact the permit engineer, Melissa Byrnes, at 517-284-6790. Thank you. | Other facility-wide pollutants not listed below (tpy): PM10=211.19+ PM2.5=205.24+ Lead=0.0027+ CO2e=5,398,441+ Sulfuric Acid Mist=5.67+ | FG-CTG1-4 Natural gas fueled combined cycle combustion turbine generators (CTG) | 15.21 | Natural gas | 2147 | MMBTU/H | FG-CTG1-4: Four natural gas fired CTGs with each turbine containing a heat recovery steam generator (HRSG) to operate in combined cycle. Two CTGs (with HRSGs) are connected to one steam turbine generator. Each CTG is equipped with a dry low NOx (DLN) burner, a selective catalytic reduction (SCR) system, and a catalytic oxidation system. The throughput capacity is 2,147 MMBtu/hr for each CTG. The turbines are existing simple cycle turbines that will be retrofit to be combined cycle units. | Volatile Organic Compounds (VOC) | Unspecified | (Volatile Organic Compounds (VOC)) | VOC | A | Oxidation Catalyst Catalytic oxidation system (COS) | 2 | PPMVOL | DRY AT 15% OXYGEN | BACT-PSD |  | N | 0 | N | 0 |  |  | 0 |  |  | 0 | 0 | N |  | Test protocol will specify averaging time.
MI-0406 | RENAISSANCE POWER LLC | LS POWER DEVELOPMENT LLC | MONTCALM | MI | 48811 | USA | BRADLEY COOLEY | 636-534-3268 | BCOOLEY@LSPOWER.COM | 5 | MI001 | MICHIGAN DEPT OF ENVIRONMENTAL QUALITY | MS. CINDY SMITH | (517)284-6802 | SMITHC17@MICHIGAN.GOV | Please contact the permit engineer, Melissa Byrnes, at 517-284-6790 or at BYRNESM@michigan.gov for technical questions regarding this permit. Thank you. | 51-13 | 4911 | 221112 | 2611705287 | 07/13/2013 &nbsp;ACT | 11/01/2013 &nbsp;ACT | 2014-03-19 | 2016-07-07 | C |  | For technical questions regarding this permit, please contact the permit engineer, Melissa Byrnes, at 517-284-6790. Thank you. | Other facility-wide pollutants not listed below (tpy): PM10=211.19+ PM2.5=205.24+ Lead=0.0027+ CO2e=5,398,441+ Sulfuric Acid Mist=5.67+ | FG-CTG/DB1-4 Natural gas fueled combined cycle combustion turbine generators; duct burner on HRSG | 15.21 | Natural gas | 2807 | MMBTU/H | Four natural gas-fired CTGs with each turbine containing a heat recovery steam generator (HRSG) to operate in combined cycle. The two CTGs (with HRSGs) are connected to one steam turbine generator. Each CTG is equipped with a dry low NOx (DLN) burner and a selective catalytic reduction (SCR) system, and a catalytic oxidation system. Additionally, the HRSG is operated with a natural gas fired duct burner during supplemental firing. The turbines are existing simple cycle turbines which will be retrofit to be combined cycle. Operational restriction is 4000 hrs/year that each DB can operate. | Volatile Organic Compounds (VOC) | Unspecified | (Volatile Organic Compounds (VOC)) | VOC | A | Oxidation Catalyst Catalytic oxidation system (COS) | 2 | PPMVOL | DRY AT 15% OXYGEN | BACT-PSD |  | N | 0 | N | 0 |  |  | 0 |  |  | 0 | 0 | N |  | Test protocol will specify averaging time.
MI-0423 | INDECK NILES, LLC | INDECK NILES, LLC | CASS | MI | 49120 | USA | MICHAEL DUBOIS | 847-520-3212 | MDUBOIS@INDECKENERGY.COM | 5 | MI001 | MICHIGAN DEPT OF ENVIRONMENTAL QUALITY | MS. CINDY SMITH | (517)284-6802 | SMITHC17@MICHIGAN.GOV | Please contact the permit engineer, Catherine Asselin at 517-284-6786, or at asselinc@michigan.gov, for technical questions regarding the permit. Thank you. | 75-16 | 4911 | 221112 | Not Found | 10/25/2016 &nbsp;ACT | 01/04/2017 &nbsp;ACT | 2017-06-02 | 2018-03-08 | A |  | Natural gas combined cycle power plant. | The permit includes equipment not entered into the RBLC due to a lack of emission limits or material limits; these include a cold cleaner, a number of space heaters, and two fuel tanks. | FGCTGHRSG (2 Combined Cycle CTGs with HRSGs) | 15.21 | Natural gas | 8322 | MMBTU/H | There are 2 combined cycle natural gas-fired combustion turbine generators (CTGs) with heat recovery steam generators (HRSG) identified as EUCTGHRSG1 & EUCTGHRSG2 in the flexible group FGCTGHRSG. The total hours for startup and shutdown for each train shall not exceed 500 hours per 12-month rolling time period. The throughput capacity is 3421 MMBTU/H for each turbine, and 740 MMBTU/H for each duct burner for a combined throughput of 4161 MMBTU/H or 8322 MMBTU/H for both trains. | Volatile Organic Compounds (VOC) | Unspecified | (Volatile Organic Compounds (VOC)) | VOC | B | Oxidation Catalyst Technology and Good Combustion Practices | 4 | PPM | TEST PROTOCOL WILL SPECIFY | BACT-PSD |  | N | 85 | N | 0 |  |  | 0 |  |  | 0 | 0 | N |  | The emission limit above is 4 ppmvd at 15%O2 and is for EACH CTGHRSG. Startup and shutdown operations are limited to 500 hours per 12-month rolling time period for each CTGHRSG train. Startup is defined as the period of time from initiation of the combustion process (flame-on) from shutdown status and continues until steady state operation (loads greater than a demonstrated percent of design capacity) is achieved. Shutdown is defined as that period of time from the lowering of the turbine output below the demonstrated steady state level, with the intent to shut down, until the point at which the fuel flow to the combustor is terminated. The demonstrated percent of design capacity, or demonstrated steady state level, shall be described in the startup and shutdown emission minimization plan. The efficiency range is 85-90 percent.
MI-0412 | HOLLAND BOARD OF PUBLIC WORKS - EAST 5TH STREET | HOLLAND BOARD OF PUBLIC WORKS | OTTAWA | MI | 49423 | USA | DAVID KOSTER | 616-355-1562 | DKOSTER@HOLLANDBPW.COM | 5 | MI001 | MICHIGAN DEPT OF ENVIRONMENTAL QUALITY | MS. CINDY SMITH | (517)284-6802 | SMITHC17@MICHIGAN.GOV | Please contact the permit engineer, Catherine Asselin, at 517-284-6786 or at AsselinC@michigan.gov, for technical questions regarding this permit. Thank you. | 107-13 | 4931 | 221112 | 26139P0465 | 10/17/2013 &nbsp;ACT | 12/04/2013 &nbsp;ACT | 2014-08-15 | 2016-05-05 | A |  | Natural gas combined heat and power plant. |  | FG-CTGHRSG: 2 Combined cycle CTGs with HRSGs with duct burners | 15.21 | natural gas | 647 | MMBTU/H for each CTGHRSG | This process is identified in the permit as FGCTGHRSG; it is 2 combined cycle natural gas-fired combustion turbine generators (CTGs) with Heat Recovery Steam Generators (HRSGs) equipped with duct burners for supplemental firing (EUCTGHRSG1 & EUCTGHRSG2 in FGCTGHRSG). The total hours for both units combined for startup and shutdown shall not exceed 635 hours per 12-month rolling time period. Each CTGHRSG shall not exceed 647 MMBtu/hr on a fuel heat input basis. | Volatile Organic Compounds (VOC) | Unspecified | (Volatile Organic Compounds (VOC)) | VOC | B | Oxidation catalyst technology and good combustion practices. | 4 | PPM | TEST PROTOCOL | BACT-PSD |  | N | 85 | N | 0 |  |  | 0 |  |  | 0 | 0 | N |  | The VOC emisison limit is 4 ppmdv at 15% O2 and applies to each CTGHRSG. Test protocol will specify averaging time. Startup and shutdown operations are limited to 635 hours per 12-month rolling time period combined for both CTGHRSGs. BACT, for each CTGHRSG separately, is 198.9 lb/hr during startup and 419.7 lb/hr during shutdown.
MI-0424 | HOLLAND BOARD OF PUBLIC WORKS - EAST 5TH STREET | HOLLAND BOARD OF PUBLIC WORKS | OTTAWA | MI | 49423 | USA | DAVID KOSTER | 616-355-1562 | DKOSTER@HOLLANDBPW.COM | 5 | MI001 | MICHIGAN DEPT OF ENVIRONMENTAL QUALITY | MS. CINDY SMITH | (517)284-6802 | SMITHC17@MICHIGAN.GOV | For technical questions regarding the permit, please contact: Michelle Rogers at 517-284-6799; ROGERSM13@michigan.gov; OR Catherine Asselin at 517-284-6786; ASSELINC@michigan.gov Thank you. | 107-13C | 4931 | 221112 | Not Found | 10/17/2016 &nbsp;ACT | 12/05/2016 &nbsp;ACT | 2017-07-28 | 2018-03-08 | A |  | Natural gas combined heat and power plant. | Permit Number 107-13E revised Permit 107-13C as follows: 1) All ppmdv limits were changed to ppmvd in the CTGHRSG section for NOx, CO and VOC. Also, 2) The process notes for the natural gas emergency engine and the diesel fire pump emergency engine were revised as well. No other changes were made. As such, this RBLC entry includes the updated information as identified above. Additionally, this is an updated determination for this facility, which is still under construction and has not yet operated. The original RBLC determination for the facility is identified as MI-0412. | FGCTGHRSG (2 Combined cycle CTGs with HRSGs; EUCTGHRSG10 &amp; EUCTGHRSG11) | 15.21 | Natural gas | 554 | MMBTU/H, each | Two combined cycle natural gas fired combustion turbine generators (CTGs) with heat recovery steam generators (HRSG) (EUCTGHRSG10 & EUCTGHRSG11 in FGCTGHRSG). The total hours for both units combined for startup and shutdown shall not exceed 635 hours per 12-month rolling time period. | Volatile Organic Compounds (VOC) | Unspecified | (Volatile Organic Compounds (VOC)) | VOC | B | Oxidation catalyst technology and good combustion practices. | 4 | PPM AT 15% O2 | TEST PROTOCOL WILL SPECIFY AVG TIME | BACT-PSD |  | N | 85 | N | 0 |  |  | 0 |  |  | 0 | 0 | N |  | The emission limit above is 4 ppmvd at 15% O2 and is for each CTGHRSG. Startup and shutdown operations are limited to 635 hours per 12-month rolling time period combined for both CTGHRSGs.
*TX-0660 | FGE TEXAS POWER I AND FGE TEXAS POWER II | FGE POWER LLC | MITCHELL | TX | 79565 | USA | EMERSON FARRELL | 281-362-2830 |  | 6 | TX001 | TEXAS COMMISSION ON ENVIRONMENTAL QUALITY (TCEQ) | MS. ANNE INMAN | (512) 239-1267 | anne.inman@tceq.texas.gov | Ruth Alvirez 512-239-5220 ruth.alvirez@tceq.texas.gov | PSDTX1364 | 3511 |  |  | 05/06/2013 &nbsp;EST | 03/24/2014 &nbsp;ACT | 2014-06-13 | 2017-11-17 | U |  | Electric Generating Utility | TCEQ Permit No. 110025 | Alstom Turbine | 15.21 | Natural Gas | 230.7 | MW | Four (4) Alstom GT24 CTGs, each with a HRSG and DBs, max design capacity 409 MMBtu/hr | Volatile Organic Compounds (VOC) | Unspecified | (Volatile Organic Compounds (VOC)) | VOC | B | Oxidation catalyst, good combustion practices | 2 | PPMVD | CORRECTED TO 15% O2, ROLLING 3 HR AVE | BACT-PSD |  | N | 0 | U | 0 |  |  | 0 |  |  | 0 | 0 | N
TX-0600 | THOMAS C. FERGUSON POWER PLANT | LOWER COLORADO RIVER AUTHORITY | LLANO | TX | 7657 | USA | JOE BENTLEY | 512-473-3272 |  | 6 | TX001 | TEXAS COMMISSION ON ENVIRONMENTAL QUALITY (TCEQ) | MS. ANNE INMAN | (512) 239-1267 | anne.inman@tceq.texas.gov | Mr. Tan Nguyen 512-239-3445 tan.nguyen@tceq.texas.gov | PSDTX1244 | 4911 | 221112 | 110035336222 | 10/29/2010 &nbsp;ACT | 09/01/2011 &nbsp;ACT | 2011-09-02 | 2011-09-14 | B |  | Power Plant. Two natural gas-fired combined cycle turbine generators (GE 7FA) with unfired HRSG | 93938 | Natural gas-fired turbines | 15.21 | natural gas | 390 | MW | (2) GE7FA at 195 MW each, (1) steam turbine at 200 MW. Each turbine is equipped with an unfired heat recovery steam generator (HRSG), which provides steam for the steam turbine. | Volatile Organic Compounds (VOC) | Unspecified | (Volatile Organic Compounds (VOC)) | VOC | B | oxidation catalyst, Natural gas, and good combustion practices | 2 | PPMVD | 3-HR AT 15% OXYGEN | BACT-PSD |  | N | 0 | U | 0 |  |  | 0 |  |  | 0 | 0 | N
*VA-0321 | BRUNSWICK COUNTY POWER STATION | VIRGINIA ELECTRIC AND POWER COMPANY | BRUNSWICK | VA | 23856 | USA | JEFFREY ZEHNER | 804-273-3145 | JEFFREY.R.ZEHNER@DOM.COM | 3 | VA001 | VIRGINIA DEPT. OF ENVIRONMENTAL QUALITY; DIVISION OF AIR QUALITY | MR. YOGESH DOSHI | (804)698-4017 | Yogesh.doshi@deq.virginia.gov | For technical information about this facility, please contact the Air Permit writer, Alison Sinclar, by phone at (804) 527-5155 or by e-mail: Alison.Sinclair@deq.virginia.gov | 52404-001 | 4911 | 221112 | 110055066440 | 12/21/2012 &nbsp;ACT | 03/12/2013 &nbsp;ACT | 2013-04-03 | 2016-07-07 | A | http://www.deq.virginia.gov/Programs/Air/PermittingCompliance/Permitting/IssuedPSDNANSRPermits.aspx,http://www.deq.virginia.gov/Programs/Air/PermittingCompliance/Permitting/IssuedPSDNANSRPermits.aspx,http://www.deq.virginia.gov/Programs/Air/PermittingCompliance/Permitting/IssuedPSDNANSRPermits.aspx,http://www.deq.virginia.gov/Programs/Air/PermittingCompliance/Permitting/IssuedPSDNANSRPermits.aspx | New, combined-cycle, natural gas-fired, electrical power generating facility. |  | COMBUSTION TURBINE GENERATORS, (3) | 15.21 | Natural Gas | 3442 | MMBTU/H | Three (3) Mitsubishi M501 GAC combustion turbine generators with HRSG duct burners (natural gas-fired). | Volatile Organic Compounds (VOC) | Unspecified | (Volatile Organic Compounds (VOC)) | VOC | B | Oxidation catalyst; good combustion practices. | 0.7 | PPMVD | 3 H AVG/WITHOUT DUCT BURNING | BACT-PSD | NSPS | U | 0 | U | 0 |  |  | 0 |  |  | 0 | 0 | N
OR-0050 | TROUTDALE ENERGY CENTER, LLC | TROUTDALE ENERGY CENTER, LLC | MULTNOMAH | OR | 97060 | USA | WILLARD LADD | 914-468-2400 |  | 10 | OR001 | OREGON DEPT OF ENVIRONMENTAL QUALITY | JILL INAHARA | (503) 229-5001 | inahara.jill@deq.state.or.us | George Davis 503-229-5534 | 26-0235 | 4911 | 221112 | 110057118417 | 04/05/2013 &nbsp;ACT | 03/05/2014 &nbsp;ACT | 2015-01-06 | 2016-05-05 | A |  | Troutdale Energy Center (TEC) proposes to construct and operate a 653 megawatt (MW) electric generating plant in Troutdale, Oregon. TEC proposes to generate electricity with three natural gas-fired turbines, one of which will be a combined-cycle unit with duct burner and heat recovery steam generator. |  | Mitsubishi M501-GAC combustion turbine, combined cycle configuration with duct burner. | 15.21 | natural gs | 2988 | MMBTU/H | or ULSD; Duct burner 499 MMBtu/hr, natural gas | Volatile Organic Compounds (VOC) | EPA/OAR Mthd 25A | (Volatile Organic Compounds (VOC)) | VOC | B | Oxidation catalyst; Limit the time in startup or shutdown. | 2 | PPMDV AT 15% O2 | 3-HR ROLLING AVERAGE ON NG | BACT-PSD |  | U | 0 | U | 5 | PPMDV AT 15% O2 | 3-HR ROLLING AVERAGE ON ULSD | 0 |  |  | 0 | 0 | N
IN-0158 | ST. JOSEPH ENEGRY CENTER, LLC | ST. JOSEPH ENERGY CENTER, LLC | ST. JOSEPH | IN | 46552 | USA | MR. WILLARD LADD | 9144682404 |  | 5 | IN001 | INDIANA DEPT OF ENV MGMT, OFC OF AIR | MR. MATT STUCKEY | (317) 233-0203 | mstuckey@idem.in.gov | PERMIT WRITER: JOSIAH BALOGUN 317-234-5257 JBALOGUN@IDEM.IN.GOV SECTION CHIEF: MATT STUCKEY 317-233-0203 MSTUCKEY@IDEM.IN.GOV | 141-31003-00579 | 4911 | 221112 | 110054881963 | 10/03/2011 &nbsp;ACT | 12/03/2012 &nbsp;ACT | 2013-08-15 | 2016-05-04 | A | HTTP://PERMITS.AIR.IDEM.IN.GOV/31003F.PDF | STATIONARY ELECTRIC UTILITY GENERATING STATION |  | FOUR (4) NATURAL GAS COMBINED CYCLE COMBUSTION TURBINES | 15.21 | NATURAL GAS | 2300 | MMBTU/H | EACH TURBINE IS EQUIPED WITH DRY LOW NOX BURNERS, NATURAL GAS FIRED DUCT BURNERS, AND A HEAT RECOVERY STEAM GENERATOR IDENTIFIED AS HRSG#. NOX EMISSIONS CONTROLLED BY SELECTIVE CATALYTIC REDUCTION SYSTEMS (SCR##) ALONG WITH CO AND VOC EMISSSIONS CONTROLLED BY OXIDATION CATAYLST SYSTEMS (CAT##) IN EACH TURBINE. EACH STACK HAS CONTINUOUS EMISSIONS MONITORS FOR NOX AND CO. COMBINED NOMIAL POWER OUTPUT IS 1.350 MW. | Volatile Organic Compounds (VOC) | Unspecified | (Volatile Organic Compounds (VOC)) | VOC | A | OXIDIZED CATALYST | 1 | PPMVD | 3 HOURS | BACT-PSD |  |  | 40 |  | 2 | PPMVD | 3 HOURS | 0 |  |  | 0 | 0 | N |  | LIMIT ONE IS USED UNDER CONDITIONS OF 15% O2 WITHOUT DUCT BURNERS IN USE. LIMIT TWO IS USED UNDER CONDITIONS OF 15% O2 WITH DUCT BURNERS IN USE.
[40 empty] | Range Low | 0.7 | PPM
[40 empty] | Range High | 5 | PPM
[40 empty] | Mean | 2.2976 | PPM
[40 empty] | Median | 2 | PPM
[40 empty] | Mode | 2 | PPM

## No Controls
RBLCID | FACILITY_NAME | CORPORATE_OR_COMPANY_NAME | FACILITY_COUNTY | FACILITY_STATE | FACILITY_ZIP_CODE | FACILITY_COUNTRY | FACILTY_CONTACT_NAME | FACILITY_PHONE | FACILITY_CONTACT_EMAIL | EPA_REGION | AGENCY_CODE | AGENCY_NAME | AGENCY_CONTACT | AGENCY_PHONE | AGENCY_EMAIL | OTHER_AGENCY_CONTACT_INFO | PERMIT_NUM | SIC_CODE | NAICS_CODE | FACILITY_REGISTRY_SYSTEM_NUMBER | COMPLETE_APPLICATION_DATE | PERMIT_ISSUANCE_DATE | DATE_DETERMINATION_ENTERED_INTO_RBLC | DATE_DETERMINATION_LAST_UPDATED | PERMIT_TYPE | PERMIT_URL | FACILITY_DESCRIPTION | PERMIT_NOTES | PROCESS_NAME | PROCCESS_TYPE | PRIMARY_FUEL | THROUGHPUT | THROUGHPUT_UNIT | PROCESS_NOTES | POLLUTANT | TESTMETHOD | POLLUTANT_GROUP(S) | CAS_NUMBER | CONTROL_METHOD_CODE | CONTROL_METHOD_DESCRIPTION | EMISSION_LIMIT_1 | EMISSION_LIMIT_1_UNIT | EMISSION_LIMIT_1_AVG_TIME_CONDITION | CASE-BY-CASE_BASIS | OTHER_ APPLICABLE_REQUIREMENTS | OTHER_FACTORS | PERCENT_EFFICIENCY | COMPLIANCE_VERIFIED | EMISSION_LIMIT_2 | EMISSION_LIMIT_2_UNIT | EMISSION_LIMIT_2_AVGERAGE_TIME_CONDITION | STANDARAD_EMISSION_LIMIT | STANDARD_EMISSION_LIMIT_UNIT | STANDARD_LIMIT_AVERAGE_TIME_CONDITION | COST_EFFECTIVENESS | INCREMENTAL_COST_EFFECTIVENESS | Cost_Verified | DOLLAR_YEAR_USED_IN_COST_ESTIMATES | POLLUTANT_COMPLIANCE_NOTES
IA-0107 | MARSHALLTOWN GENERATING STATION | INTERSTATE POWER AND LIGHT | MARSHALL | IA | 50158 | USA | ALAN ARNOLD | 319-786-4476 | ALANARNOLD@ALLIANTENERGY.COM | 7 | IA001 | IOWA DEPARTMENT OF NATURAL RESOURCES AIR QUALITY | MR. GARY SMITH | (515) 725-9563 | GARY.SMITH@DNR.IOWA.GOV |  | 13-A-499-P | 4911 | 221112 | Unknown | 10/03/2013 &nbsp;ACT | 04/14/2014 &nbsp;ACT | 2014-04-15 | 2016-05-04 | B | http://www.iowadnr.gov/InsideDNR/RegulatoryAir/ConstructionPermits/PermitSearch.aspx | Utility electric generating station | Two combined cycle turbines without duct burning. | Combustion turbine #2 -combined cycle | 15.21 | natural gas | 2258 | mmBtu/hr |  | Volatile Organic Compounds (VOC) | EPA/OAR Mthd 25A | (Volatile Organic Compounds (VOC)) | VOC | N |  | 1 | PPM | AVERAGE 0F 3 ONE-HOUR TEST RUNS | BACT-PSD |  | N | 0 | U | 71.2 | TON/YR | 12-MONTH ROLLING TOTAL | 0 |  |  | 0 | 0 | N |  | 71.2 ton/yr limit includes startup, shutdown and malfunction
TX-0709 | SAND HILL ENERGY CENTER | CITY OF AUSTIN | TRAVIS | TX |  | USA | JOSEPH RAVI | (512) 322-6284 |  | 6 | TX001 | TEXAS COMMISSION ON ENVIRONMENTAL QUALITY (TCEQ) | MS. ANNE INMAN | (512) 239-1267 | anne.inman@tceq.texas.gov | Ruth Alvirez (512) 239-5220 Ruth.alvirez@tceq.texas.gov | 48106, PSDTX1012M2 | 4911 | 221112 | 110008975804 | 03/20/2015 &nbsp;ACT | 09/13/2013 &nbsp;ACT | 2015-03-20 | 2016-05-09 | B |  | GE 7FA Natural Gas-fired Combined Cycle Turbine with DB fired HRSG |  | Natural gas-fired combined cycle turbines | 15.21 | Natural Gas | 173.9 | MW |  | Volatile Organic Compounds (VOC) | Unspecified | (Volatile Organic Compounds (VOC)) | VOC | N |  | 2 | PPM | 1HR. AVG. | BACT-PSD |  | N | 0 | U | 0 |  |  | 0 |  |  | 0 | 0 | N |  | Natural Gas fired.
*PA-0310 | CPV FAIRVIEW ENERGY CENTER | CPV FAIRVIEW, LLC | CAMBRIA | PA |  | USA |  |  |  | 3 | PA001 | PENNSYLVANIA DEPT OF ENVIRONMENTAL PROTECTION, BUREAU OF AIR QUALITY | MR. ROBERT COOK | (717)772-3974 | rwcook@pa.gov |  | 11-00536A | 4911 | 221112 | 110064823721 | 09/15/2015 &nbsp;ACT | 09/02/2016 &nbsp;ACT | 2017-07-18 | 2017-07-31 | A |  | This plan approval authorizes CPV Fairview, LLC to construct and temporarily operate the Fairview Energy Center. Air contamination sources and air cleaning devices authorized for construction and temporary operation under this plan approval include: A combined cycle electric generating unit consisting of two (2) General Electric (&quot;GE&quot;) 7HA.02 &quot;H&quot;-class combustion turbines each with maximum fuel type-based heat input of 3,338-MMBtu/hr (natural gas), 3,274-MMBtu/hr (ULSD), 3,199 MMBtu/hr (ethane blend), and equipped with dry low-NOx combustors and evaporative turbine intake cooling; two (2) heat recovery steam generators (HRSGs) each equipped with a low-NOx duct burner with maximum heat input of 425-MMBtu/hr, and a common steam turbine generator. Exhaust emissions from each combined cycle electric generating unit will be controlled by oxidation catalyst and selective catalytic reduction (SCR). - One (1) up to 12-cell mechanical draft wet cooling tower with high-efficiency drift eliminator. - One (1) natural gas-fired auxiliary boiler with maximum heat input of 92.4 MMBtu/hr. - One (1) natural gas-fired dew point heater with maximum heat input of 12.8 MMBtu/hr. - One (1) natural gas-fired dew point heater with maximum heat input of 3.2 MMBtu/hr. - Two (2) 1,500-ekW diesel-fired emergency genset engines. - One (1) 422-bhp diesel-fired fire water pump engine. - One (1) 1,000,000-gallon ULSD storage tank. - Eight (8) sulfur hexafluoride (SF6) circuit breakers. - Plant roadways. - Natural gas and ethane blend piping components. |  | Combustion turbine and HRSG without duct burner NG only | 15.21 | Natural gas | 0 |  | Emission limits are for each turbine fueled by NG and operating without duct burner being fired and do not include startup/shutdown emissions. | Volatile Organic Compounds (VOC) | Other - EPA/OAR Method 18 and 25A | (Volatile Organic Compounds (VOC)) | VOC | N |  | 1 | PPMDV @ 15% O2 |  | BACT-PSD | NSPS | U | 0 | U | 0 |  |  | 0 |  |  | 0 | 0 | N |  | Limit is for each turbine and HRSG with the duct burner not fired.
CA-1211 | COLUSA GENERATING STATION | PACIFIC GAS & ELECTRIC COMPANY | COLUSA | CA | 95955 | USA | STEVE ROYALL |  |  | 9 | OT010 | EPA REGION IX | MR. GERARDO RIOS | (415)972-3974 | rios.gerardo@epa.gov |  | SAC 06-01 | 4911 | 221112 | 110038892115 | 01/07/2011 &nbsp;ACT | 03/11/2011 &nbsp;ACT | 2012-11-11 | 2014-01-27 | A | http://www.epa.gov/region9/air/permit/r9-permits-issued.html | 660 MW NATURAL GAS FIRED POWER PLANT | PSD Permit issued on 9/29/2008, amended on 3/19/2010 to revise startup and shutdown emission limits, and amended again on 3/11/2011 to incorporate technical corrections. | COMBUSTION TURBINES (NORMAL OPERATION) | 15.21 | NATURAL GAS | 172 | MW | TWO (2) NATURAL GAS FIRED TURBINES AT 172 MW EACH. BOTH TURBINES EQUIPPED WITH A 688 MMBTU/HR DUCT BURNER AND HRSG. | Volatile Organic Compounds (VOC) | Other - EPA METHOD 25A OR 25B | (Volatile Organic Compounds (VOC)) | VOC | N |  | 2 | PPMVD | @15% O2, 1-HR ROLLING AVG | BACT-PSD |  | U | 0 | U | 11 | LB/H | 1-HR ROLLING AVG | 0 |  |  | 0 | 0 | N
FL-0303 | FPL WEST COUNTY ENERGY CENTER UNIT 3 | FLORIDA POWER AND LIGHT COMPANY (FP&L) | PALM BEACH COUNTY | FL | 33470 | USA | RANDALL R. LABAUVE |  |  | 4 | FL001 | FLORIDA DEPT. OF ENVIRONMENTAL PROTECTION | MR. DAVID READ | (850) 717-9000 | David.Read@dep.state.fl.us | AL LINERO, P.E. ADMINISTRATOR SPECIAL PROJECT SECTION BUREAU OF AIR REGULATION | 0990646-002-AC (PSD-FL-396) | 4911 | 221112 | 110028293674 | 12/06/2007 &nbsp;ACT | 07/30/2008 &nbsp;ACT | 2008-12-15 | 2011-01-05 | B |  | THE FP&amp;L WEST COUNTY ENERGY CENTER (WCEC) WAS PREVIOUSLY APPROVED FOR CONSTRUCTION AS A NOMINAL 2,500 MEGAWATT (MW) GREENFIELD POWER PLANT. THE PREVIOUSLY APPROVED CONSTRUCTION UNDERWAY (PHASE I) IS FOR TWO NOMINAL 1,250 MW GAS-FIRED COMBINED CYCLE UNITS (UNITS 1 AND 2) THAT WILL USE ULTRALOW SULFUR DIESEL (ULSD) FUEL OIL (FO) AS BACKUP FUEL. PHASE 2: UNITS 1 AND 2 WILL EACH CONSIST OF: THREE NOMINAL 250 MEGAWATT (MW) MODEL 501G COMBUSTION TURBINE-ELECTRICAL GENERATORS (CTG) WITH EVAPORATIVE INLET COOLING SYSTEMS; THREE SUPPLEMENTARY-FIRED HEAT RECOVERY STEAM GENERATORS (HRSG) WITH SELECTIVE CATALYTIC REDUCTION (SCR) REACTORS; ONE NOMINAL 428 MMBTU/HOUR (LOWER HEATING VALUE - LHV) GAS-FIRED DUCT BURNER (DB) LOCATED WITHIN EACH OF THE THREE HRSG; THREE 149 FEET EXHAUST STACKS; ONE 26 CELL MECHANICAL DRAFT COOLING TOWER; AND A COMMON NOMINAL 500 MW STEAM-ELECTRICAL GENERATOR (STG). PREVIOUSLY APPROVED ANCILLARY EQUIPMENT INCLUDES: FOUR EMERGENCY GENERATORS; TWO NATURAL GAS FIRED FUEL HEATERS; ONE EMERGENCY DIESEL FIRED PUMP; TWO DIESEL FUEL STORAGE TANKS; TWO AUXILIARY STEAM BOILERS; AND OTHER ASSOCIATED SUPPORT EQUIPMENT. THIS PERMIT AUTHORIZES CONSTRUCTION OF ANOTHER 1,250 MW GAS-FIRED COMBINED CYCLE UNIT (UNIT 3) IDENTICAL TO THE DESCRIPTION GIVEN ABOVE FOR UNITS 1 AND 2. ADDITIONAL ANCILLARY EQUIPMENT FOR UNIT 3 WILL INCLUDE TWO EMERGENCY GENERATORS, TWO NATURAL GAS FIRED FUEL HEATERS AND ASSOCIATED EQUIPMENT. UNIT 3 WILL USE SOME OF THE INFRASTRUCTURE AND ANCILLARY EQUIPMENT ALREADY UNDER CONSTRUCTION INCLUDING THE DIESEL STORAGE TANKS AND AUXILIARY BOILERS. | COMBINED CYCLE UNIT 3 WILL CONSIST OF: THREE NOMINAL 250 MEGAWATT (MW) Â¿GÂ¿ CLASS COMBUSTION TURBINE-ELECTRICAL GENERATORS (CTG) EVAPORATIVE INLET COOLING SYSTEMS; THREE SUPPLEMENTARY-FIRED HEAT RECOVERY STEAM GENERATORS (HRSG) WITH SELECTIVE CATALYTIC REDUCTION (SCR) REACTORS AND A NOMINAL 428 MMBTU/HOUR (LOWER HEATING VALUE Â¿ LHV) GAS-FIRED DB; THREE 149 FOOT EXHAUST STACKS; ONE 26-CELL MECHANICAL DRAFT COOLING TOWER; AND A COMMON NOMINAL 500 MW STEAM-ELECTRICAL GENERATOR. | THREE NOMINAL 250 MW CTG (EACH) WITH SUPPLEMENTARY-FIRED HRSG | 15.21 | NATURAL GAS | 2333 | MMBTU/H | FUEL HEAT INPUT RATE (LHV): OIL 2,117 MMBTU/H COMBINED CYCLE UNIT 3 WILL CONSIST OF: THREE NOMINAL 250 MW COMBUSTION TURBINE-ELECTRICAL GENERATORS (CTG) WITH EVAPORATIVE INLET COOLING SYSTEMS; THREE SUPPLEMENTARY-FIRED HEAT RECOVERY STEAM GENERATORS (HRSG) WITH SELECTIVE CATALYTIC REDUCTION (SCR) REACTORS AND A COMMON NOMINAL 500 MW STEAM-ELECTRICAL GENERATOR. | Volatile Organic Compounds (VOC) | Unspecified | (Volatile Organic Compounds (VOC)) | VOC | N |  | 1.2 | PPMVD |  | BACT-PSD |  | U | 0 | U | 1.5 | PPMVD |  | 0 |  |  | 0 | 0 | N |  | LIMIT FOR FUEL OIL: 6 PPMVD COMPLIANCE WITH THE VOC STANDARDS SHALL BE DEMONSTRATED BY CONDUCTING TESTS IN ACCORDANCE WITH EPA METHOD 25A. OPTIONALLY, EPA METHOD 18 MAY ALSO BE PERFORMED TO DEDUCT EMISSIONS OF METHANE AND ETHANE. THE EMISSION STANDARDS ARE BASED ON VOC MEASURED AS METHANE. THE LIMITS APPLY ONLY AT HIGH LOAD (90-100% OF THE CTG CAPACITY). COMPLIANCE WITH THE CO CEMS BASED LIMITS AT LOWER LOADS SHALL BE DEEMED AS COMPLIANCE WITH THE VOC LIMIT.
*IL-0112 | NELSON ENERGY CENTER | INVENERGY NELSON, LLC | LEE | IL | 61071-9722 | USA | JOEL SCHROEDER | 312-224-1417 | JSCHROEDER@INVENERGYLLC.COM | 5 | IL001 | ILLINOIS EPA, BUREAU OF AIR | MR. RAY PILAPIL | (217) 782-2113 | ray.pilapil@illinois.gov | Manish Patel, Permit Analyst Manish.Patel@illinois.gov 217-785-1722 | 98080039 | 4911 | 221112 | 110007399644 | 11/12/2009 &nbsp;EST | 12/28/2010 &nbsp;ACT | 2013-02-21 | 2018-03-23 | A |  | Natural gas-fired electic power generation facility with two &quot;combined cycle&quot; turbines followed by heat recovery steam generators (HRSG) and the capability for supplemental fuel firing in the HRSG for each turbine using duct burners. NOx emissions will be controlled by SCR and low NOx combustors. | LSP-Nelson Energy started construction pursuant to a permit issued in year 2000 for a facility that was not completed due to financial difficulties, which eventually resulted in LSP-Nelson entering bankruptcy. Substantial construction of foundations and infrastructure for all units and physical installation of one turbine were completed, including construction of HRSGs. | Electric Generation Facility | 15.21 | Natural Gas | 220 | MW each | Two combined cycle combustion turbines followed by HRSGs with capability for supplemental fuel firing in HRSG for each combustion turbine using duct burners. | Volatile Organic Compounds (VOC) | EPA/OAR Mthd 18 | (Volatile Organic Compounds (VOC)) | VOC | N |  | 4 | PPMVD @ 15% O2 | HOURLY AVG EXCEPT DURING SSM OR TUNING | BACT-PSD |  | U | 0 | U | 0 |  |  | 0 |  |  | 0 | 0 | N |  | USEPA Method 18 or 25A
[40 empty] | Range Low | 1 | PPM
[40 empty] | Range High | 4 | PPM
[40 empty] | Mean | 1.8667 | PPM
[40 empty] | Median | 1.6 | PPM
[40 empty] | Mode | 1 | PPM

## lbMMbtu
CONTROL_METHOD_DESCRIPTION | EMISSION_LIMIT_1 | EMISSION_LIMIT_1_UNIT | EMISSION_LIMIT_1_AVG_TIME_CONDITION | CASE-BY-CASE_BASIS | OTHER_ APPLICABLE_REQUIREMENTS | OTHER_FACTORS | PERCENT_EFFICIENCY | COMPLIANCE_VERIFIED | EMISSION_LIMIT_2 | EMISSION_LIMIT_2_UNIT | EMISSION_LIMIT_2_AVGERAGE_TIME_CONDITION | STANDARAD_EMISSION_LIMIT | STANDARD_EMISSION_LIMIT_UNIT | STANDARD_LIMIT_AVERAGE_TIME_CONDITION | COST_EFFECTIVENESS | INCREMENTAL_COST_EFFECTIVENESS | Cost_Verified | DOLLAR_YEAR_USED_IN_COST_ESTIMATES | POLLUTANT_COMPLIANCE_NOTES | CONTROL_METHOD_DESCRIPTION | EMISSION_LIMIT_1 | EMISSION_LIMIT_1_UNIT | EMISSION_LIMIT_1_AVG_TIME_CONDITION | CASE-BY-CASE_BASIS | OTHER_ APPLICABLE_REQUIREMENTS | OTHER_FACTORS | PERCENT_EFFICIENCY | COMPLIANCE_VERIFIED | EMISSION_LIMIT_2 | EMISSION_LIMIT_2_UNIT | EMISSION_LIMIT_2_AVGERAGE_TIME_CONDITION | STANDARAD_EMISSION_LIMIT | STANDARD_EMISSION_LIMIT_UNIT | STANDARD_LIMIT_AVERAGE_TIME_CONDITION | COST_EFFECTIVENESS | INCREMENTAL_COST_EFFECTIVENESS | Cost_Verified | DOLLAR_YEAR_USED_IN_COST_ESTIMATES | POLLUTANT_COMPLIANCE_NOTES | CONTROL_METHOD_DESCRIPTION | EMISSION_LIMIT_1 | EMISSION_LIMIT_1_UNIT | EMISSION_LIMIT_1_AVG_TIME_CONDITION | CASE-BY-CASE_BASIS | OTHER_ APPLICABLE_REQUIREMENTS | OTHER_FACTORS | PERCENT_EFFICIENCY | COMPLIANCE_VERIFIED | EMISSION_LIMIT_2 | EMISSION_LIMIT_2_UNIT | EMISSION_LIMIT_2_AVGERAGE_TIME_CONDITION | STANDARAD_EMISSION_LIMIT | STANDARD_EMISSION_LIMIT_UNIT | STANDARD_LIMIT_AVERAGE_TIME_CONDITION | COST_EFFECTIVENESS | INCREMENTAL_COST_EFFECTIVENESS | Cost_Verified | DOLLAR_YEAR_USED_IN_COST_ESTIMATES | POLLUTANT_COMPLIANCE_NOTES | CONTROL_METHOD_DESCRIPTION | EMISSION_LIMIT_1 | EMISSION_LIMIT_1_UNIT | EMISSION_LIMIT_1_AVG_TIME_CONDITION | CASE-BY-CASE_BASIS | OTHER_ APPLICABLE_REQUIREMENTS | OTHER_FACTORS | PERCENT_EFFICIENCY | COMPLIANCE_VERIFIED | EMISSION_LIMIT_2 | EMISSION_LIMIT_2_UNIT | EMISSION_LIMIT_2_AVGERAGE_TIME_CONDITION | STANDARAD_EMISSION_LIMIT | STANDARD_EMISSION_LIMIT_UNIT | STANDARD_LIMIT_AVERAGE_TIME_CONDITION | COST_EFFECTIVENESS | INCREMENTAL_COST_EFFECTIVENESS | Cost_Verified | DOLLAR_YEAR_USED_IN_COST_ESTIMATES | POLLUTANT_COMPLIANCE_NOTES | CONTROL_METHOD_DESCRIPTION | EMISSION_LIMIT_1 | EMISSION_LIMIT_1_UNIT | EMISSION_LIMIT_1_AVG_TIME_CONDITION | CASE-BY-CASE_BASIS | OTHER_ APPLICABLE_REQUIREMENTS | OTHER_FACTORS | PERCENT_EFFICIENCY | COMPLIANCE_VERIFIED | EMISSION_LIMIT_2 | EMISSION_LIMIT_2_UNIT | EMISSION_LIMIT_2_AVGERAGE_TIME_CONDITION | STANDARAD_EMISSION_LIMIT | STANDARD_EMISSION_LIMIT_UNIT | STANDARD_LIMIT_AVERAGE_TIME_CONDITION | COST_EFFECTIVENESS | INCREMENTAL_COST_EFFECTIVENESS | Cost_Verified | DOLLAR_YEAR_USED_IN_COST_ESTIMATES | POLLUTANT_COMPLIANCE_NOTES | CONTROL_METHOD_DESCRIPTION | EMISSION_LIMIT_1 | EMISSION_LIMIT_1_UNIT | EMISSION_LIMIT_1_AVG_TIME_CONDITION | CASE-BY-CASE_BASIS | OTHER_ APPLICABLE_REQUIREMENTS | OTHER_FACTORS | PERCENT_EFFICIENCY | COMPLIANCE_VERIFIED | EMISSION_LIMIT_2 | EMISSION_LIMIT_2_UNIT | EMISSION_LIMIT_2_AVGERAGE_TIME_CONDITION | STANDARAD_EMISSION_LIMIT | STANDARD_EMISSION_LIMIT_UNIT | STANDARD_LIMIT_AVERAGE_TIME_CONDITION | COST_EFFECTIVENESS | INCREMENTAL_COST_EFFECTIVENESS | Cost_Verified | DOLLAR_YEAR_USED_IN_COST_ESTIMATES | POLLUTANT_COMPLIANCE_NOTES | CONTROL_METHOD_DESCRIPTION | EMISSION_LIMIT_1 | EMISSION_LIMIT_1_UNIT | EMISSION_LIMIT_1_AVG_TIME_CONDITION | CASE-BY-CASE_BASIS | OTHER_ APPLICABLE_REQUIREMENTS | OTHER_FACTORS | PERCENT_EFFICIENCY | COMPLIANCE_VERIFIED | EMISSION_LIMIT_2 | EMISSION_LIMIT_2_UNIT | EMISSION_LIMIT_2_AVGERAGE_TIME_CONDITION | STANDARAD_EMISSION_LIMIT | STANDARD_EMISSION_LIMIT_UNIT | STANDARD_LIMIT_AVERAGE_TIME_CONDITION | COST_EFFECTIVENESS | INCREMENTAL_COST_EFFECTIVENESS | Cost_Verified | DOLLAR_YEAR_USED_IN_COST_ESTIMATES | POLLUTANT_COMPLIANCE_NOTES | CONTROL_METHOD_DESCRIPTION | EMISSION_LIMIT_1 | EMISSION_LIMIT_1_UNIT | EMISSION_LIMIT_1_AVG_TIME_CONDITION | CASE-BY-CASE_BASIS | OTHER_ APPLICABLE_REQUIREMENTS | OTHER_FACTORS | PERCENT_EFFICIENCY | COMPLIANCE_VERIFIED | EMISSION_LIMIT_2 | EMISSION_LIMIT_2_UNIT | EMISSION_LIMIT_2_AVGERAGE_TIME_CONDITION | STANDARAD_EMISSION_LIMIT | STANDARD_EMISSION_LIMIT_UNIT | STANDARD_LIMIT_AVERAGE_TIME_CONDITION | COST_EFFECTIVENESS | INCREMENTAL_COST_EFFECTIVENESS | Cost_Verified | DOLLAR_YEAR_USED_IN_COST_ESTIMATES | POLLUTANT_COMPLIANCE_NOTES | CONTROL_METHOD_DESCRIPTION | EMISSION_LIMIT_1 | EMISSION_LIMIT_1_UNIT | EMISSION_LIMIT_1_AVG_TIME_CONDITION | CASE-BY-CASE_BASIS | OTHER_ APPLICABLE_REQUIREMENTS | OTHER_FACTORS | PERCENT_EFFICIENCY | COMPLIANCE_VERIFIED | EMISSION_LIMIT_2 | EMISSION_LIMIT_2_UNIT | EMISSION_LIMIT_2_AVGERAGE_TIME_CONDITION | STANDARAD_EMISSION_LIMIT | STANDARD_EMISSION_LIMIT_UNIT | STANDARD_LIMIT_AVERAGE_TIME_CONDITION | COST_EFFECTIVENESS | INCREMENTAL_COST_EFFECTIVENESS | Cost_Verified | DOLLAR_YEAR_USED_IN_COST_ESTIMATES | POLLUTANT_COMPLIANCE_NOTES | CONTROL_METHOD_DESCRIPTION | EMISSION_LIMIT_1 | EMISSION_LIMIT_1_UNIT | EMISSION_LIMIT_1_AVG_TIME_CONDITION | CASE-BY-CASE_BASIS | OTHER_ APPLICABLE_REQUIREMENTS | OTHER_FACTORS | PERCENT_EFFICIENCY | COMPLIANCE_VERIFIED | EMISSION_LIMIT_2 | EMISSION_LIMIT_2_UNIT | EMISSION_LIMIT_2_AVGERAGE_TIME_CONDITION | STANDARAD_EMISSION_LIMIT | STANDARD_EMISSION_LIMIT_UNIT | STANDARD_LIMIT_AVERAGE_TIME_CONDITION | COST_EFFECTIVENESS | INCREMENTAL_COST_EFFECTIVENESS | Cost_Verified | DOLLAR_YEAR_USED_IN_COST_ESTIMATES | POLLUTANT_COMPLIANCE_NOTES | CONTROL_METHOD_DESCRIPTION | EMISSION_LIMIT_1 | EMISSION_LIMIT_1_UNIT | EMISSION_LIMIT_1_AVG_TIME_CONDITION | CASE-BY-CASE_BASIS | OTHER_ APPLICABLE_REQUIREMENTS | OTHER_FACTORS | PERCENT_EFFICIENCY | COMPLIANCE_VERIFIED | EMISSION_LIMIT_2 | EMISSION_LIMIT_2_UNIT | EMISSION_LIMIT_2_AVGERAGE_TIME_CONDITION | STANDARAD_EMISSION_LIMIT | STANDARD_EMISSION_LIMIT_UNIT | STANDARD_LIMIT_AVERAGE_TIME_CONDITION | COST_EFFECTIVENESS | INCREMENTAL_COST_EFFECTIVENESS | Cost_Verified | DOLLAR_YEAR_USED_IN_COST_ESTIMATES | POLLUTANT_COMPLIANCE_NOTES | CONTROL_METHOD_DESCRIPTION | EMISSION_LIMIT_1 | EMISSION_LIMIT_1_UNIT | EMISSION_LIMIT_1_AVG_TIME_CONDITION | CASE-BY-CASE_BASIS | OTHER_ APPLICABLE_REQUIREMENTS | OTHER_FACTORS | PERCENT_EFFICIENCY | COMPLIANCE_VERIFIED | EMISSION_LIMIT_2 | EMISSION_LIMIT_2_UNIT | EMISSION_LIMIT_2_AVGERAGE_TIME_CONDITION | STANDARAD_EMISSION_LIMIT | STANDARD_EMISSION_LIMIT_UNIT | STANDARD_LIMIT_AVERAGE_TIME_CONDITION | COST_EFFECTIVENESS | INCREMENTAL_COST_EFFECTIVENESS | Cost_Verified | DOLLAR_YEAR_USED_IN_COST_ESTIMATES | POLLUTANT_COMPLIANCE_NOTES | CONTROL_METHOD_DESCRIPTION | EMISSION_LIMIT_1 | EMISSION_LIMIT_1_UNIT | EMISSION_LIMIT_1_AVG_TIME_CONDITION | CASE-BY-CASE_BASIS | OTHER_ APPLICABLE_REQUIREMENTS | OTHER_FACTORS | PERCENT_EFFICIENCY | COMPLIANCE_VERIFIED | EMISSION_LIMIT_2 | EMISSION_LIMIT_2_UNIT | EMISSION_LIMIT_2_AVGERAGE_TIME_CONDITION | STANDARAD_EMISSION_LIMIT | STANDARD_EMISSION_LIMIT_UNIT | STANDARD_LIMIT_AVERAGE_TIME_CONDITION | COST_EFFECTIVENESS | INCREMENTAL_COST_EFFECTIVENESS | Cost_Verified | DOLLAR_YEAR_USED_IN_COST_ESTIMATES | POLLUTANT_COMPLIANCE_NOTES | CONTROL_METHOD_DESCRIPTION | EMISSION_LIMIT_1 | EMISSION_LIMIT_1_UNIT | EMISSION_LIMIT_1_AVG_TIME_CONDITION | CASE-BY-CASE_BASIS | OTHER_ APPLICABLE_REQUIREMENTS | OTHER_FACTORS | PERCENT_EFFICIENCY | COMPLIANCE_VERIFIED | EMISSION_LIMIT_2 | EMISSION_LIMIT_2_UNIT | EMISSION_LIMIT_2_AVGERAGE_TIME_CONDITION | STANDARAD_EMISSION_LIMIT | STANDARD_EMISSION_LIMIT_UNIT | STANDARD_LIMIT_AVERAGE_TIME_CONDITION | COST_EFFECTIVENESS | INCREMENTAL_COST_EFFECTIVENESS | Cost_Verified | DOLLAR_YEAR_USED_IN_COST_ESTIMATES | POLLUTANT_COMPLIANCE_NOTES | CONTROL_METHOD_DESCRIPTION | EMISSION_LIMIT_1 | EMISSION_LIMIT_1_UNIT | EMISSION_LIMIT_1_AVG_TIME_CONDITION | CASE-BY-CASE_BASIS | OTHER_ APPLICABLE_REQUIREMENTS | OTHER_FACTORS | PERCENT_EFFICIENCY | COMPLIANCE_VERIFIED | EMISSION_LIMIT_2 | EMISSION_LIMIT_2_UNIT | EMISSION_LIMIT_2_AVGERAGE_TIME_CONDITION | STANDARAD_EMISSION_LIMIT | STANDARD_EMISSION_LIMIT_UNIT | STANDARD_LIMIT_AVERAGE_TIME_CONDITION | COST_EFFECTIVENESS | INCREMENTAL_COST_EFFECTIVENESS | Cost_Verified | DOLLAR_YEAR_USED_IN_COST_ESTIMATES | POLLUTANT_COMPLIANCE_NOTES | CONTROL_METHOD_DESCRIPTION | EMISSION_LIMIT_1 | EMISSION_LIMIT_1_UNIT | EMISSION_LIMIT_1_AVG_TIME_CONDITION | CASE-BY-CASE_BASIS | OTHER_ APPLICABLE_REQUIREMENTS | OTHER_FACTORS | PERCENT_EFFICIENCY | COMPLIANCE_VERIFIED | EMISSION_LIMIT_2 | EMISSION_LIMIT_2_UNIT | EMISSION_LIMIT_2_AVGERAGE_TIME_CONDITION | STANDARAD_EMISSION_LIMIT | STANDARD_EMISSION_LIMIT_UNIT | STANDARD_LIMIT_AVERAGE_TIME_CONDITION | COST_EFFECTIVENESS | INCREMENTAL_COST_EFFECTIVENESS | Cost_Verified | DOLLAR_YEAR_USED_IN_COST_ESTIMATES | POLLUTANT_COMPLIANCE_NOTES | CONTROL_METHOD_DESCRIPTION | EMISSION_LIMIT_1 | EMISSION_LIMIT_1_UNIT | EMISSION_LIMIT_1_AVG_TIME_CONDITION | CASE-BY-CASE_BASIS | OTHER_ APPLICABLE_REQUIREMENTS | OTHER_FACTORS | PERCENT_EFFICIENCY | COMPLIANCE_VERIFIED | EMISSION_LIMIT_2 | EMISSION_LIMIT_2_UNIT | EMISSION_LIMIT_2_AVGERAGE_TIME_CONDITION | STANDARAD_EMISSION_LIMIT | STANDARD_EMISSION_LIMIT_UNIT | STANDARD_LIMIT_AVERAGE_TIME_CONDITION | COST_EFFECTIVENESS | INCREMENTAL_COST_EFFECTIVENESS | Cost_Verified | DOLLAR_YEAR_USED_IN_COST_ESTIMATES | POLLUTANT_COMPLIANCE_NOTES | CONTROL_METHOD_DESCRIPTION | EMISSION_LIMIT_1 | EMISSION_LIMIT_1_UNIT | EMISSION_LIMIT_1_AVG_TIME_CONDITION | CASE-BY-CASE_BASIS | OTHER_ APPLICABLE_REQUIREMENTS | OTHER_FACTORS | PERCENT_EFFICIENCY | COMPLIANCE_VERIFIED | EMISSION_LIMIT_2 | EMISSION_LIMIT_2_UNIT | EMISSION_LIMIT_2_AVGERAGE_TIME_CONDITION | STANDARAD_EMISSION_LIMIT | STANDARD_EMISSION_LIMIT_UNIT | STANDARD_LIMIT_AVERAGE_TIME_CONDITION | COST_EFFECTIVENESS | INCREMENTAL_COST_EFFECTIVENESS | Cost_Verified | DOLLAR_YEAR_USED_IN_COST_ESTIMATES | POLLUTANT_COMPLIANCE_NOTES | CONTROL_METHOD_DESCRIPTION | EMISSION_LIMIT_1 | EMISSION_LIMIT_1_UNIT | EMISSION_LIMIT_1_AVG_TIME_CONDITION | CASE-BY-CASE_BASIS | OTHER_ APPLICABLE_REQUIREMENTS | OTHER_FACTORS | PERCENT_EFFICIENCY | COMPLIANCE_VERIFIED | EMISSION_LIMIT_2 | EMISSION_LIMIT_2_UNIT | EMISSION_LIMIT_2_AVGERAGE_TIME_CONDITION | STANDARAD_EMISSION_LIMIT | STANDARD_EMISSION_LIMIT_UNIT | STANDARD_LIMIT_AVERAGE_TIME_CONDITION | COST_EFFECTIVENESS | INCREMENTAL_COST_EFFECTIVENESS | Cost_Verified | DOLLAR_YEAR_USED_IN_COST_ESTIMATES | POLLUTANT_COMPLIANCE_NOTES | CONTROL_METHOD_DESCRIPTION | EMISSION_LIMIT_1 | EMISSION_LIMIT_1_UNIT | EMISSION_LIMIT_1_AVG_TIME_CONDITION | CASE-BY-CASE_BASIS | OTHER_ APPLICABLE_REQUIREMENTS | OTHER_FACTORS | PERCENT_EFFICIENCY | COMPLIANCE_VERIFIED | EMISSION_LIMIT_2 | EMISSION_LIMIT_2_UNIT | EMISSION_LIMIT_2_AVGERAGE_TIME_CONDITION | STANDARAD_EMISSION_LIMIT | STANDARD_EMISSION_LIMIT_UNIT | STANDARD_LIMIT_AVERAGE_TIME_CONDITION | COST_EFFECTIVENESS | INCREMENTAL_COST_EFFECTIVENESS | Cost_Verified | DOLLAR_YEAR_USED_IN_COST_ESTIMATES | POLLUTANT_COMPLIANCE_NOTES | CONTROL_METHOD_DESCRIPTION | EMISSION_LIMIT_1 | EMISSION_LIMIT_1_UNIT | EMISSION_LIMIT_1_AVG_TIME_CONDITION | CASE-BY-CASE_BASIS | OTHER_ APPLICABLE_REQUIREMENTS | OTHER_FACTORS | PERCENT_EFFICIENCY | COMPLIANCE_VERIFIED | EMISSION_LIMIT_2 | EMISSION_LIMIT_2_UNIT | EMISSION_LIMIT_2_AVGERAGE_TIME_CONDITION | STANDARAD_EMISSION_LIMIT | STANDARD_EMISSION_LIMIT_UNIT | STANDARD_LIMIT_AVERAGE_TIME_CONDITION | COST_EFFECTIVENESS | INCREMENTAL_COST_EFFECTIVENESS | Cost_Verified | DOLLAR_YEAR_USED_IN_COST_ESTIMATES | POLLUTANT_COMPLIANCE_NOTES | CONTROL_METHOD_DESCRIPTION | EMISSION_LIMIT_1 | EMISSION_LIMIT_1_UNIT | EMISSION_LIMIT_1_AVG_TIME_CONDITION | CASE-BY-CASE_BASIS | OTHER_ APPLICABLE_REQUIREMENTS | OTHER_FACTORS | PERCENT_EFFICIENCY | COMPLIANCE_VERIFIED | EMISSION_LIMIT_2 | EMISSION_LIMIT_2_UNIT | EMISSION_LIMIT_2_AVGERAGE_TIME_CONDITION | STANDARAD_EMISSION_LIMIT | STANDARD_EMISSION_LIMIT_UNIT | STANDARD_LIMIT_AVERAGE_TIME_CONDITION | COST_EFFECTIVENESS | INCREMENTAL_COST_EFFECTIVENESS | Cost_Verified | DOLLAR_YEAR_USED_IN_COST_ESTIMATES | POLLUTANT_COMPLIANCE_NOTES | CONTROL_METHOD_DESCRIPTION | EMISSION_LIMIT_1 | EMISSION_LIMIT_1_UNIT | EMISSION_LIMIT_1_AVG_TIME_CONDITION | CASE-BY-CASE_BASIS | OTHER_ APPLICABLE_REQUIREMENTS | OTHER_FACTORS | PERCENT_EFFICIENCY | COMPLIANCE_VERIFIED | EMISSION_LIMIT_2 | EMISSION_LIMIT_2_UNIT | EMISSION_LIMIT_2_AVGERAGE_TIME_CONDITION | STANDARAD_EMISSION_LIMIT | STANDARD_EMISSION_LIMIT_UNIT | STANDARD_LIMIT_AVERAGE_TIME_CONDITION | COST_EFFECTIVENESS | INCREMENTAL_COST_EFFECTIVENESS | Cost_Verified | DOLLAR_YEAR_USED_IN_COST_ESTIMATES | POLLUTANT_COMPLIANCE_NOTES | CONTROL_METHOD_DESCRIPTION | EMISSION_LIMIT_1 | EMISSION_LIMIT_1_UNIT | EMISSION_LIMIT_1_AVG_TIME_CONDITION | CASE-BY-CASE_BASIS | OTHER_ APPLICABLE_REQUIREMENTS | OTHER_FACTORS | PERCENT_EFFICIENCY | COMPLIANCE_VERIFIED | EMISSION_LIMIT_2 | EMISSION_LIMIT_2_UNIT | EMISSION_LIMIT_2_AVGERAGE_TIME_CONDITION | STANDARAD_EMISSION_LIMIT | STANDARD_EMISSION_LIMIT_UNIT | STANDARD_LIMIT_AVERAGE_TIME_CONDITION | COST_EFFECTIVENESS | INCREMENTAL_COST_EFFECTIVENESS | Cost_Verified | DOLLAR_YEAR_USED_IN_COST_ESTIMATES | POLLUTANT_COMPLIANCE_NOTES | CONTROL_METHOD_DESCRIPTION | EMISSION_LIMIT_1 | EMISSION_LIMIT_1_UNIT | EMISSION_LIMIT_1_AVG_TIME_CONDITION | CASE-BY-CASE_BASIS | OTHER_ APPLICABLE_REQUIREMENTS | OTHER_FACTORS | PERCENT_EFFICIENCY | COMPLIANCE_VERIFIED | EMISSION_LIMIT_2 | EMISSION_LIMIT_2_UNIT | EMISSION_LIMIT_2_AVGERAGE_TIME_CONDITION | STANDARAD_EMISSION_LIMIT | STANDARD_EMISSION_LIMIT_UNIT | STANDARD_LIMIT_AVERAGE_TIME_CONDITION | COST_EFFECTIVENESS | INCREMENTAL_COST_EFFECTIVENESS | Cost_Verified | DOLLAR_YEAR_USED_IN_COST_ESTIMATES | POLLUTANT_COMPLIANCE_NOTES | CONTROL_METHOD_DESCRIPTION | EMISSION_LIMIT_1 | EMISSION_LIMIT_1_UNIT | EMISSION_LIMIT_1_AVG_TIME_CONDITION | CASE-BY-CASE_BASIS | OTHER_ APPLICABLE_REQUIREMENTS | OTHER_FACTORS | PERCENT_EFFICIENCY | COMPLIANCE_VERIFIED | EMISSION_LIMIT_2 | EMISSION_LIMIT_2_UNIT | EMISSION_LIMIT_2_AVGERAGE_TIME_CONDITION | STANDARAD_EMISSION_LIMIT | STANDARD_EMISSION_LIMIT_UNIT | STANDARD_LIMIT_AVERAGE_TIME_CONDITION | COST_EFFECTIVENESS | INCREMENTAL_COST_EFFECTIVENESS | Cost_Verified | DOLLAR_YEAR_USED_IN_COST_ESTIMATES | POLLUTANT_COMPLIANCE_NOTES | CONTROL_METHOD_DESCRIPTION | EMISSION_LIMIT_1 | EMISSION_LIMIT_1_UNIT | EMISSION_LIMIT_1_AVG_TIME_CONDITION | CASE-BY-CASE_BASIS | OTHER_ APPLICABLE_REQUIREMENTS | OTHER_FACTORS | PERCENT_EFFICIENCY | COMPLIANCE_VERIFIED | EMISSION_LIMIT_2 | EMISSION_LIMIT_2_UNIT | EMISSION_LIMIT_2_AVGERAGE_TIME_CONDITION | STANDARAD_EMISSION_LIMIT | STANDARD_EMISSION_LIMIT_UNIT | STANDARD_LIMIT_AVERAGE_TIME_CONDITION | COST_EFFECTIVENESS | INCREMENTAL_COST_EFFECTIVENESS | Cost_Verified | DOLLAR_YEAR_USED_IN_COST_ESTIMATES | POLLUTANT_COMPLIANCE_NOTES | CONTROL_METHOD_DESCRIPTION | EMISSION_LIMIT_1 | EMISSION_LIMIT_1_UNIT | EMISSION_LIMIT_1_AVG_TIME_CONDITION | CASE-BY-CASE_BASIS | OTHER_ APPLICABLE_REQUIREMENTS | OTHER_FACTORS | PERCENT_EFFICIENCY | COMPLIANCE_VERIFIED | EMISSION_LIMIT_2 | EMISSION_LIMIT_2_UNIT | EMISSION_LIMIT_2_AVGERAGE_TIME_CONDITION | STANDARAD_EMISSION_LIMIT | STANDARD_EMISSION_LIMIT_UNIT | STANDARD_LIMIT_AVERAGE_TIME_CONDITION | COST_EFFECTIVENESS | INCREMENTAL_COST_EFFECTIVENESS | Cost_Verified | DOLLAR_YEAR_USED_IN_COST_ESTIMATES | POLLUTANT_COMPLIANCE_NOTES | CONTROL_METHOD_DESCRIPTION | EMISSION_LIMIT_1 | EMISSION_LIMIT_1_UNIT | EMISSION_LIMIT_1_AVG_TIME_CONDITION | CASE-BY-CASE_BASIS | OTHER_ APPLICABLE_REQUIREMENTS | OTHER_FACTORS | PERCENT_EFFICIENCY | COMPLIANCE_VERIFIED | EMISSION_LIMIT_2 | EMISSION_LIMIT_2_UNIT | EMISSION_LIMIT_2_AVGERAGE_TIME_CONDITION | STANDARAD_EMISSION_LIMIT | STANDARD_EMISSION_LIMIT_UNIT | STANDARD_LIMIT_AVERAGE_TIME_CONDITION | COST_EFFECTIVENESS | INCREMENTAL_COST_EFFECTIVENESS | Cost_Verified | DOLLAR_YEAR_USED_IN_COST_ESTIMATES | POLLUTANT_COMPLIANCE_NOTES | CONTROL_METHOD_DESCRIPTION | EMISSION_LIMIT_1 | EMISSION_LIMIT_1_UNIT | EMISSION_LIMIT_1_AVG_TIME_CONDITION | CASE-BY-CASE_BASIS | OTHER_ APPLICABLE_REQUIREMENTS | OTHER_FACTORS | PERCENT_EFFICIENCY | COMPLIANCE_VERIFIED | EMISSION_LIMIT_2 | EMISSION_LIMIT_2_UNIT | EMISSION_LIMIT_2_AVGERAGE_TIME_CONDITION | STANDARAD_EMISSION_LIMIT | STANDARD_EMISSION_LIMIT_UNIT | STANDARD_LIMIT_AVERAGE_TIME_CONDITION | COST_EFFECTIVENESS | INCREMENTAL_COST_EFFECTIVENESS | Cost_Verified | DOLLAR_YEAR_USED_IN_COST_ESTIMATES | POLLUTANT_COMPLIANCE_NOTES | CONTROL_METHOD_DESCRIPTION | EMISSION_LIMIT_1 | EMISSION_LIMIT_1_UNIT | EMISSION_LIMIT_1_AVG_TIME_CONDITION | CASE-BY-CASE_BASIS | OTHER_ APPLICABLE_REQUIREMENTS | OTHER_FACTORS | PERCENT_EFFICIENCY | COMPLIANCE_VERIFIED | EMISSION_LIMIT_2 | EMISSION_LIMIT_2_UNIT | EMISSION_LIMIT_2_AVGERAGE_TIME_CONDITION | STANDARAD_EMISSION_LIMIT | STANDARD_EMISSION_LIMIT_UNIT | STANDARD_LIMIT_AVERAGE_TIME_CONDITION | COST_EFFECTIVENESS | INCREMENTAL_COST_EFFECTIVENESS | Cost_Verified | DOLLAR_YEAR_USED_IN_COST_ESTIMATES | POLLUTANT_COMPLIANCE_NOTES | CONTROL_METHOD_DESCRIPTION | EMISSION_LIMIT_1 | EMISSION_LIMIT_1_UNIT | EMISSION_LIMIT_1_AVG_TIME_CONDITION | CASE-BY-CASE_BASIS | OTHER_ APPLICABLE_REQUIREMENTS | OTHER_FACTORS | PERCENT_EFFICIENCY | COMPLIANCE_VERIFIED | EMISSION_LIMIT_2 | EMISSION_LIMIT_2_UNIT | EMISSION_LIMIT_2_AVGERAGE_TIME_CONDITION | STANDARAD_EMISSION_LIMIT | STANDARD_EMISSION_LIMIT_UNIT | STANDARD_LIMIT_AVERAGE_TIME_CONDITION | COST_EFFECTIVENESS | INCREMENTAL_COST_EFFECTIVENESS | Cost_Verified | DOLLAR_YEAR_USED_IN_COST_ESTIMATES | POLLUTANT_COMPLIANCE_NOTES | CONTROL_METHOD_DESCRIPTION | EMISSION_LIMIT_1 | EMISSION_LIMIT_1_UNIT | EMISSION_LIMIT_1_AVG_TIME_CONDITION | CASE-BY-CASE_BASIS | OTHER_ APPLICABLE_REQUIREMENTS | OTHER_FACTORS | PERCENT_EFFICIENCY | COMPLIANCE_VERIFIED | EMISSION_LIMIT_2 | EMISSION_LIMIT_2_UNIT | EMISSION_LIMIT_2_AVGERAGE_TIME_CONDITION | STANDARAD_EMISSION_LIMIT | STANDARD_EMISSION_LIMIT_UNIT | STANDARD_LIMIT_AVERAGE_TIME_CONDITION | COST_EFFECTIVENESS | INCREMENTAL_COST_EFFECTIVENESS | Cost_Verified | DOLLAR_YEAR_USED_IN_COST_ESTIMATES | POLLUTANT_COMPLIANCE_NOTES | CONTROL_METHOD_DESCRIPTION | EMISSION_LIMIT_1 | EMISSION_LIMIT_1_UNIT | EMISSION_LIMIT_1_AVG_TIME_CONDITION | CASE-BY-CASE_BASIS | OTHER_ APPLICABLE_REQUIREMENTS | OTHER_FACTORS | PERCENT_EFFICIENCY | COMPLIANCE_VERIFIED | EMISSION_LIMIT_2 | EMISSION_LIMIT_2_UNIT | EMISSION_LIMIT_2_AVGERAGE_TIME_CONDITION | STANDARAD_EMISSION_LIMIT | STANDARD_EMISSION_LIMIT_UNIT | STANDARD_LIMIT_AVERAGE_TIME_CONDITION | COST_EFFECTIVENESS | INCREMENTAL_COST_EFFECTIVENESS | Cost_Verified | DOLLAR_YEAR_USED_IN_COST_ESTIMATES | POLLUTANT_COMPLIANCE_NOTES | CONTROL_METHOD_DESCRIPTION | EMISSION_LIMIT_1 | EMISSION_LIMIT_1_UNIT | EMISSION_LIMIT_1_AVG_TIME_CONDITION | CASE-BY-CASE_BASIS | OTHER_ APPLICABLE_REQUIREMENTS | OTHER_FACTORS | PERCENT_EFFICIENCY | COMPLIANCE_VERIFIED | EMISSION_LIMIT_2 | EMISSION_LIMIT_2_UNIT | EMISSION_LIMIT_2_AVGERAGE_TIME_CONDITION | STANDARAD_EMISSION_LIMIT | STANDARD_EMISSION_LIMIT_UNIT | STANDARD_LIMIT_AVERAGE_TIME_CONDITION | COST_EFFECTIVENESS | INCREMENTAL_COST_EFFECTIVENESS | Cost_Verified | DOLLAR_YEAR_USED_IN_COST_ESTIMATES | POLLUTANT_COMPLIANCE_NOTES | CONTROL_METHOD_DESCRIPTION | EMISSION_LIMIT_1 | EMISSION_LIMIT_1_UNIT | EMISSION_LIMIT_1_AVG_TIME_CONDITION | CASE-BY-CASE_BASIS | OTHER_ APPLICABLE_REQUIREMENTS | OTHER_FACTORS | PERCENT_EFFICIENCY | COMPLIANCE_VERIFIED | EMISSION_LIMIT_2 | EMISSION_LIMIT_2_UNIT | EMISSION_LIMIT_2_AVGERAGE_TIME_CONDITION | STANDARAD_EMISSION_LIMIT | STANDARD_EMISSION_LIMIT_UNIT | STANDARD_LIMIT_AVERAGE_TIME_CONDITION | COST_EFFECTIVENESS | INCREMENTAL_COST_EFFECTIVENESS | Cost_Verified | DOLLAR_YEAR_USED_IN_COST_ESTIMATES | POLLUTANT_COMPLIANCE_NOTES | CONTROL_METHOD_DESCRIPTION | EMISSION_LIMIT_1 | EMISSION_LIMIT_1_UNIT | EMISSION_LIMIT_1_AVG_TIME_CONDITION | CASE-BY-CASE_BASIS | OTHER_ APPLICABLE_REQUIREMENTS | OTHER_FACTORS | PERCENT_EFFICIENCY | COMPLIANCE_VERIFIED | EMISSION_LIMIT_2 | EMISSION_LIMIT_2_UNIT | EMISSION_LIMIT_2_AVGERAGE_TIME_CONDITION | STANDARAD_EMISSION_LIMIT | STANDARD_EMISSION_LIMIT_UNIT | STANDARD_LIMIT_AVERAGE_TIME_CONDITION | COST_EFFECTIVENESS | INCREMENTAL_COST_EFFECTIVENESS | Cost_Verified | DOLLAR_YEAR_USED_IN_COST_ESTIMATES | POLLUTANT_COMPLIANCE_NOTES | CONTROL_METHOD_DESCRIPTION | EMISSION_LIMIT_1 | EMISSION_LIMIT_1_UNIT | EMISSION_LIMIT_1_AVG_TIME_CONDITION | CASE-BY-CASE_BASIS | OTHER_ APPLICABLE_REQUIREMENTS | OTHER_FACTORS | PERCENT_EFFICIENCY | COMPLIANCE_VERIFIED | EMISSION_LIMIT_2 | EMISSION_LIMIT_2_UNIT | EMISSION_LIMIT_2_AVGERAGE_TIME_CONDITION | STANDARAD_EMISSION_LIMIT | STANDARD_EMISSION_LIMIT_UNIT | STANDARD_LIMIT_AVERAGE_TIME_CONDITION | COST_EFFECTIVENESS | INCREMENTAL_COST_EFFECTIVENESS | Cost_Verified | DOLLAR_YEAR_USED_IN_COST_ESTIMATES | POLLUTANT_COMPLIANCE_NOTES | CONTROL_METHOD_DESCRIPTION | EMISSION_LIMIT_1 | EMISSION_LIMIT_1_UNIT | EMISSION_LIMIT_1_AVG_TIME_CONDITION | CASE-BY-CASE_BASIS | OTHER_ APPLICABLE_REQUIREMENTS | OTHER_FACTORS | PERCENT_EFFICIENCY | COMPLIANCE_VERIFIED | EMISSION_LIMIT_2 | EMISSION_LIMIT_2_UNIT | EMISSION_LIMIT_2_AVGERAGE_TIME_CONDITION | STANDARAD_EMISSION_LIMIT | STANDARD_EMISSION_LIMIT_UNIT | STANDARD_LIMIT_AVERAGE_TIME_CONDITION | COST_EFFECTIVENESS | INCREMENTAL_COST_EFFECTIVENESS | Cost_Verified | DOLLAR_YEAR_USED_IN_COST_ESTIMATES | POLLUTANT_COMPLIANCE_NOTES | CONTROL_METHOD_DESCRIPTION | EMISSION_LIMIT_1 | EMISSION_LIMIT_1_UNIT | EMISSION_LIMIT_1_AVG_TIME_CONDITION | CASE-BY-CASE_BASIS | OTHER_ APPLICABLE_REQUIREMENTS | OTHER_FACTORS | PERCENT_EFFICIENCY | COMPLIANCE_VERIFIED | EMISSION_LIMIT_2 | EMISSION_LIMIT_2_UNIT | EMISSION_LIMIT_2_AVGERAGE_TIME_CONDITION | STANDARAD_EMISSION_LIMIT | STANDARD_EMISSION_LIMIT_UNIT | STANDARD_LIMIT_AVERAGE_TIME_CONDITION | COST_EFFECTIVENESS | INCREMENTAL_COST_EFFECTIVENESS | Cost_Verified | DOLLAR_YEAR_USED_IN_COST_ESTIMATES | POLLUTANT_COMPLIANCE_NOTES | CONTROL_METHOD_DESCRIPTION | EMISSION_LIMIT_1 | EMISSION_LIMIT_1_UNIT | EMISSION_LIMIT_1_AVG_TIME_CONDITION | CASE-BY-CASE_BASIS | OTHER_ APPLICABLE_REQUIREMENTS | OTHER_FACTORS | PERCENT_EFFICIENCY | COMPLIANCE_VERIFIED | EMISSION_LIMIT_2 | EMISSION_LIMIT_2_UNIT | EMISSION_LIMIT_2_AVGERAGE_TIME_CONDITION | STANDARAD_EMISSION_LIMIT | STANDARD_EMISSION_LIMIT_UNIT | STANDARD_LIMIT_AVERAGE_TIME_CONDITION | COST_EFFECTIVENESS | INCREMENTAL_COST_EFFECTIVENESS | Cost_Verified | DOLLAR_YEAR_USED_IN_COST_ESTIMATES | POLLUTANT_COMPLIANCE_NOTES | CONTROL_METHOD_DESCRIPTION | EMISSION_LIMIT_1 | EMISSION_LIMIT_1_UNIT | EMISSION_LIMIT_1_AVG_TIME_CONDITION | CASE-BY-CASE_BASIS | OTHER_ APPLICABLE_REQUIREMENTS | OTHER_FACTORS | PERCENT_EFFICIENCY | COMPLIANCE_VERIFIED | EMISSION_LIMIT_2 | EMISSION_LIMIT_2_UNIT | EMISSION_LIMIT_2_AVGERAGE_TIME_CONDITION | STANDARAD_EMISSION_LIMIT | STANDARD_EMISSION_LIMIT_UNIT | STANDARD_LIMIT_AVERAGE_TIME_CONDITION | COST_EFFECTIVENESS | INCREMENTAL_COST_EFFECTIVENESS | Cost_Verified | DOLLAR_YEAR_USED_IN_COST_ESTIMATES | POLLUTANT_COMPLIANCE_NOTES | CONTROL_METHOD_DESCRIPTION | EMISSION_LIMIT_1 | EMISSION_LIMIT_1_UNIT | EMISSION_LIMIT_1_AVG_TIME_CONDITION | CASE-BY-CASE_BASIS | OTHER_ APPLICABLE_REQUIREMENTS | OTHER_FACTORS | PERCENT_EFFICIENCY | COMPLIANCE_VERIFIED | EMISSION_LIMIT_2 | EMISSION_LIMIT_2_UNIT | EMISSION_LIMIT_2_AVGERAGE_TIME_CONDITION | STANDARAD_EMISSION_LIMIT | STANDARD_EMISSION_LIMIT_UNIT | STANDARD_LIMIT_AVERAGE_TIME_CONDITION | COST_EFFECTIVENESS | INCREMENTAL_COST_EFFECTIVENESS | Cost_Verified | DOLLAR_YEAR_USED_IN_COST_ESTIMATES | POLLUTANT_COMPLIANCE_NOTES | CONTROL_METHOD_DESCRIPTION | EMISSION_LIMIT_1 | EMISSION_LIMIT_1_UNIT | EMISSION_LIMIT_1_AVG_TIME_CONDITION | CASE-BY-CASE_BASIS | OTHER_ APPLICABLE_REQUIREMENTS | OTHER_FACTORS | PERCENT_EFFICIENCY | COMPLIANCE_VERIFIED | EMISSION_LIMIT_2 | EMISSION_LIMIT_2_UNIT | EMISSION_LIMIT_2_AVGERAGE_TIME_CONDITION | STANDARAD_EMISSION_LIMIT | STANDARD_EMISSION_LIMIT_UNIT | STANDARD_LIMIT_AVERAGE_TIME_CONDITION | COST_EFFECTIVENESS | INCREMENTAL_COST_EFFECTIVENESS | Cost_Verified | DOLLAR_YEAR_USED_IN_COST_ESTIMATES | POLLUTANT_COMPLIANCE_NOTES | CONTROL_METHOD_DESCRIPTION | EMISSION_LIMIT_1 | EMISSION_LIMIT_1_UNIT | EMISSION_LIMIT_1_AVG_TIME_CONDITION | CASE-BY-CASE_BASIS | OTHER_ APPLICABLE_REQUIREMENTS | OTHER_FACTORS | PERCENT_EFFICIENCY | COMPLIANCE_VERIFIED | EMISSION_LIMIT_2 | EMISSION_LIMIT_2_UNIT | EMISSION_LIMIT_2_AVGERAGE_TIME_CONDITION | STANDARAD_EMISSION_LIMIT | STANDARD_EMISSION_LIMIT_UNIT | STANDARD_LIMIT_AVERAGE_TIME_CONDITION | COST_EFFECTIVENESS | INCREMENTAL_COST_EFFECTIVENESS | Cost_Verified | DOLLAR_YEAR_USED_IN_COST_ESTIMATES | POLLUTANT_COMPLIANCE_NOTES | CONTROL_METHOD_DESCRIPTION | EMISSION_LIMIT_1 | EMISSION_LIMIT_1_UNIT | EMISSION_LIMIT_1_AVG_TIME_CONDITION | CASE-BY-CASE_BASIS | OTHER_ APPLICABLE_REQUIREMENTS | OTHER_FACTORS | PERCENT_EFFICIENCY | COMPLIANCE_VERIFIED | EMISSION_LIMIT_2 | EMISSION_LIMIT_2_UNIT | EMISSION_LIMIT_2_AVGERAGE_TIME_CONDITION | STANDARAD_EMISSION_LIMIT | STANDARD_EMISSION_LIMIT_UNIT | STANDARD_LIMIT_AVERAGE_TIME_CONDITION | COST_EFFECTIVENESS | INCREMENTAL_COST_EFFECTIVENESS | Cost_Verified | DOLLAR_YEAR_USED_IN_COST_ESTIMATES | POLLUTANT_COMPLIANCE_NOTES | CONTROL_METHOD_DESCRIPTION | EMISSION_LIMIT_1 | EMISSION_LIMIT_1_UNIT | EMISSION_LIMIT_1_AVG_TIME_CONDITION | CASE-BY-CASE_BASIS | OTHER_ APPLICABLE_REQUIREMENTS | OTHER_FACTORS | PERCENT_EFFICIENCY | COMPLIANCE_VERIFIED | EMISSION_LIMIT_2 | EMISSION_LIMIT_2_UNIT | EMISSION_LIMIT_2_AVGERAGE_TIME_CONDITION | STANDARAD_EMISSION_LIMIT | STANDARD_EMISSION_LIMIT_UNIT | STANDARD_LIMIT_AVERAGE_TIME_CONDITION | COST_EFFECTIVENESS | INCREMENTAL_COST_EFFECTIVENESS | Cost_Verified | DOLLAR_YEAR_USED_IN_COST_ESTIMATES | POLLUTANT_COMPLIANCE_NOTES | CONTROL_METHOD_DESCRIPTION | EMISSION_LIMIT_1 | EMISSION_LIMIT_1_UNIT | EMISSION_LIMIT_1_AVG_TIME_CONDITION | CASE-BY-CASE_BASIS | OTHER_ APPLICABLE_REQUIREMENTS | OTHER_FACTORS | PERCENT_EFFICIENCY | COMPLIANCE_VERIFIED | EMISSION_LIMIT_2 | EMISSION_LIMIT_2_UNIT | EMISSION_LIMIT_2_AVGERAGE_TIME_CONDITION | STANDARAD_EMISSION_LIMIT | STANDARD_EMISSION_LIMIT_UNIT | STANDARD_LIMIT_AVERAGE_TIME_CONDITION | COST_EFFECTIVENESS | INCREMENTAL_COST_EFFECTIVENESS | Cost_Verified | DOLLAR_YEAR_USED_IN_COST_ESTIMATES | POLLUTANT_COMPLIANCE_NOTES | CONTROL_METHOD_DESCRIPTION | EMISSION_LIMIT_1 | EMISSION_LIMIT_1_UNIT | EMISSION_LIMIT_1_AVG_TIME_CONDITION | CASE-BY-CASE_BASIS | OTHER_ APPLICABLE_REQUIREMENTS | OTHER_FACTORS | PERCENT_EFFICIENCY | COMPLIANCE_VERIFIED | EMISSION_LIMIT_2 | EMISSION_LIMIT_2_UNIT | EMISSION_LIMIT_2_AVGERAGE_TIME_CONDITION | STANDARAD_EMISSION_LIMIT | STANDARD_EMISSION_LIMIT_UNIT | STANDARD_LIMIT_AVERAGE_TIME_CONDITION | COST_EFFECTIVENESS | INCREMENTAL_COST_EFFECTIVENESS | Cost_Verified | DOLLAR_YEAR_USED_IN_COST_ESTIMATES | POLLUTANT_COMPLIANCE_NOTES | CONTROL_METHOD_DESCRIPTION | EMISSION_LIMIT_1 | EMISSION_LIMIT_1_UNIT | EMISSION_LIMIT_1_AVG_TIME_CONDITION | CASE-BY-CASE_BASIS | OTHER_ APPLICABLE_REQUIREMENTS | OTHER_FACTORS | PERCENT_EFFICIENCY | COMPLIANCE_VERIFIED | EMISSION_LIMIT_2 | EMISSION_LIMIT_2_UNIT | EMISSION_LIMIT_2_AVGERAGE_TIME_CONDITION | STANDARAD_EMISSION_LIMIT | STANDARD_EMISSION_LIMIT_UNIT | STANDARD_LIMIT_AVERAGE_TIME_CONDITION | COST_EFFECTIVENESS | INCREMENTAL_COST_EFFECTIVENESS | Cost_Verified | DOLLAR_YEAR_USED_IN_COST_ESTIMATES | POLLUTANT_COMPLIANCE_NOTES | CONTROL_METHOD_DESCRIPTION | EMISSION_LIMIT_1 | EMISSION_LIMIT_1_UNIT | EMISSION_LIMIT_1_AVG_TIME_CONDITION | CASE-BY-CASE_BASIS | OTHER_ APPLICABLE_REQUIREMENTS | OTHER_FACTORS | PERCENT_EFFICIENCY | COMPLIANCE_VERIFIED | EMISSION_LIMIT_2 | EMISSION_LIMIT_2_UNIT | EMISSION_LIMIT_2_AVGERAGE_TIME_CONDITION | STANDARAD_EMISSION_LIMIT | STANDARD_EMISSION_LIMIT_UNIT | STANDARD_LIMIT_AVERAGE_TIME_CONDITION | COST_EFFECTIVENESS | INCREMENTAL_COST_EFFECTIVENESS | Cost_Verified | DOLLAR_YEAR_USED_IN_COST_ESTIMATES | POLLUTANT_COMPLIANCE_NOTES | CONTROL_METHOD_DESCRIPTION | EMISSION_LIMIT_1 | EMISSION_LIMIT_1_UNIT | EMISSION_LIMIT_1_AVG_TIME_CONDITION | CASE-BY-CASE_BASIS | OTHER_ APPLICABLE_REQUIREMENTS | OTHER_FACTORS | PERCENT_EFFICIENCY | COMPLIANCE_VERIFIED | EMISSION_LIMIT_2 | EMISSION_LIMIT_2_UNIT | EMISSION_LIMIT_2_AVGERAGE_TIME_CONDITION | STANDARAD_EMISSION_LIMIT | STANDARD_EMISSION_LIMIT_UNIT | STANDARD_LIMIT_AVERAGE_TIME_CONDITION | COST_EFFECTIVENESS | INCREMENTAL_COST_EFFECTIVENESS | Cost_Verified | DOLLAR_YEAR_USED_IN_COST_ESTIMATES | POLLUTANT_COMPLIANCE_NOTES | CONTROL_METHOD_DESCRIPTION | EMISSION_LIMIT_1 | EMISSION_LIMIT_1_UNIT | EMISSION_LIMIT_1_AVG_TIME_CONDITION | CASE-BY-CASE_BASIS | OTHER_ APPLICABLE_REQUIREMENTS | OTHER_FACTORS | PERCENT_EFFICIENCY | COMPLIANCE_VERIFIED | EMISSION_LIMIT_2 | EMISSION_LIMIT_2_UNIT | EMISSION_LIMIT_2_AVGERAGE_TIME_CONDITION | STANDARAD_EMISSION_LIMIT | STANDARD_EMISSION_LIMIT_UNIT | STANDARD_LIMIT_AVERAGE_TIME_CONDITION | COST_EFFECTIVENESS | INCREMENTAL_COST_EFFECTIVENESS | Cost_Verified | DOLLAR_YEAR_USED_IN_COST_ESTIMATES | POLLUTANT_COMPLIANCE_NOTES | CONTROL_METHOD_DESCRIPTION | EMISSION_LIMIT_1 | EMISSION_LIMIT_1_UNIT | EMISSION_LIMIT_1_AVG_TIME_CONDITION | CASE-BY-CASE_BASIS | OTHER_ APPLICABLE_REQUIREMENTS | OTHER_FACTORS | PERCENT_EFFICIENCY | COMPLIANCE_VERIFIED | EMISSION_LIMIT_2 | EMISSION_LIMIT_2_UNIT | EMISSION_LIMIT_2_AVGERAGE_TIME_CONDITION | STANDARAD_EMISSION_LIMIT | STANDARD_EMISSION_LIMIT_UNIT | STANDARD_LIMIT_AVERAGE_TIME_CONDITION | COST_EFFECTIVENESS | INCREMENTAL_COST_EFFECTIVENESS | Cost_Verified | DOLLAR_YEAR_USED_IN_COST_ESTIMATES | POLLUTANT_COMPLIANCE_NOTES | CONTROL_METHOD_DESCRIPTION | EMISSION_LIMIT_1 | EMISSION_LIMIT_1_UNIT | EMISSION_LIMIT_1_AVG_TIME_CONDITION | CASE-BY-CASE_BASIS | OTHER_ APPLICABLE_REQUIREMENTS | OTHER_FACTORS | PERCENT_EFFICIENCY | COMPLIANCE_VERIFIED | EMISSION_LIMIT_2 | EMISSION_LIMIT_2_UNIT | EMISSION_LIMIT_2_AVGERAGE_TIME_CONDITION | STANDARAD_EMISSION_LIMIT | STANDARD_EMISSION_LIMIT_UNIT | STANDARD_LIMIT_AVERAGE_TIME_CONDITION | COST_EFFECTIVENESS | INCREMENTAL_COST_EFFECTIVENESS | Cost_Verified | DOLLAR_YEAR_USED_IN_COST_ESTIMATES | POLLUTANT_COMPLIANCE_NOTES | CONTROL_METHOD_DESCRIPTION | EMISSION_LIMIT_1 | EMISSION_LIMIT_1_UNIT | EMISSION_LIMIT_1_AVG_TIME_CONDITION | CASE-BY-CASE_BASIS | OTHER_ APPLICABLE_REQUIREMENTS | OTHER_FACTORS | PERCENT_EFFICIENCY | COMPLIANCE_VERIFIED | EMISSION_LIMIT_2 | EMISSION_LIMIT_2_UNIT | EMISSION_LIMIT_2_AVGERAGE_TIME_CONDITION | STANDARAD_EMISSION_LIMIT | STANDARD_EMISSION_LIMIT_UNIT | STANDARD_LIMIT_AVERAGE_TIME_CONDITION | COST_EFFECTIVENESS | INCREMENTAL_COST_EFFECTIVENESS | Cost_Verified | DOLLAR_YEAR_USED_IN_COST_ESTIMATES | POLLUTANT_COMPLIANCE_NOTES | CONTROL_METHOD_DESCRIPTION | EMISSION_LIMIT_1 | EMISSION_LIMIT_1_UNIT | EMISSION_LIMIT_1_AVG_TIME_CONDITION | CASE-BY-CASE_BASIS | OTHER_ APPLICABLE_REQUIREMENTS | OTHER_FACTORS | PERCENT_EFFICIENCY | COMPLIANCE_VERIFIED | EMISSION_LIMIT_2 | EMISSION_LIMIT_2_UNIT | EMISSION_LIMIT_2_AVGERAGE_TIME_CONDITION | STANDARAD_EMISSION_LIMIT | STANDARD_EMISSION_LIMIT_UNIT | STANDARD_LIMIT_AVERAGE_TIME_CONDITION | COST_EFFECTIVENESS | INCREMENTAL_COST_EFFECTIVENESS | Cost_Verified | DOLLAR_YEAR_USED_IN_COST_ESTIMATES | POLLUTANT_COMPLIANCE_NOTES | CONTROL_METHOD_DESCRIPTION | EMISSION_LIMIT_1 | EMISSION_LIMIT_1_UNIT | EMISSION_LIMIT_1_AVG_TIME_CONDITION | CASE-BY-CASE_BASIS | OTHER_ APPLICABLE_REQUIREMENTS | OTHER_FACTORS | PERCENT_EFFICIENCY | COMPLIANCE_VERIFIED | EMISSION_LIMIT_2 | EMISSION_LIMIT_2_UNIT | EMISSION_LIMIT_2_AVGERAGE_TIME_CONDITION | STANDARAD_EMISSION_LIMIT | STANDARD_EMISSION_LIMIT_UNIT | STANDARD_LIMIT_AVERAGE_TIME_CONDITION | COST_EFFECTIVENESS | INCREMENTAL_COST_EFFECTIVENESS | Cost_Verified | DOLLAR_YEAR_USED_IN_COST_ESTIMATES | POLLUTANT_COMPLIANCE_NOTES | CONTROL_METHOD_DESCRIPTION | EMISSION_LIMIT_1 | EMISSION_LIMIT_1_UNIT | EMISSION_LIMIT_1_AVG_TIME_CONDITION | CASE-BY-CASE_BASIS | OTHER_ APPLICABLE_REQUIREMENTS | OTHER_FACTORS | PERCENT_EFFICIENCY | COMPLIANCE_VERIFIED | EMISSION_LIMIT_2 | EMISSION_LIMIT_2_UNIT | EMISSION_LIMIT_2_AVGERAGE_TIME_CONDITION | STANDARAD_EMISSION_LIMIT | STANDARD_EMISSION_LIMIT_UNIT | STANDARD_LIMIT_AVERAGE_TIME_CONDITION | COST_EFFECTIVENESS | INCREMENTAL_COST_EFFECTIVENESS | Cost_Verified | DOLLAR_YEAR_USED_IN_COST_ESTIMATES | POLLUTANT_COMPLIANCE_NOTES | CONTROL_METHOD_DESCRIPTION | EMISSION_LIMIT_1 | EMISSION_LIMIT_1_UNIT | EMISSION_LIMIT_1_AVG_TIME_CONDITION | CASE-BY-CASE_BASIS | OTHER_ APPLICABLE_REQUIREMENTS | OTHER_FACTORS | PERCENT_EFFICIENCY | COMPLIANCE_VERIFIED | EMISSION_LIMIT_2 | EMISSION_LIMIT_2_UNIT | EMISSION_LIMIT_2_AVGERAGE_TIME_CONDITION | STANDARAD_EMISSION_LIMIT | STANDARD_EMISSION_LIMIT_UNIT | STANDARD_LIMIT_AVERAGE_TIME_CONDITION | COST_EFFECTIVENESS | INCREMENTAL_COST_EFFECTIVENESS | Cost_Verified | DOLLAR_YEAR_USED_IN_COST_ESTIMATES | POLLUTANT_COMPLIANCE_NOTES | CONTROL_METHOD_DESCRIPTION | EMISSION_LIMIT_1 | EMISSION_LIMIT_1_UNIT | EMISSION_LIMIT_1_AVG_TIME_CONDITION | CASE-BY-CASE_BASIS | OTHER_ APPLICABLE_REQUIREMENTS | OTHER_FACTORS | PERCENT_EFFICIENCY | COMPLIANCE_VERIFIED | EMISSION_LIMIT_2 | EMISSION_LIMIT_2_UNIT | EMISSION_LIMIT_2_AVGERAGE_TIME_CONDITION | STANDARAD_EMISSION_LIMIT | STANDARD_EMISSION_LIMIT_UNIT | STANDARD_LIMIT_AVERAGE_TIME_CONDITION | COST_EFFECTIVENESS | INCREMENTAL_COST_EFFECTIVENESS | Cost_Verified | DOLLAR_YEAR_USED_IN_COST_ESTIMATES | POLLUTANT_COMPLIANCE_NOTES | CONTROL_METHOD_DESCRIPTION | EMISSION_LIMIT_1 | EMISSION_LIMIT_1_UNIT | EMISSION_LIMIT_1_AVG_TIME_CONDITION | CASE-BY-CASE_BASIS | OTHER_ APPLICABLE_REQUIREMENTS | OTHER_FACTORS | PERCENT_EFFICIENCY | COMPLIANCE_VERIFIED | EMISSION_LIMIT_2 | EMISSION_LIMIT_2_UNIT | EMISSION_LIMIT_2_AVGERAGE_TIME_CONDITION | STANDARAD_EMISSION_LIMIT | STANDARD_EMISSION_LIMIT_UNIT | STANDARD_LIMIT_AVERAGE_TIME_CONDITION | COST_EFFECTIVENESS | INCREMENTAL_COST_EFFECTIVENESS | Cost_Verified | DOLLAR_YEAR_USED_IN_COST_ESTIMATES | POLLUTANT_COMPLIANCE_NOTES | CONTROL_METHOD_DESCRIPTION | EMISSION_LIMIT_1 | EMISSION_LIMIT_1_UNIT | EMISSION_LIMIT_1_AVG_TIME_CONDITION | CASE-BY-CASE_BASIS | OTHER_ APPLICABLE_REQUIREMENTS | OTHER_FACTORS | PERCENT_EFFICIENCY | COMPLIANCE_VERIFIED | EMISSION_LIMIT_2 | EMISSION_LIMIT_2_UNIT | EMISSION_LIMIT_2_AVGERAGE_TIME_CONDITION | STANDARAD_EMISSION_LIMIT | STANDARD_EMISSION_LIMIT_UNIT | STANDARD_LIMIT_AVERAGE_TIME_CONDITION | COST_EFFECTIVENESS | INCREMENTAL_COST_EFFECTIVENESS | Cost_Verified | DOLLAR_YEAR_USED_IN_COST_ESTIMATES | POLLUTANT_COMPLIANCE_NOTES | CONTROL_METHOD_DESCRIPTION | EMISSION_LIMIT_1 | EMISSION_LIMIT_1_UNIT | EMISSION_LIMIT_1_AVG_TIME_CONDITION | CASE-BY-CASE_BASIS | OTHER_ APPLICABLE_REQUIREMENTS | OTHER_FACTORS | PERCENT_EFFICIENCY | COMPLIANCE_VERIFIED | EMISSION_LIMIT_2 | EMISSION_LIMIT_2_UNIT | EMISSION_LIMIT_2_AVGERAGE_TIME_CONDITION | STANDARAD_EMISSION_LIMIT | STANDARD_EMISSION_LIMIT_UNIT | STANDARD_LIMIT_AVERAGE_TIME_CONDITION | COST_EFFECTIVENESS | INCREMENTAL_COST_EFFECTIVENESS | Cost_Verified | DOLLAR_YEAR_USED_IN_COST_ESTIMATES | POLLUTANT_COMPLIANCE_NOTES | CONTROL_METHOD_DESCRIPTION | EMISSION_LIMIT_1 | EMISSION_LIMIT_1_UNIT | EMISSION_LIMIT_1_AVG_TIME_CONDITION | CASE-BY-CASE_BASIS | OTHER_ APPLICABLE_REQUIREMENTS | OTHER_FACTORS | PERCENT_EFFICIENCY | COMPLIANCE_VERIFIED | EMISSION_LIMIT_2 | EMISSION_LIMIT_2_UNIT | EMISSION_LIMIT_2_AVGERAGE_TIME_CONDITION | STANDARAD_EMISSION_LIMIT | STANDARD_EMISSION_LIMIT_UNIT | STANDARD_LIMIT_AVERAGE_TIME_CONDITION | COST_EFFECTIVENESS | INCREMENTAL_COST_EFFECTIVENESS | Cost_Verified | DOLLAR_YEAR_USED_IN_COST_ESTIMATES | POLLUTANT_COMPLIANCE_NOTES | CONTROL_METHOD_DESCRIPTION | EMISSION_LIMIT_1 | EMISSION_LIMIT_1_UNIT | EMISSION_LIMIT_1_AVG_TIME_CONDITION | CASE-BY-CASE_BASIS | OTHER_ APPLICABLE_REQUIREMENTS | OTHER_FACTORS | PERCENT_EFFICIENCY | COMPLIANCE_VERIFIED | EMISSION_LIMIT_2 | EMISSION_LIMIT_2_UNIT | EMISSION_LIMIT_2_AVGERAGE_TIME_CONDITION | STANDARAD_EMISSION_LIMIT | STANDARD_EMISSION_LIMIT_UNIT | STANDARD_LIMIT_AVERAGE_TIME_CONDITION | COST_EFFECTIVENESS | INCREMENTAL_COST_EFFECTIVENESS | Cost_Verified | DOLLAR_YEAR_USED_IN_COST_ESTIMATES | POLLUTANT_COMPLIANCE_NOTES | CONTROL_METHOD_DESCRIPTION | EMISSION_LIMIT_1 | EMISSION_LIMIT_1_UNIT | EMISSION_LIMIT_1_AVG_TIME_CONDITION | CASE-BY-CASE_BASIS | OTHER_ APPLICABLE_REQUIREMENTS | OTHER_FACTORS | PERCENT_EFFICIENCY | COMPLIANCE_VERIFIED | EMISSION_LIMIT_2 | EMISSION_LIMIT_2_UNIT | EMISSION_LIMIT_2_AVGERAGE_TIME_CONDITION | STANDARAD_EMISSION_LIMIT | STANDARD_EMISSION_LIMIT_UNIT | STANDARD_LIMIT_AVERAGE_TIME_CONDITION | COST_EFFECTIVENESS | INCREMENTAL_COST_EFFECTIVENESS | Cost_Verified | DOLLAR_YEAR_USED_IN_COST_ESTIMATES | POLLUTANT_COMPLIANCE_NOTES | CONTROL_METHOD_DESCRIPTION | EMISSION_LIMIT_1 | EMISSION_LIMIT_1_UNIT | EMISSION_LIMIT_1_AVG_TIME_CONDITION | CASE-BY-CASE_BASIS | OTHER_ APPLICABLE_REQUIREMENTS | OTHER_FACTORS | PERCENT_EFFICIENCY | COMPLIANCE_VERIFIED | EMISSION_LIMIT_2 | EMISSION_LIMIT_2_UNIT | EMISSION_LIMIT_2_AVGERAGE_TIME_CONDITION | STANDARAD_EMISSION_LIMIT | STANDARD_EMISSION_LIMIT_UNIT | STANDARD_LIMIT_AVERAGE_TIME_CONDITION | COST_EFFECTIVENESS | INCREMENTAL_COST_EFFECTIVENESS | Cost_Verified | DOLLAR_YEAR_USED_IN_COST_ESTIMATES | POLLUTANT_COMPLIANCE_NOTES | CONTROL_METHOD_DESCRIPTION | EMISSION_LIMIT_1 | EMISSION_LIMIT_1_UNIT | EMISSION_LIMIT_1_AVG_TIME_CONDITION | CASE-BY-CASE_BASIS | OTHER_ APPLICABLE_REQUIREMENTS | OTHER_FACTORS | PERCENT_EFFICIENCY | COMPLIANCE_VERIFIED | EMISSION_LIMIT_2 | EMISSION_LIMIT_2_UNIT | EMISSION_LIMIT_2_AVGERAGE_TIME_CONDITION | STANDARAD_EMISSION_LIMIT | STANDARD_EMISSION_LIMIT_UNIT | STANDARD_LIMIT_AVERAGE_TIME_CONDITION | COST_EFFECTIVENESS | INCREMENTAL_COST_EFFECTIVENESS | Cost_Verified | DOLLAR_YEAR_USED_IN_COST_ESTIMATES | POLLUTANT_COMPLIANCE_NOTES | CONTROL_METHOD_DESCRIPTION | EMISSION_LIMIT_1 | EMISSION_LIMIT_1_UNIT | EMISSION_LIMIT_1_AVG_TIME_CONDITION | CASE-BY-CASE_BASIS | OTHER_ APPLICABLE_REQUIREMENTS | OTHER_FACTORS | PERCENT_EFFICIENCY | COMPLIANCE_VERIFIED | EMISSION_LIMIT_2 | EMISSION_LIMIT_2_UNIT | EMISSION_LIMIT_2_AVGERAGE_TIME_CONDITION | STANDARAD_EMISSION_LIMIT | STANDARD_EMISSION_LIMIT_UNIT | STANDARD_LIMIT_AVERAGE_TIME_CONDITION | COST_EFFECTIVENESS | INCREMENTAL_COST_EFFECTIVENESS | Cost_Verified | DOLLAR_YEAR_USED_IN_COST_ESTIMATES | POLLUTANT_COMPLIANCE_NOTES | CONTROL_METHOD_DESCRIPTION | EMISSION_LIMIT_1 | EMISSION_LIMIT_1_UNIT | EMISSION_LIMIT_1_AVG_TIME_CONDITION | CASE-BY-CASE_BASIS | OTHER_ APPLICABLE_REQUIREMENTS | OTHER_FACTORS | PERCENT_EFFICIENCY | COMPLIANCE_VERIFIED | EMISSION_LIMIT_2 | EMISSION_LIMIT_2_UNIT | EMISSION_LIMIT_2_AVGERAGE_TIME_CONDITION | STANDARAD_EMISSION_LIMIT | STANDARD_EMISSION_LIMIT_UNIT | STANDARD_LIMIT_AVERAGE_TIME_CONDITION | COST_EFFECTIVENESS | INCREMENTAL_COST_EFFECTIVENESS | Cost_Verified | DOLLAR_YEAR_USED_IN_COST_ESTIMATES | POLLUTANT_COMPLIANCE_NOTES | CONTROL_METHOD_DESCRIPTION | EMISSION_LIMIT_1 | EMISSION_LIMIT_1_UNIT | EMISSION_LIMIT_1_AVG_TIME_CONDITION | CASE-BY-CASE_BASIS | OTHER_ APPLICABLE_REQUIREMENTS | OTHER_FACTORS | PERCENT_EFFICIENCY | COMPLIANCE_VERIFIED | EMISSION_LIMIT_2 | EMISSION_LIMIT_2_UNIT | EMISSION_LIMIT_2_AVGERAGE_TIME_CONDITION | STANDARAD_EMISSION_LIMIT | STANDARD_EMISSION_LIMIT_UNIT | STANDARD_LIMIT_AVERAGE_TIME_CONDITION | COST_EFFECTIVENESS | INCREMENTAL_COST_EFFECTIVENESS | Cost_Verified | DOLLAR_YEAR_USED_IN_COST_ESTIMATES | POLLUTANT_COMPLIANCE_NOTES | CONTROL_METHOD_DESCRIPTION | EMISSION_LIMIT_1 | EMISSION_LIMIT_1_UNIT | EMISSION_LIMIT_1_AVG_TIME_CONDITION | CASE-BY-CASE_BASIS | OTHER_ APPLICABLE_REQUIREMENTS | OTHER_FACTORS | PERCENT_EFFICIENCY | COMPLIANCE_VERIFIED | EMISSION_LIMIT_2 | EMISSION_LIMIT_2_UNIT | EMISSION_LIMIT_2_AVGERAGE_TIME_CONDITION | STANDARAD_EMISSION_LIMIT | STANDARD_EMISSION_LIMIT_UNIT | STANDARD_LIMIT_AVERAGE_TIME_CONDITION | COST_EFFECTIVENESS | INCREMENTAL_COST_EFFECTIVENESS | Cost_Verified | DOLLAR_YEAR_USED_IN_COST_ESTIMATES | POLLUTANT_COMPLIANCE_NOTES | CONTROL_METHOD_DESCRIPTION | EMISSION_LIMIT_1 | EMISSION_LIMIT_1_UNIT | EMISSION_LIMIT_1_AVG_TIME_CONDITION | CASE-BY-CASE_BASIS | OTHER_ APPLICABLE_REQUIREMENTS | OTHER_FACTORS | PERCENT_EFFICIENCY | COMPLIANCE_VERIFIED | EMISSION_LIMIT_2 | EMISSION_LIMIT_2_UNIT | EMISSION_LIMIT_2_AVGERAGE_TIME_CONDITION | STANDARAD_EMISSION_LIMIT | STANDARD_EMISSION_LIMIT_UNIT | STANDARD_LIMIT_AVERAGE_TIME_CONDITION | COST_EFFECTIVENESS | INCREMENTAL_COST_EFFECTIVENESS | Cost_Verified | DOLLAR_YEAR_USED_IN_COST_ESTIMATES | POLLUTANT_COMPLIANCE_NOTES | CONTROL_METHOD_DESCRIPTION | EMISSION_LIMIT_1 | EMISSION_LIMIT_1_UNIT | EMISSION_LIMIT_1_AVG_TIME_CONDITION | CASE-BY-CASE_BASIS | OTHER_ APPLICABLE_REQUIREMENTS | OTHER_FACTORS | PERCENT_EFFICIENCY | COMPLIANCE_VERIFIED | EMISSION_LIMIT_2 | EMISSION_LIMIT_2_UNIT | EMISSION_LIMIT_2_AVGERAGE_TIME_CONDITION | STANDARAD_EMISSION_LIMIT | STANDARD_EMISSION_LIMIT_UNIT | STANDARD_LIMIT_AVERAGE_TIME_CONDITION | COST_EFFECTIVENESS | INCREMENTAL_COST_EFFECTIVENESS | Cost_Verified | DOLLAR_YEAR_USED_IN_COST_ESTIMATES | POLLUTANT_COMPLIANCE_NOTES | CONTROL_METHOD_DESCRIPTION | EMISSION_LIMIT_1 | EMISSION_LIMIT_1_UNIT | EMISSION_LIMIT_1_AVG_TIME_CONDITION | CASE-BY-CASE_BASIS | OTHER_ APPLICABLE_REQUIREMENTS | OTHER_FACTORS | PERCENT_EFFICIENCY | COMPLIANCE_VERIFIED | EMISSION_LIMIT_2 | EMISSION_LIMIT_2_UNIT | EMISSION_LIMIT_2_AVGERAGE_TIME_CONDITION | STANDARAD_EMISSION_LIMIT | STANDARD_EMISSION_LIMIT_UNIT | STANDARD_LIMIT_AVERAGE_TIME_CONDITION | COST_EFFECTIVENESS | INCREMENTAL_COST_EFFECTIVENESS | Cost_Verified | DOLLAR_YEAR_USED_IN_COST_ESTIMATES | POLLUTANT_COMPLIANCE_NOTES | CONTROL_METHOD_DESCRIPTION | EMISSION_LIMIT_1 | EMISSION_LIMIT_1_UNIT | EMISSION_LIMIT_1_AVG_TIME_CONDITION | CASE-BY-CASE_BASIS | OTHER_ APPLICABLE_REQUIREMENTS | OTHER_FACTORS | PERCENT_EFFICIENCY | COMPLIANCE_VERIFIED | EMISSION_LIMIT_2 | EMISSION_LIMIT_2_UNIT | EMISSION_LIMIT_2_AVGERAGE_TIME_CONDITION | STANDARAD_EMISSION_LIMIT | STANDARD_EMISSION_LIMIT_UNIT | STANDARD_LIMIT_AVERAGE_TIME_CONDITION | COST_EFFECTIVENESS | INCREMENTAL_COST_EFFECTIVENESS | Cost_Verified | DOLLAR_YEAR_USED_IN_COST_ESTIMATES | POLLUTANT_COMPLIANCE_NOTES | CONTROL_METHOD_DESCRIPTION | EMISSION_LIMIT_1 | EMISSION_LIMIT_1_UNIT | EMISSION_LIMIT_1_AVG_TIME_CONDITION | CASE-BY-CASE_BASIS | OTHER_ APPLICABLE_REQUIREMENTS | OTHER_FACTORS | PERCENT_EFFICIENCY | COMPLIANCE_VERIFIED | EMISSION_LIMIT_2 | EMISSION_LIMIT_2_UNIT | EMISSION_LIMIT_2_AVGERAGE_TIME_CONDITION | STANDARAD_EMISSION_LIMIT | STANDARD_EMISSION_LIMIT_UNIT | STANDARD_LIMIT_AVERAGE_TIME_CONDITION | COST_EFFECTIVENESS | INCREMENTAL_COST_EFFECTIVENESS | Cost_Verified | DOLLAR_YEAR_USED_IN_COST_ESTIMATES | POLLUTANT_COMPLIANCE_NOTES | CONTROL_METHOD_DESCRIPTION | EMISSION_LIMIT_1 | EMISSION_LIMIT_1_UNIT | EMISSION_LIMIT_1_AVG_TIME_CONDITION | CASE-BY-CASE_BASIS | OTHER_ APPLICABLE_REQUIREMENTS | OTHER_FACTORS | PERCENT_EFFICIENCY | COMPLIANCE_VERIFIED | EMISSION_LIMIT_2 | EMISSION_LIMIT_2_UNIT | EMISSION_LIMIT_2_AVGERAGE_TIME_CONDITION | STANDARAD_EMISSION_LIMIT | STANDARD_EMISSION_LIMIT_UNIT | STANDARD_LIMIT_AVERAGE_TIME_CONDITION | COST_EFFECTIVENESS | INCREMENTAL_COST_EFFECTIVENESS | Cost_Verified | DOLLAR_YEAR_USED_IN_COST_ESTIMATES | POLLUTANT_COMPLIANCE_NOTES | CONTROL_METHOD_DESCRIPTION | EMISSION_LIMIT_1 | EMISSION_LIMIT_1_UNIT | EMISSION_LIMIT_1_AVG_TIME_CONDITION | CASE-BY-CASE_BASIS | OTHER_ APPLICABLE_REQUIREMENTS | OTHER_FACTORS | PERCENT_EFFICIENCY | COMPLIANCE_VERIFIED | EMISSION_LIMIT_2 | EMISSION_LIMIT_2_UNIT | EMISSION_LIMIT_2_AVGERAGE_TIME_CONDITION | STANDARAD_EMISSION_LIMIT | STANDARD_EMISSION_LIMIT_UNIT | STANDARD_LIMIT_AVERAGE_TIME_CONDITION | COST_EFFECTIVENESS | INCREMENTAL_COST_EFFECTIVENESS | Cost_Verified | DOLLAR_YEAR_USED_IN_COST_ESTIMATES | POLLUTANT_COMPLIANCE_NOTES | CONTROL_METHOD_DESCRIPTION | EMISSION_LIMIT_1 | EMISSION_LIMIT_1_UNIT | EMISSION_LIMIT_1_AVG_TIME_CONDITION | CASE-BY-CASE_BASIS | OTHER_ APPLICABLE_REQUIREMENTS | OTHER_FACTORS | PERCENT_EFFICIENCY | COMPLIANCE_VERIFIED | EMISSION_LIMIT_2 | EMISSION_LIMIT_2_UNIT | EMISSION_LIMIT_2_AVGERAGE_TIME_CONDITION | STANDARAD_EMISSION_LIMIT | STANDARD_EMISSION_LIMIT_UNIT | STANDARD_LIMIT_AVERAGE_TIME_CONDITION | COST_EFFECTIVENESS | INCREMENTAL_COST_EFFECTIVENESS | Cost_Verified | DOLLAR_YEAR_USED_IN_COST_ESTIMATES | POLLUTANT_COMPLIANCE_NOTES | CONTROL_METHOD_DESCRIPTION | EMISSION_LIMIT_1 | EMISSION_LIMIT_1_UNIT | EMISSION_LIMIT_1_AVG_TIME_CONDITION | CASE-BY-CASE_BASIS | OTHER_ APPLICABLE_REQUIREMENTS | OTHER_FACTORS | PERCENT_EFFICIENCY | COMPLIANCE_VERIFIED | EMISSION_LIMIT_2 | EMISSION_LIMIT_2_UNIT | EMISSION_LIMIT_2_AVGERAGE_TIME_CONDITION | STANDARAD_EMISSION_LIMIT | STANDARD_EMISSION_LIMIT_UNIT | STANDARD_LIMIT_AVERAGE_TIME_CONDITION | COST_EFFECTIVENESS | INCREMENTAL_COST_EFFECTIVENESS | Cost_Verified | DOLLAR_YEAR_USED_IN_COST_ESTIMATES | POLLUTANT_COMPLIANCE_NOTES | CONTROL_METHOD_DESCRIPTION | EMISSION_LIMIT_1 | EMISSION_LIMIT_1_UNIT | EMISSION_LIMIT_1_AVG_TIME_CONDITION | CASE-BY-CASE_BASIS | OTHER_ APPLICABLE_REQUIREMENTS | OTHER_FACTORS | PERCENT_EFFICIENCY | COMPLIANCE_VERIFIED | EMISSION_LIMIT_2 | EMISSION_LIMIT_2_UNIT | EMISSION_LIMIT_2_AVGERAGE_TIME_CONDITION | STANDARAD_EMISSION_LIMIT | STANDARD_EMISSION_LIMIT_UNIT | STANDARD_LIMIT_AVERAGE_TIME_CONDITION | COST_EFFECTIVENESS | INCREMENTAL_COST_EFFECTIVENESS | Cost_Verified | DOLLAR_YEAR_USED_IN_COST_ESTIMATES | POLLUTANT_COMPLIANCE_NOTES | CONTROL_METHOD_DESCRIPTION | EMISSION_LIMIT_1 | EMISSION_LIMIT_1_UNIT | EMISSION_LIMIT_1_AVG_TIME_CONDITION | CASE-BY-CASE_BASIS | OTHER_ APPLICABLE_REQUIREMENTS | OTHER_FACTORS | PERCENT_EFFICIENCY | COMPLIANCE_VERIFIED | EMISSION_LIMIT_2 | EMISSION_LIMIT_2_UNIT | EMISSION_LIMIT_2_AVGERAGE_TIME_CONDITION | STANDARAD_EMISSION_LIMIT | STANDARD_EMISSION_LIMIT_UNIT | STANDARD_LIMIT_AVERAGE_TIME_CONDITION | COST_EFFECTIVENESS | INCREMENTAL_COST_EFFECTIVENESS | Cost_Verified | DOLLAR_YEAR_USED_IN_COST_ESTIMATES | POLLUTANT_COMPLIANCE_NOTES | CONTROL_METHOD_DESCRIPTION | EMISSION_LIMIT_1 | EMISSION_LIMIT_1_UNIT | EMISSION_LIMIT_1_AVG_TIME_CONDITION | CASE-BY-CASE_BASIS | OTHER_ APPLICABLE_REQUIREMENTS | OTHER_FACTORS | PERCENT_EFFICIENCY | COMPLIANCE_VERIFIED | EMISSION_LIMIT_2 | EMISSION_LIMIT_2_UNIT | EMISSION_LIMIT_2_AVGERAGE_TIME_CONDITION | STANDARAD_EMISSION_LIMIT | STANDARD_EMISSION_LIMIT_UNIT | STANDARD_LIMIT_AVERAGE_TIME_CONDITION | COST_EFFECTIVENESS | INCREMENTAL_COST_EFFECTIVENESS | Cost_Verified | DOLLAR_YEAR_USED_IN_COST_ESTIMATES | POLLUTANT_COMPLIANCE_NOTES | CONTROL_METHOD_DESCRIPTION | EMISSION_LIMIT_1 | EMISSION_LIMIT_1_UNIT | EMISSION_LIMIT_1_AVG_TIME_CONDITION | CASE-BY-CASE_BASIS | OTHER_ APPLICABLE_REQUIREMENTS | OTHER_FACTORS | PERCENT_EFFICIENCY | COMPLIANCE_VERIFIED | EMISSION_LIMIT_2 | EMISSION_LIMIT_2_UNIT | EMISSION_LIMIT_2_AVGERAGE_TIME_CONDITION | STANDARAD_EMISSION_LIMIT | STANDARD_EMISSION_LIMIT_UNIT | STANDARD_LIMIT_AVERAGE_TIME_CONDITION | COST_EFFECTIVENESS | INCREMENTAL_COST_EFFECTIVENESS | Cost_Verified | DOLLAR_YEAR_USED_IN_COST_ESTIMATES | POLLUTANT_COMPLIANCE_NOTES | CONTROL_METHOD_DESCRIPTION | EMISSION_LIMIT_1 | EMISSION_LIMIT_1_UNIT | EMISSION_LIMIT_1_AVG_TIME_CONDITION | CASE-BY-CASE_BASIS | OTHER_ APPLICABLE_REQUIREMENTS | OTHER_FACTORS | PERCENT_EFFICIENCY | COMPLIANCE_VERIFIED | EMISSION_LIMIT_2 | EMISSION_LIMIT_2_UNIT | EMISSION_LIMIT_2_AVGERAGE_TIME_CONDITION | STANDARAD_EMISSION_LIMIT | STANDARD_EMISSION_LIMIT_UNIT | STANDARD_LIMIT_AVERAGE_TIME_CONDITION | COST_EFFECTIVENESS | INCREMENTAL_COST_EFFECTIVENESS | Cost_Verified | DOLLAR_YEAR_USED_IN_COST_ESTIMATES | POLLUTANT_COMPLIANCE_NOTES | CONTROL_METHOD_DESCRIPTION | EMISSION_LIMIT_1 | EMISSION_LIMIT_1_UNIT | EMISSION_LIMIT_1_AVG_TIME_CONDITION | CASE-BY-CASE_BASIS | OTHER_ APPLICABLE_REQUIREMENTS | OTHER_FACTORS | PERCENT_EFFICIENCY | COMPLIANCE_VERIFIED | EMISSION_LIMIT_2 | EMISSION_LIMIT_2_UNIT | EMISSION_LIMIT_2_AVGERAGE_TIME_CONDITION | STANDARAD_EMISSION_LIMIT | STANDARD_EMISSION_LIMIT_UNIT | STANDARD_LIMIT_AVERAGE_TIME_CONDITION | COST_EFFECTIVENESS | INCREMENTAL_COST_EFFECTIVENESS | Cost_Verified | DOLLAR_YEAR_USED_IN_COST_ESTIMATES | POLLUTANT_COMPLIANCE_NOTES | CONTROL_METHOD_DESCRIPTION | EMISSION_LIMIT_1 | EMISSION_LIMIT_1_UNIT | EMISSION_LIMIT_1_AVG_TIME_CONDITION | CASE-BY-CASE_BASIS | OTHER_ APPLICABLE_REQUIREMENTS | OTHER_FACTORS | PERCENT_EFFICIENCY | COMPLIANCE_VERIFIED | EMISSION_LIMIT_2 | EMISSION_LIMIT_2_UNIT | EMISSION_LIMIT_2_AVGERAGE_TIME_CONDITION | STANDARAD_EMISSION_LIMIT | STANDARD_EMISSION_LIMIT_UNIT | STANDARD_LIMIT_AVERAGE_TIME_CONDITION | COST_EFFECTIVENESS | INCREMENTAL_COST_EFFECTIVENESS | Cost_Verified | DOLLAR_YEAR_USED_IN_COST_ESTIMATES | POLLUTANT_COMPLIANCE_NOTES | CONTROL_METHOD_DESCRIPTION | EMISSION_LIMIT_1 | EMISSION_LIMIT_1_UNIT | EMISSION_LIMIT_1_AVG_TIME_CONDITION | CASE-BY-CASE_BASIS | OTHER_ APPLICABLE_REQUIREMENTS | OTHER_FACTORS | PERCENT_EFFICIENCY | COMPLIANCE_VERIFIED | EMISSION_LIMIT_2 | EMISSION_LIMIT_2_UNIT | EMISSION_LIMIT_2_AVGERAGE_TIME_CONDITION | STANDARAD_EMISSION_LIMIT | STANDARD_EMISSION_LIMIT_UNIT | STANDARD_LIMIT_AVERAGE_TIME_CONDITION | COST_EFFECTIVENESS | INCREMENTAL_COST_EFFECTIVENESS | Cost_Verified | DOLLAR_YEAR_USED_IN_COST_ESTIMATES | POLLUTANT_COMPLIANCE_NOTES | CONTROL_METHOD_DESCRIPTION | EMISSION_LIMIT_1 | EMISSION_LIMIT_1_UNIT | EMISSION_LIMIT_1_AVG_TIME_CONDITION | CASE-BY-CASE_BASIS | OTHER_ APPLICABLE_REQUIREMENTS | OTHER_FACTORS | PERCENT_EFFICIENCY | COMPLIANCE_VERIFIED | EMISSION_LIMIT_2 | EMISSION_LIMIT_2_UNIT | EMISSION_LIMIT_2_AVGERAGE_TIME_CONDITION | STANDARAD_EMISSION_LIMIT | STANDARD_EMISSION_LIMIT_UNIT | STANDARD_LIMIT_AVERAGE_TIME_CONDITION | COST_EFFECTIVENESS | INCREMENTAL_COST_EFFECTIVENESS | Cost_Verified | DOLLAR_YEAR_USED_IN_COST_ESTIMATES | POLLUTANT_COMPLIANCE_NOTES | CONTROL_METHOD_DESCRIPTION | EMISSION_LIMIT_1 | EMISSION_LIMIT_1_UNIT | EMISSION_LIMIT_1_AVG_TIME_CONDITION | CASE-BY-CASE_BASIS | OTHER_ APPLICABLE_REQUIREMENTS | OTHER_FACTORS | PERCENT_EFFICIENCY | COMPLIANCE_VERIFIED | EMISSION_LIMIT_2 | EMISSION_LIMIT_2_UNIT | EMISSION_LIMIT_2_AVGERAGE_TIME_CONDITION | STANDARAD_EMISSION_LIMIT | STANDARD_EMISSION_LIMIT_UNIT | STANDARD_LIMIT_AVERAGE_TIME_CONDITION | COST_EFFECTIVENESS | INCREMENTAL_COST_EFFECTIVENESS | Cost_Verified | DOLLAR_YEAR_USED_IN_COST_ESTIMATES | POLLUTANT_COMPLIANCE_NOTES | CONTROL_METHOD_DESCRIPTION | EMISSION_LIMIT_1 | EMISSION_LIMIT_1_UNIT | EMISSION_LIMIT_1_AVG_TIME_CONDITION | CASE-BY-CASE_BASIS | OTHER_ APPLICABLE_REQUIREMENTS | OTHER_FACTORS | PERCENT_EFFICIENCY | COMPLIANCE_VERIFIED | EMISSION_LIMIT_2 | EMISSION_LIMIT_2_UNIT | EMISSION_LIMIT_2_AVGERAGE_TIME_CONDITION | STANDARAD_EMISSION_LIMIT | STANDARD_EMISSION_LIMIT_UNIT | STANDARD_LIMIT_AVERAGE_TIME_CONDITION | COST_EFFECTIVENESS | INCREMENTAL_COST_EFFECTIVENESS | Cost_Verified | DOLLAR_YEAR_USED_IN_COST_ESTIMATES | POLLUTANT_COMPLIANCE_NOTES | CONTROL_METHOD_DESCRIPTION | EMISSION_LIMIT_1 | EMISSION_LIMIT_1_UNIT | EMISSION_LIMIT_1_AVG_TIME_CONDITION | CASE-BY-CASE_BASIS | OTHER_ APPLICABLE_REQUIREMENTS | OTHER_FACTORS | PERCENT_EFFICIENCY | COMPLIANCE_VERIFIED | EMISSION_LIMIT_2 | EMISSION_LIMIT_2_UNIT | EMISSION_LIMIT_2_AVGERAGE_TIME_CONDITION | STANDARAD_EMISSION_LIMIT | STANDARD_EMISSION_LIMIT_UNIT | STANDARD_LIMIT_AVERAGE_TIME_CONDITION | COST_EFFECTIVENESS | INCREMENTAL_COST_EFFECTIVENESS | Cost_Verified | DOLLAR_YEAR_USED_IN_COST_ESTIMATES | POLLUTANT_COMPLIANCE_NOTES | CONTROL_METHOD_DESCRIPTION | EMISSION_LIMIT_1 | EMISSION_LIMIT_1_UNIT | EMISSION_LIMIT_1_AVG_TIME_CONDITION | CASE-BY-CASE_BASIS | OTHER_ APPLICABLE_REQUIREMENTS | OTHER_FACTORS | PERCENT_EFFICIENCY | COMPLIANCE_VERIFIED | EMISSION_LIMIT_2 | EMISSION_LIMIT_2_UNIT | EMISSION_LIMIT_2_AVGERAGE_TIME_CONDITION | STANDARAD_EMISSION_LIMIT | STANDARD_EMISSION_LIMIT_UNIT | STANDARD_LIMIT_AVERAGE_TIME_CONDITION | COST_EFFECTIVENESS | INCREMENTAL_COST_EFFECTIVENESS | Cost_Verified | DOLLAR_YEAR_USED_IN_COST_ESTIMATES | POLLUTANT_COMPLIANCE_NOTES | CONTROL_METHOD_DESCRIPTION | EMISSION_LIMIT_1 | EMISSION_LIMIT_1_UNIT | EMISSION_LIMIT_1_AVG_TIME_CONDITION | CASE-BY-CASE_BASIS | OTHER_ APPLICABLE_REQUIREMENTS | OTHER_FACTORS | PERCENT_EFFICIENCY | COMPLIANCE_VERIFIED | EMISSION_LIMIT_2 | EMISSION_LIMIT_2_UNIT | EMISSION_LIMIT_2_AVGERAGE_TIME_CONDITION | STANDARAD_EMISSION_LIMIT | STANDARD_EMISSION_LIMIT_UNIT | STANDARD_LIMIT_AVERAGE_TIME_CONDITION | COST_EFFECTIVENESS | INCREMENTAL_COST_EFFECTIVENESS | Cost_Verified | DOLLAR_YEAR_USED_IN_COST_ESTIMATES | POLLUTANT_COMPLIANCE_NOTES | CONTROL_METHOD_DESCRIPTION | EMISSION_LIMIT_1 | EMISSION_LIMIT_1_UNIT | EMISSION_LIMIT_1_AVG_TIME_CONDITION | CASE-BY-CASE_BASIS | OTHER_ APPLICABLE_REQUIREMENTS | OTHER_FACTORS | PERCENT_EFFICIENCY | COMPLIANCE_VERIFIED | EMISSION_LIMIT_2 | EMISSION_LIMIT_2_UNIT | EMISSION_LIMIT_2_AVGERAGE_TIME_CONDITION | STANDARAD_EMISSION_LIMIT | STANDARD_EMISSION_LIMIT_UNIT | STANDARD_LIMIT_AVERAGE_TIME_CONDITION | COST_EFFECTIVENESS | INCREMENTAL_COST_EFFECTIVENESS | Cost_Verified | DOLLAR_YEAR_USED_IN_COST_ESTIMATES | POLLUTANT_COMPLIANCE_NOTES | CONTROL_METHOD_DESCRIPTION | EMISSION_LIMIT_1 | EMISSION_LIMIT_1_UNIT | EMISSION_LIMIT_1_AVG_TIME_CONDITION | CASE-BY-CASE_BASIS | OTHER_ APPLICABLE_REQUIREMENTS | OTHER_FACTORS | PERCENT_EFFICIENCY | COMPLIANCE_VERIFIED | EMISSION_LIMIT_2 | EMISSION_LIMIT_2_UNIT | EMISSION_LIMIT_2_AVGERAGE_TIME_CONDITION | STANDARAD_EMISSION_LIMIT | STANDARD_EMISSION_LIMIT_UNIT | STANDARD_LIMIT_AVERAGE_TIME_CONDITION | COST_EFFECTIVENESS | INCREMENTAL_COST_EFFECTIVENESS | Cost_Verified | DOLLAR_YEAR_USED_IN_COST_ESTIMATES | POLLUTANT_COMPLIANCE_NOTES | CONTROL_METHOD_DESCRIPTION | EMISSION_LIMIT_1 | EMISSION_LIMIT_1_UNIT | EMISSION_LIMIT_1_AVG_TIME_CONDITION | CASE-BY-CASE_BASIS | OTHER_ APPLICABLE_REQUIREMENTS | OTHER_FACTORS | PERCENT_EFFICIENCY | COMPLIANCE_VERIFIED | EMISSION_LIMIT_2 | EMISSION_LIMIT_2_UNIT | EMISSION_LIMIT_2_AVGERAGE_TIME_CONDITION | STANDARAD_EMISSION_LIMIT | STANDARD_EMISSION_LIMIT_UNIT | STANDARD_LIMIT_AVERAGE_TIME_CONDITION | COST_EFFECTIVENESS | INCREMENTAL_COST_EFFECTIVENESS | Cost_Verified | DOLLAR_YEAR_USED_IN_COST_ESTIMATES | POLLUTANT_COMPLIANCE_NOTES | CONTROL_METHOD_DESCRIPTION | EMISSION_LIMIT_1 | EMISSION_LIMIT_1_UNIT | EMISSION_LIMIT_1_AVG_TIME_CONDITION | CASE-BY-CASE_BASIS | OTHER_ APPLICABLE_REQUIREMENTS | OTHER_FACTORS | PERCENT_EFFICIENCY | COMPLIANCE_VERIFIED | EMISSION_LIMIT_2 | EMISSION_LIMIT_2_UNIT | EMISSION_LIMIT_2_AVGERAGE_TIME_CONDITION | STANDARAD_EMISSION_LIMIT | STANDARD_EMISSION_LIMIT_UNIT | STANDARD_LIMIT_AVERAGE_TIME_CONDITION | COST_EFFECTIVENESS | INCREMENTAL_COST_EFFECTIVENESS | Cost_Verified | DOLLAR_YEAR_USED_IN_COST_ESTIMATES | POLLUTANT_COMPLIANCE_NOTES | CONTROL_METHOD_DESCRIPTION | EMISSION_LIMIT_1 | EMISSION_LIMIT_1_UNIT | EMISSION_LIMIT_1_AVG_TIME_CONDITION | CASE-BY-CASE_BASIS | OTHER_ APPLICABLE_REQUIREMENTS | OTHER_FACTORS | PERCENT_EFFICIENCY | COMPLIANCE_VERIFIED | EMISSION_LIMIT_2 | EMISSION_LIMIT_2_UNIT | EMISSION_LIMIT_2_AVGERAGE_TIME_CONDITION | STANDARAD_EMISSION_LIMIT | STANDARD_EMISSION_LIMIT_UNIT | STANDARD_LIMIT_AVERAGE_TIME_CONDITION | COST_EFFECTIVENESS | INCREMENTAL_COST_EFFECTIVENESS | Cost_Verified | DOLLAR_YEAR_USED_IN_COST_ESTIMATES | POLLUTANT_COMPLIANCE_NOTES | CONTROL_METHOD_DESCRIPTION | EMISSION_LIMIT_1 | EMISSION_LIMIT_1_UNIT | EMISSION_LIMIT_1_AVG_TIME_CONDITION | CASE-BY-CASE_BASIS | OTHER_ APPLICABLE_REQUIREMENTS | OTHER_FACTORS | PERCENT_EFFICIENCY | COMPLIANCE_VERIFIED | EMISSION_LIMIT_2 | EMISSION_LIMIT_2_UNIT | EMISSION_LIMIT_2_AVGERAGE_TIME_CONDITION | STANDARAD_EMISSION_LIMIT | STANDARD_EMISSION_LIMIT_UNIT | STANDARD_LIMIT_AVERAGE_TIME_CONDITION | COST_EFFECTIVENESS | INCREMENTAL_COST_EFFECTIVENESS | Cost_Verified | DOLLAR_YEAR_USED_IN_COST_ESTIMATES | POLLUTANT_COMPLIANCE_NOTES | CONTROL_METHOD_DESCRIPTION | EMISSION_LIMIT_1 | EMISSION_LIMIT_1_UNIT | EMISSION_LIMIT_1_AVG_TIME_CONDITION | CASE-BY-CASE_BASIS | OTHER_ APPLICABLE_REQUIREMENTS | OTHER_FACTORS | PERCENT_EFFICIENCY | COMPLIANCE_VERIFIED | EMISSION_LIMIT_2 | EMISSION_LIMIT_2_UNIT | EMISSION_LIMIT_2_AVGERAGE_TIME_CONDITION | STANDARAD_EMISSION_LIMIT | STANDARD_EMISSION_LIMIT_UNIT | STANDARD_LIMIT_AVERAGE_TIME_CONDITION | COST_EFFECTIVENESS | INCREMENTAL_COST_EFFECTIVENESS | Cost_Verified | DOLLAR_YEAR_USED_IN_COST_ESTIMATES | POLLUTANT_COMPLIANCE_NOTES | CONTROL_METHOD_DESCRIPTION | EMISSION_LIMIT_1 | EMISSION_LIMIT_1_UNIT | EMISSION_LIMIT_1_AVG_TIME_CONDITION | CASE-BY-CASE_BASIS | OTHER_ APPLICABLE_REQUIREMENTS | OTHER_FACTORS | PERCENT_EFFICIENCY | COMPLIANCE_VERIFIED | EMISSION_LIMIT_2 | EMISSION_LIMIT_2_UNIT | EMISSION_LIMIT_2_AVGERAGE_TIME_CONDITION | STANDARAD_EMISSION_LIMIT | STANDARD_EMISSION_LIMIT_UNIT | STANDARD_LIMIT_AVERAGE_TIME_CONDITION | COST_EFFECTIVENESS | INCREMENTAL_COST_EFFECTIVENESS | Cost_Verified | DOLLAR_YEAR_USED_IN_COST_ESTIMATES | POLLUTANT_COMPLIANCE_NOTES | CONTROL_METHOD_DESCRIPTION | EMISSION_LIMIT_1 | EMISSION_LIMIT_1_UNIT | EMISSION_LIMIT_1_AVG_TIME_CONDITION | CASE-BY-CASE_BASIS | OTHER_ APPLICABLE_REQUIREMENTS | OTHER_FACTORS | PERCENT_EFFICIENCY | COMPLIANCE_VERIFIED | EMISSION_LIMIT_2 | EMISSION_LIMIT_2_UNIT | EMISSION_LIMIT_2_AVGERAGE_TIME_CONDITION | STANDARAD_EMISSION_LIMIT | STANDARD_EMISSION_LIMIT_UNIT | STANDARD_LIMIT_AVERAGE_TIME_CONDITION | COST_EFFECTIVENESS | INCREMENTAL_COST_EFFECTIVENESS | Cost_Verified | DOLLAR_YEAR_USED_IN_COST_ESTIMATES | POLLUTANT_COMPLIANCE_NOTES | CONTROL_METHOD_DESCRIPTION | EMISSION_LIMIT_1 | EMISSION_LIMIT_1_UNIT | EMISSION_LIMIT_1_AVG_TIME_CONDITION | CASE-BY-CASE_BASIS | OTHER_ APPLICABLE_REQUIREMENTS | OTHER_FACTORS | PERCENT_EFFICIENCY | COMPLIANCE_VERIFIED | EMISSION_LIMIT_2 | EMISSION_LIMIT_2_UNIT | EMISSION_LIMIT_2_AVGERAGE_TIME_CONDITION | STANDARAD_EMISSION_LIMIT | STANDARD_EMISSION_LIMIT_UNIT | STANDARD_LIMIT_AVERAGE_TIME_CONDITION | COST_EFFECTIVENESS | INCREMENTAL_COST_EFFECTIVENESS | Cost_Verified | DOLLAR_YEAR_USED_IN_COST_ESTIMATES | POLLUTANT_COMPLIANCE_NOTES | CONTROL_METHOD_DESCRIPTION | EMISSION_LIMIT_1 | EMISSION_LIMIT_1_UNIT | EMISSION_LIMIT_1_AVG_TIME_CONDITION | CASE-BY-CASE_BASIS | OTHER_ APPLICABLE_REQUIREMENTS | OTHER_FACTORS | PERCENT_EFFICIENCY | COMPLIANCE_VERIFIED | EMISSION_LIMIT_2 | EMISSION_LIMIT_2_UNIT | EMISSION_LIMIT_2_AVGERAGE_TIME_CONDITION | STANDARAD_EMISSION_LIMIT | STANDARD_EMISSION_LIMIT_UNIT | STANDARD_LIMIT_AVERAGE_TIME_CONDITION | COST_EFFECTIVENESS | INCREMENTAL_COST_EFFECTIVENESS | Cost_Verified | DOLLAR_YEAR_USED_IN_COST_ESTIMATES | POLLUTANT_COMPLIANCE_NOTES | CONTROL_METHOD_DESCRIPTION | EMISSION_LIMIT_1 | EMISSION_LIMIT_1_UNIT | EMISSION_LIMIT_1_AVG_TIME_CONDITION | CASE-BY-CASE_BASIS | OTHER_ APPLICABLE_REQUIREMENTS | OTHER_FACTORS | PERCENT_EFFICIENCY | COMPLIANCE_VERIFIED | EMISSION_LIMIT_2 | EMISSION_LIMIT_2_UNIT | EMISSION_LIMIT_2_AVGERAGE_TIME_CONDITION | STANDARAD_EMISSION_LIMIT | STANDARD_EMISSION_LIMIT_UNIT | STANDARD_LIMIT_AVERAGE_TIME_CONDITION | COST_EFFECTIVENESS | INCREMENTAL_COST_EFFECTIVENESS | Cost_Verified | DOLLAR_YEAR_USED_IN_COST_ESTIMATES | POLLUTANT_COMPLIANCE_NOTES | CONTROL_METHOD_DESCRIPTION | EMISSION_LIMIT_1 | EMISSION_LIMIT_1_UNIT | EMISSION_LIMIT_1_AVG_TIME_CONDITION | CASE-BY-CASE_BASIS | OTHER_ APPLICABLE_REQUIREMENTS | OTHER_FACTORS | PERCENT_EFFICIENCY | COMPLIANCE_VERIFIED | EMISSION_LIMIT_2 | EMISSION_LIMIT_2_UNIT | EMISSION_LIMIT_2_AVGERAGE_TIME_CONDITION | STANDARAD_EMISSION_LIMIT | STANDARD_EMISSION_LIMIT_UNIT | STANDARD_LIMIT_AVERAGE_TIME_CONDITION | COST_EFFECTIVENESS | INCREMENTAL_COST_EFFECTIVENESS | Cost_Verified | DOLLAR_YEAR_USED_IN_COST_ESTIMATES | POLLUTANT_COMPLIANCE_NOTES | CONTROL_METHOD_DESCRIPTION | EMISSION_LIMIT_1 | EMISSION_LIMIT_1_UNIT | EMISSION_LIMIT_1_AVG_TIME_CONDITION | CASE-BY-CASE_BASIS | OTHER_ APPLICABLE_REQUIREMENTS | OTHER_FACTORS | PERCENT_EFFICIENCY | COMPLIANCE_VERIFIED | EMISSION_LIMIT_2 | EMISSION_LIMIT_2_UNIT | EMISSION_LIMIT_2_AVGERAGE_TIME_CONDITION | STANDARAD_EMISSION_LIMIT | STANDARD_EMISSION_LIMIT_UNIT | STANDARD_LIMIT_AVERAGE_TIME_CONDITION | COST_EFFECTIVENESS | INCREMENTAL_COST_EFFECTIVENESS | Cost_Verified | DOLLAR_YEAR_USED_IN_COST_ESTIMATES | POLLUTANT_COMPLIANCE_NOTES | CONTROL_METHOD_DESCRIPTION | EMISSION_LIMIT_1 | EMISSION_LIMIT_1_UNIT | EMISSION_LIMIT_1_AVG_TIME_CONDITION | CASE-BY-CASE_BASIS | OTHER_ APPLICABLE_REQUIREMENTS | OTHER_FACTORS | PERCENT_EFFICIENCY | COMPLIANCE_VERIFIED | EMISSION_LIMIT_2 | EMISSION_LIMIT_2_UNIT | EMISSION_LIMIT_2_AVGERAGE_TIME_CONDITION | STANDARAD_EMISSION_LIMIT | STANDARD_EMISSION_LIMIT_UNIT | STANDARD_LIMIT_AVERAGE_TIME_CONDITION | COST_EFFECTIVENESS | INCREMENTAL_COST_EFFECTIVENESS | Cost_Verified | DOLLAR_YEAR_USED_IN_COST_ESTIMATES | POLLUTANT_COMPLIANCE_NOTES | CONTROL_METHOD_DESCRIPTION | EMISSION_LIMIT_1 | EMISSION_LIMIT_1_UNIT | EMISSION_LIMIT_1_AVG_TIME_CONDITION | CASE-BY-CASE_BASIS | OTHER_ APPLICABLE_REQUIREMENTS | OTHER_FACTORS | PERCENT_EFFICIENCY | COMPLIANCE_VERIFIED | EMISSION_LIMIT_2 | EMISSION_LIMIT_2_UNIT | EMISSION_LIMIT_2_AVGERAGE_TIME_CONDITION | STANDARAD_EMISSION_LIMIT | STANDARD_EMISSION_LIMIT_UNIT | STANDARD_LIMIT_AVERAGE_TIME_CONDITION | COST_EFFECTIVENESS | INCREMENTAL_COST_EFFECTIVENESS | Cost_Verified | DOLLAR_YEAR_USED_IN_COST_ESTIMATES | POLLUTANT_COMPLIANCE_NOTES | CONTROL_METHOD_DESCRIPTION | EMISSION_LIMIT_1 | EMISSION_LIMIT_1_UNIT | EMISSION_LIMIT_1_AVG_TIME_CONDITION | CASE-BY-CASE_BASIS | OTHER_ APPLICABLE_REQUIREMENTS | OTHER_FACTORS | PERCENT_EFFICIENCY | COMPLIANCE_VERIFIED | EMISSION_LIMIT_2 | EMISSION_LIMIT_2_UNIT | EMISSION_LIMIT_2_AVGERAGE_TIME_CONDITION | STANDARAD_EMISSION_LIMIT | STANDARD_EMISSION_LIMIT_UNIT | STANDARD_LIMIT_AVERAGE_TIME_CONDITION | COST_EFFECTIVENESS | INCREMENTAL_COST_EFFECTIVENESS | Cost_Verified | DOLLAR_YEAR_USED_IN_COST_ESTIMATES | POLLUTANT_COMPLIANCE_NOTES | CONTROL_METHOD_DESCRIPTION | EMISSION_LIMIT_1 | EMISSION_LIMIT_1_UNIT | EMISSION_LIMIT_1_AVG_TIME_CONDITION | CASE-BY-CASE_BASIS | OTHER_ APPLICABLE_REQUIREMENTS | OTHER_FACTORS | PERCENT_EFFICIENCY | COMPLIANCE_VERIFIED | EMISSION_LIMIT_2 | EMISSION_LIMIT_2_UNIT | EMISSION_LIMIT_2_AVGERAGE_TIME_CONDITION | STANDARAD_EMISSION_LIMIT | STANDARD_EMISSION_LIMIT_UNIT | STANDARD_LIMIT_AVERAGE_TIME_CONDITION | COST_EFFECTIVENESS | INCREMENTAL_COST_EFFECTIVENESS | Cost_Verified | DOLLAR_YEAR_USED_IN_COST_ESTIMATES | POLLUTANT_COMPLIANCE_NOTES | CONTROL_METHOD_DESCRIPTION | EMISSION_LIMIT_1 | EMISSION_LIMIT_1_UNIT | EMISSION_LIMIT_1_AVG_TIME_CONDITION | CASE-BY-CASE_BASIS | OTHER_ APPLICABLE_REQUIREMENTS | OTHER_FACTORS | PERCENT_EFFICIENCY | COMPLIANCE_VERIFIED | EMISSION_LIMIT_2 | EMISSION_LIMIT_2_UNIT | EMISSION_LIMIT_2_AVGERAGE_TIME_CONDITION | STANDARAD_EMISSION_LIMIT | STANDARD_EMISSION_LIMIT_UNIT | STANDARD_LIMIT_AVERAGE_TIME_CONDITION | COST_EFFECTIVENESS | INCREMENTAL_COST_EFFECTIVENESS | Cost_Verified | DOLLAR_YEAR_USED_IN_COST_ESTIMATES | POLLUTANT_COMPLIANCE_NOTES | CONTROL_METHOD_DESCRIPTION | EMISSION_LIMIT_1 | EMISSION_LIMIT_1_UNIT | EMISSION_LIMIT_1_AVG_TIME_CONDITION | CASE-BY-CASE_BASIS | OTHER_ APPLICABLE_REQUIREMENTS | OTHER_FACTORS | PERCENT_EFFICIENCY | COMPLIANCE_VERIFIED | EMISSION_LIMIT_2 | EMISSION_LIMIT_2_UNIT | EMISSION_LIMIT_2_AVGERAGE_TIME_CONDITION | STANDARAD_EMISSION_LIMIT | STANDARD_EMISSION_LIMIT_UNIT | STANDARD_LIMIT_AVERAGE_TIME_CONDITION | COST_EFFECTIVENESS | INCREMENTAL_COST_EFFECTIVENESS | Cost_Verified | DOLLAR_YEAR_USED_IN_COST_ESTIMATES | POLLUTANT_COMPLIANCE_NOTES | CONTROL_METHOD_DESCRIPTION | EMISSION_LIMIT_1 | EMISSION_LIMIT_1_UNIT | EMISSION_LIMIT_1_AVG_TIME_CONDITION | CASE-BY-CASE_BASIS | OTHER_ APPLICABLE_REQUIREMENTS | OTHER_FACTORS | PERCENT_EFFICIENCY | COMPLIANCE_VERIFIED | EMISSION_LIMIT_2 | EMISSION_LIMIT_2_UNIT | EMISSION_LIMIT_2_AVGERAGE_TIME_CONDITION | STANDARAD_EMISSION_LIMIT | STANDARD_EMISSION_LIMIT_UNIT | STANDARD_LIMIT_AVERAGE_TIME_CONDITION | COST_EFFECTIVENESS | INCREMENTAL_COST_EFFECTIVENESS | Cost_Verified | DOLLAR_YEAR_USED_IN_COST_ESTIMATES | POLLUTANT_COMPLIANCE_NOTES | CONTROL_METHOD_DESCRIPTION | EMISSION_LIMIT_1 | EMISSION_LIMIT_1_UNIT | EMISSION_LIMIT_1_AVG_TIME_CONDITION | CASE-BY-CASE_BASIS | OTHER_ APPLICABLE_REQUIREMENTS | OTHER_FACTORS | PERCENT_EFFICIENCY | COMPLIANCE_VERIFIED | EMISSION_LIMIT_2 | EMISSION_LIMIT_2_UNIT | EMISSION_LIMIT_2_AVGERAGE_TIME_CONDITION | STANDARAD_EMISSION_LIMIT | STANDARD_EMISSION_LIMIT_UNIT | STANDARD_LIMIT_AVERAGE_TIME_CONDITION | COST_EFFECTIVENESS | INCREMENTAL_COST_EFFECTIVENESS | Cost_Verified | DOLLAR_YEAR_USED_IN_COST_ESTIMATES | POLLUTANT_COMPLIANCE_NOTES | CONTROL_METHOD_DESCRIPTION | EMISSION_LIMIT_1 | EMISSION_LIMIT_1_UNIT | EMISSION_LIMIT_1_AVG_TIME_CONDITION | CASE-BY-CASE_BASIS | OTHER_ APPLICABLE_REQUIREMENTS | OTHER_FACTORS | PERCENT_EFFICIENCY | COMPLIANCE_VERIFIED | EMISSION_LIMIT_2 | EMISSION_LIMIT_2_UNIT | EMISSION_LIMIT_2_AVGERAGE_TIME_CONDITION | STANDARAD_EMISSION_LIMIT | STANDARD_EMISSION_LIMIT_UNIT | STANDARD_LIMIT_AVERAGE_TIME_CONDITION | COST_EFFECTIVENESS | INCREMENTAL_COST_EFFECTIVENESS | Cost_Verified | DOLLAR_YEAR_USED_IN_COST_ESTIMATES | POLLUTANT_COMPLIANCE_NOTES | CONTROL_METHOD_DESCRIPTION | EMISSION_LIMIT_1 | EMISSION_LIMIT_1_UNIT | EMISSION_LIMIT_1_AVG_TIME_CONDITION | CASE-BY-CASE_BASIS | OTHER_ APPLICABLE_REQUIREMENTS | OTHER_FACTORS | PERCENT_EFFICIENCY | COMPLIANCE_VERIFIED | EMISSION_LIMIT_2 | EMISSION_LIMIT_2_UNIT | EMISSION_LIMIT_2_AVGERAGE_TIME_CONDITION | STANDARAD_EMISSION_LIMIT | STANDARD_EMISSION_LIMIT_UNIT | STANDARD_LIMIT_AVERAGE_TIME_CONDITION | COST_EFFECTIVENESS | INCREMENTAL_COST_EFFECTIVENESS | Cost_Verified | DOLLAR_YEAR_USED_IN_COST_ESTIMATES | POLLUTANT_COMPLIANCE_NOTES | CONTROL_METHOD_DESCRIPTION | EMISSION_LIMIT_1 | EMISSION_LIMIT_1_UNIT | EMISSION_LIMIT_1_AVG_TIME_CONDITION | CASE-BY-CASE_BASIS | OTHER_ APPLICABLE_REQUIREMENTS | OTHER_FACTORS | PERCENT_EFFICIENCY | COMPLIANCE_VERIFIED | EMISSION_LIMIT_2 | EMISSION_LIMIT_2_UNIT | EMISSION_LIMIT_2_AVGERAGE_TIME_CONDITION | STANDARAD_EMISSION_LIMIT | STANDARD_EMISSION_LIMIT_UNIT | STANDARD_LIMIT_AVERAGE_TIME_CONDITION | COST_EFFECTIVENESS | INCREMENTAL_COST_EFFECTIVENESS | Cost_Verified | DOLLAR_YEAR_USED_IN_COST_ESTIMATES | POLLUTANT_COMPLIANCE_NOTES | CONTROL_METHOD_DESCRIPTION | EMISSION_LIMIT_1 | EMISSION_LIMIT_1_UNIT | EMISSION_LIMIT_1_AVG_TIME_CONDITION | CASE-BY-CASE_BASIS | OTHER_ APPLICABLE_REQUIREMENTS | OTHER_FACTORS | PERCENT_EFFICIENCY | COMPLIANCE_VERIFIED | EMISSION_LIMIT_2 | EMISSION_LIMIT_2_UNIT | EMISSION_LIMIT_2_AVGERAGE_TIME_CONDITION | STANDARAD_EMISSION_LIMIT | STANDARD_EMISSION_LIMIT_UNIT | STANDARD_LIMIT_AVERAGE_TIME_CONDITION | COST_EFFECTIVENESS | INCREMENTAL_COST_EFFECTIVENESS | Cost_Verified | DOLLAR_YEAR_USED_IN_COST_ESTIMATES | POLLUTANT_COMPLIANCE_NOTES | CONTROL_METHOD_DESCRIPTION | EMISSION_LIMIT_1 | EMISSION_LIMIT_1_UNIT | EMISSION_LIMIT_1_AVG_TIME_CONDITION | CASE-BY-CASE_BASIS | OTHER_ APPLICABLE_REQUIREMENTS | OTHER_FACTORS | PERCENT_EFFICIENCY | COMPLIANCE_VERIFIED | EMISSION_LIMIT_2 | EMISSION_LIMIT_2_UNIT | EMISSION_LIMIT_2_AVGERAGE_TIME_CONDITION | STANDARAD_EMISSION_LIMIT | STANDARD_EMISSION_LIMIT_UNIT | STANDARD_LIMIT_AVERAGE_TIME_CONDITION | COST_EFFECTIVENESS | INCREMENTAL_COST_EFFECTIVENESS | Cost_Verified | DOLLAR_YEAR_USED_IN_COST_ESTIMATES | POLLUTANT_COMPLIANCE_NOTES | CONTROL_METHOD_DESCRIPTION | EMISSION_LIMIT_1 | EMISSION_LIMIT_1_UNIT | EMISSION_LIMIT_1_AVG_TIME_CONDITION | CASE-BY-CASE_BASIS | OTHER_ APPLICABLE_REQUIREMENTS | OTHER_FACTORS | PERCENT_EFFICIENCY | COMPLIANCE_VERIFIED | EMISSION_LIMIT_2 | EMISSION_LIMIT_2_UNIT | EMISSION_LIMIT_2_AVGERAGE_TIME_CONDITION | STANDARAD_EMISSION_LIMIT | STANDARD_EMISSION_LIMIT_UNIT | STANDARD_LIMIT_AVERAGE_TIME_CONDITION | COST_EFFECTIVENESS | INCREMENTAL_COST_EFFECTIVENESS | Cost_Verified | DOLLAR_YEAR_USED_IN_COST_ESTIMATES | POLLUTANT_COMPLIANCE_NOTES | CONTROL_METHOD_DESCRIPTION | EMISSION_LIMIT_1 | EMISSION_LIMIT_1_UNIT | EMISSION_LIMIT_1_AVG_TIME_CONDITION | CASE-BY-CASE_BASIS | OTHER_ APPLICABLE_REQUIREMENTS | OTHER_FACTORS | PERCENT_EFFICIENCY | COMPLIANCE_VERIFIED | EMISSION_LIMIT_2 | EMISSION_LIMIT_2_UNIT | EMISSION_LIMIT_2_AVGERAGE_TIME_CONDITION | STANDARAD_EMISSION_LIMIT | STANDARD_EMISSION_LIMIT_UNIT | STANDARD_LIMIT_AVERAGE_TIME_CONDITION | COST_EFFECTIVENESS | INCREMENTAL_COST_EFFECTIVENESS | Cost_Verified | DOLLAR_YEAR_USED_IN_COST_ESTIMATES | POLLUTANT_COMPLIANCE_NOTES | CONTROL_METHOD_DESCRIPTION | EMISSION_LIMIT_1 | EMISSION_LIMIT_1_UNIT | EMISSION_LIMIT_1_AVG_TIME_CONDITION | CASE-BY-CASE_BASIS | OTHER_ APPLICABLE_REQUIREMENTS | OTHER_FACTORS | PERCENT_EFFICIENCY | COMPLIANCE_VERIFIED | EMISSION_LIMIT_2 | EMISSION_LIMIT_2_UNIT | EMISSION_LIMIT_2_AVGERAGE_TIME_CONDITION | STANDARAD_EMISSION_LIMIT | STANDARD_EMISSION_LIMIT_UNIT | STANDARD_LIMIT_AVERAGE_TIME_CONDITION | COST_EFFECTIVENESS | INCREMENTAL_COST_EFFECTIVENESS | Cost_Verified | DOLLAR_YEAR_USED_IN_COST_ESTIMATES | POLLUTANT_COMPLIANCE_NOTES | CONTROL_METHOD_DESCRIPTION | EMISSION_LIMIT_1 | EMISSION_LIMIT_1_UNIT | EMISSION_LIMIT_1_AVG_TIME_CONDITION | CASE-BY-CASE_BASIS | OTHER_ APPLICABLE_REQUIREMENTS | OTHER_FACTORS | PERCENT_EFFICIENCY | COMPLIANCE_VERIFIED | EMISSION_LIMIT_2 | EMISSION_LIMIT_2_UNIT | EMISSION_LIMIT_2_AVGERAGE_TIME_CONDITION | STANDARAD_EMISSION_LIMIT | STANDARD_EMISSION_LIMIT_UNIT | STANDARD_LIMIT_AVERAGE_TIME_CONDITION | COST_EFFECTIVENESS | INCREMENTAL_COST_EFFECTIVENESS | Cost_Verified | DOLLAR_YEAR_USED_IN_COST_ESTIMATES | POLLUTANT_COMPLIANCE_NOTES | CONTROL_METHOD_DESCRIPTION | EMISSION_LIMIT_1 | EMISSION_LIMIT_1_UNIT | EMISSION_LIMIT_1_AVG_TIME_CONDITION | CASE-BY-CASE_BASIS | OTHER_ APPLICABLE_REQUIREMENTS | OTHER_FACTORS | PERCENT_EFFICIENCY | COMPLIANCE_VERIFIED | EMISSION_LIMIT_2 | EMISSION_LIMIT_2_UNIT | EMISSION_LIMIT_2_AVGERAGE_TIME_CONDITION | STANDARAD_EMISSION_LIMIT | STANDARD_EMISSION_LIMIT_UNIT | STANDARD_LIMIT_AVERAGE_TIME_CONDITION | COST_EFFECTIVENESS | INCREMENTAL_COST_EFFECTIVENESS | Cost_Verified | DOLLAR_YEAR_USED_IN_COST_ESTIMATES | POLLUTANT_COMPLIANCE_NOTES | CONTROL_METHOD_DESCRIPTION | EMISSION_LIMIT_1 | EMISSION_LIMIT_1_UNIT | EMISSION_LIMIT_1_AVG_TIME_CONDITION | CASE-BY-CASE_BASIS | OTHER_ APPLICABLE_REQUIREMENTS | OTHER_FACTORS | PERCENT_EFFICIENCY | COMPLIANCE_VERIFIED | EMISSION_LIMIT_2 | EMISSION_LIMIT_2_UNIT | EMISSION_LIMIT_2_AVGERAGE_TIME_CONDITION | STANDARAD_EMISSION_LIMIT | STANDARD_EMISSION_LIMIT_UNIT | STANDARD_LIMIT_AVERAGE_TIME_CONDITION | COST_EFFECTIVENESS | INCREMENTAL_COST_EFFECTIVENESS | Cost_Verified | DOLLAR_YEAR_USED_IN_COST_ESTIMATES | POLLUTANT_COMPLIANCE_NOTES | CONTROL_METHOD_DESCRIPTION | EMISSION_LIMIT_1 | EMISSION_LIMIT_1_UNIT | EMISSION_LIMIT_1_AVG_TIME_CONDITION | CASE-BY-CASE_BASIS | OTHER_ APPLICABLE_REQUIREMENTS | OTHER_FACTORS | PERCENT_EFFICIENCY | COMPLIANCE_VERIFIED | EMISSION_LIMIT_2 | EMISSION_LIMIT_2_UNIT | EMISSION_LIMIT_2_AVGERAGE_TIME_CONDITION | STANDARAD_EMISSION_LIMIT | STANDARD_EMISSION_LIMIT_UNIT | STANDARD_LIMIT_AVERAGE_TIME_CONDITION | COST_EFFECTIVENESS | INCREMENTAL_COST_EFFECTIVENESS | Cost_Verified | DOLLAR_YEAR_USED_IN_COST_ESTIMATES | POLLUTANT_COMPLIANCE_NOTES | CONTROL_METHOD_DESCRIPTION | EMISSION_LIMIT_1 | EMISSION_LIMIT_1_UNIT | EMISSION_LIMIT_1_AVG_TIME_CONDITION | CASE-BY-CASE_BASIS | OTHER_ APPLICABLE_REQUIREMENTS | OTHER_FACTORS | PERCENT_EFFICIENCY | COMPLIANCE_VERIFIED | EMISSION_LIMIT_2 | EMISSION_LIMIT_2_UNIT | EMISSION_LIMIT_2_AVGERAGE_TIME_CONDITION | STANDARAD_EMISSION_LIMIT | STANDARD_EMISSION_LIMIT_UNIT | STANDARD_LIMIT_AVERAGE_TIME_CONDITION | COST_EFFECTIVENESS | INCREMENTAL_COST_EFFECTIVENESS | Cost_Verified | DOLLAR_YEAR_USED_IN_COST_ESTIMATES | POLLUTANT_COMPLIANCE_NOTES | CONTROL_METHOD_DESCRIPTION | EMISSION_LIMIT_1 | EMISSION_LIMIT_1_UNIT | EMISSION_LIMIT_1_AVG_TIME_CONDITION | CASE-BY-CASE_BASIS | OTHER_ APPLICABLE_REQUIREMENTS | OTHER_FACTORS | PERCENT_EFFICIENCY | COMPLIANCE_VERIFIED | EMISSION_LIMIT_2 | EMISSION_LIMIT_2_UNIT | EMISSION_LIMIT_2_AVGERAGE_TIME_CONDITION | STANDARAD_EMISSION_LIMIT | STANDARD_EMISSION_LIMIT_UNIT | STANDARD_LIMIT_AVERAGE_TIME_CONDITION | COST_EFFECTIVENESS | INCREMENTAL_COST_EFFECTIVENESS | Cost_Verified | DOLLAR_YEAR_USED_IN_COST_ESTIMATES | POLLUTANT_COMPLIANCE_NOTES | CONTROL_METHOD_DESCRIPTION | EMISSION_LIMIT_1 | EMISSION_LIMIT_1_UNIT | EMISSION_LIMIT_1_AVG_TIME_CONDITION | CASE-BY-CASE_BASIS | OTHER_ APPLICABLE_REQUIREMENTS | OTHER_FACTORS | PERCENT_EFFICIENCY | COMPLIANCE_VERIFIED | EMISSION_LIMIT_2 | EMISSION_LIMIT_2_UNIT | EMISSION_LIMIT_2_AVGERAGE_TIME_CONDITION | STANDARAD_EMISSION_LIMIT | STANDARD_EMISSION_LIMIT_UNIT | STANDARD_LIMIT_AVERAGE_TIME_CONDITION | COST_EFFECTIVENESS | INCREMENTAL_COST_EFFECTIVENESS | Cost_Verified | DOLLAR_YEAR_USED_IN_COST_ESTIMATES | POLLUTANT_COMPLIANCE_NOTES | CONTROL_METHOD_DESCRIPTION | EMISSION_LIMIT_1 | EMISSION_LIMIT_1_UNIT | EMISSION_LIMIT_1_AVG_TIME_CONDITION | CASE-BY-CASE_BASIS | OTHER_ APPLICABLE_REQUIREMENTS | OTHER_FACTORS | PERCENT_EFFICIENCY | COMPLIANCE_VERIFIED | EMISSION_LIMIT_2 | EMISSION_LIMIT_2_UNIT | EMISSION_LIMIT_2_AVGERAGE_TIME_CONDITION | STANDARAD_EMISSION_LIMIT | STANDARD_EMISSION_LIMIT_UNIT | STANDARD_LIMIT_AVERAGE_TIME_CONDITION | COST_EFFECTIVENESS | INCREMENTAL_COST_EFFECTIVENESS | Cost_Verified | DOLLAR_YEAR_USED_IN_COST_ESTIMATES | POLLUTANT_COMPLIANCE_NOTES | CONTROL_METHOD_DESCRIPTION | EMISSION_LIMIT_1 | EMISSION_LIMIT_1_UNIT | EMISSION_LIMIT_1_AVG_TIME_CONDITION | CASE-BY-CASE_BASIS | OTHER_ APPLICABLE_REQUIREMENTS | OTHER_FACTORS | PERCENT_EFFICIENCY | COMPLIANCE_VERIFIED | EMISSION_LIMIT_2 | EMISSION_LIMIT_2_UNIT | EMISSION_LIMIT_2_AVGERAGE_TIME_CONDITION | STANDARAD_EMISSION_LIMIT | STANDARD_EMISSION_LIMIT_UNIT | STANDARD_LIMIT_AVERAGE_TIME_CONDITION | COST_EFFECTIVENESS | INCREMENTAL_COST_EFFECTIVENESS | Cost_Verified | DOLLAR_YEAR_USED_IN_COST_ESTIMATES | POLLUTANT_COMPLIANCE_NOTES | CONTROL_METHOD_DESCRIPTION | EMISSION_LIMIT_1 | EMISSION_LIMIT_1_UNIT | EMISSION_LIMIT_1_AVG_TIME_CONDITION | CASE-BY-CASE_BASIS | OTHER_ APPLICABLE_REQUIREMENTS | OTHER_FACTORS | PERCENT_EFFICIENCY | COMPLIANCE_VERIFIED | EMISSION_LIMIT_2 | EMISSION_LIMIT_2_UNIT | EMISSION_LIMIT_2_AVGERAGE_TIME_CONDITION | STANDARAD_EMISSION_LIMIT | STANDARD_EMISSION_LIMIT_UNIT | STANDARD_LIMIT_AVERAGE_TIME_CONDITION | COST_EFFECTIVENESS | INCREMENTAL_COST_EFFECTIVENESS | Cost_Verified | DOLLAR_YEAR_USED_IN_COST_ESTIMATES | POLLUTANT_COMPLIANCE_NOTES | CONTROL_METHOD_DESCRIPTION | EMISSION_LIMIT_1 | EMISSION_LIMIT_1_UNIT | EMISSION_LIMIT_1_AVG_TIME_CONDITION | CASE-BY-CASE_BASIS | OTHER_ APPLICABLE_REQUIREMENTS | OTHER_FACTORS | PERCENT_EFFICIENCY | COMPLIANCE_VERIFIED | EMISSION_LIMIT_2 | EMISSION_LIMIT_2_UNIT | EMISSION_LIMIT_2_AVGERAGE_TIME_CONDITION | STANDARAD_EMISSION_LIMIT | STANDARD_EMISSION_LIMIT_UNIT | STANDARD_LIMIT_AVERAGE_TIME_CONDITION | COST_EFFECTIVENESS | INCREMENTAL_COST_EFFECTIVENESS | Cost_Verified | DOLLAR_YEAR_USED_IN_COST_ESTIMATES | POLLUTANT_COMPLIANCE_NOTES | CONTROL_METHOD_DESCRIPTION | EMISSION_LIMIT_1 | EMISSION_LIMIT_1_UNIT | EMISSION_LIMIT_1_AVG_TIME_CONDITION | CASE-BY-CASE_BASIS | OTHER_ APPLICABLE_REQUIREMENTS | OTHER_FACTORS | PERCENT_EFFICIENCY | COMPLIANCE_VERIFIED | EMISSION_LIMIT_2 | EMISSION_LIMIT_2_UNIT | EMISSION_LIMIT_2_AVGERAGE_TIME_CONDITION | STANDARAD_EMISSION_LIMIT | STANDARD_EMISSION_LIMIT_UNIT | STANDARD_LIMIT_AVERAGE_TIME_CONDITION | COST_EFFECTIVENESS | INCREMENTAL_COST_EFFECTIVENESS | Cost_Verified | DOLLAR_YEAR_USED_IN_COST_ESTIMATES | POLLUTANT_COMPLIANCE_NOTES | CONTROL_METHOD_DESCRIPTION | EMISSION_LIMIT_1 | EMISSION_LIMIT_1_UNIT | EMISSION_LIMIT_1_AVG_TIME_CONDITION | CASE-BY-CASE_BASIS | OTHER_ APPLICABLE_REQUIREMENTS | OTHER_FACTORS | PERCENT_EFFICIENCY | COMPLIANCE_VERIFIED | EMISSION_LIMIT_2 | EMISSION_LIMIT_2_UNIT | EMISSION_LIMIT_2_AVGERAGE_TIME_CONDITION | STANDARAD_EMISSION_LIMIT | STANDARD_EMISSION_LIMIT_UNIT | STANDARD_LIMIT_AVERAGE_TIME_CONDITION | COST_EFFECTIVENESS | INCREMENTAL_COST_EFFECTIVENESS | Cost_Verified | DOLLAR_YEAR_USED_IN_COST_ESTIMATES | POLLUTANT_COMPLIANCE_NOTES | CONTROL_METHOD_DESCRIPTION | EMISSION_LIMIT_1 | EMISSION_LIMIT_1_UNIT | EMISSION_LIMIT_1_AVG_TIME_CONDITION | CASE-BY-CASE_BASIS | OTHER_ APPLICABLE_REQUIREMENTS | OTHER_FACTORS | PERCENT_EFFICIENCY | COMPLIANCE_VERIFIED | EMISSION_LIMIT_2 | EMISSION_LIMIT_2_UNIT | EMISSION_LIMIT_2_AVGERAGE_TIME_CONDITION | STANDARAD_EMISSION_LIMIT | STANDARD_EMISSION_LIMIT_UNIT | STANDARD_LIMIT_AVERAGE_TIME_CONDITION | COST_EFFECTIVENESS | INCREMENTAL_COST_EFFECTIVENESS | Cost_Verified | DOLLAR_YEAR_USED_IN_COST_ESTIMATES | POLLUTANT_COMPLIANCE_NOTES | CONTROL_METHOD_DESCRIPTION | EMISSION_LIMIT_1 | EMISSION_LIMIT_1_UNIT | EMISSION_LIMIT_1_AVG_TIME_CONDITION | CASE-BY-CASE_BASIS | OTHER_ APPLICABLE_REQUIREMENTS | OTHER_FACTORS | PERCENT_EFFICIENCY | COMPLIANCE_VERIFIED | EMISSION_LIMIT_2 | EMISSION_LIMIT_2_UNIT | EMISSION_LIMIT_2_AVGERAGE_TIME_CONDITION | STANDARAD_EMISSION_LIMIT | STANDARD_EMISSION_LIMIT_UNIT | STANDARD_LIMIT_AVERAGE_TIME_CONDITION | COST_EFFECTIVENESS | INCREMENTAL_COST_EFFECTIVENESS | Cost_Verified | DOLLAR_YEAR_USED_IN_COST_ESTIMATES | POLLUTANT_COMPLIANCE_NOTES | CONTROL_METHOD_DESCRIPTION | EMISSION_LIMIT_1 | EMISSION_LIMIT_1_UNIT | EMISSION_LIMIT_1_AVG_TIME_CONDITION | CASE-BY-CASE_BASIS | OTHER_ APPLICABLE_REQUIREMENTS | OTHER_FACTORS | PERCENT_EFFICIENCY | COMPLIANCE_VERIFIED | EMISSION_LIMIT_2 | EMISSION_LIMIT_2_UNIT | EMISSION_LIMIT_2_AVGERAGE_TIME_CONDITION | STANDARAD_EMISSION_LIMIT | STANDARD_EMISSION_LIMIT_UNIT | STANDARD_LIMIT_AVERAGE_TIME_CONDITION | COST_EFFECTIVENESS | INCREMENTAL_COST_EFFECTIVENESS | Cost_Verified | DOLLAR_YEAR_USED_IN_COST_ESTIMATES | POLLUTANT_COMPLIANCE_NOTES | CONTROL_METHOD_DESCRIPTION | EMISSION_LIMIT_1 | EMISSION_LIMIT_1_UNIT | EMISSION_LIMIT_1_AVG_TIME_CONDITION | CASE-BY-CASE_BASIS | OTHER_ APPLICABLE_REQUIREMENTS | OTHER_FACTORS | PERCENT_EFFICIENCY | COMPLIANCE_VERIFIED | EMISSION_LIMIT_2 | EMISSION_LIMIT_2_UNIT | EMISSION_LIMIT_2_AVGERAGE_TIME_CONDITION | STANDARAD_EMISSION_LIMIT | STANDARD_EMISSION_LIMIT_UNIT | STANDARD_LIMIT_AVERAGE_TIME_CONDITION | COST_EFFECTIVENESS | INCREMENTAL_COST_EFFECTIVENESS | Cost_Verified | DOLLAR_YEAR_USED_IN_COST_ESTIMATES | POLLUTANT_COMPLIANCE_NOTES | CONTROL_METHOD_DESCRIPTION | EMISSION_LIMIT_1 | EMISSION_LIMIT_1_UNIT | EMISSION_LIMIT_1_AVG_TIME_CONDITION | CASE-BY-CASE_BASIS | OTHER_ APPLICABLE_REQUIREMENTS | OTHER_FACTORS | PERCENT_EFFICIENCY | COMPLIANCE_VERIFIED | EMISSION_LIMIT_2 | EMISSION_LIMIT_2_UNIT | EMISSION_LIMIT_2_AVGERAGE_TIME_CONDITION | STANDARAD_EMISSION_LIMIT | STANDARD_EMISSION_LIMIT_UNIT | STANDARD_LIMIT_AVERAGE_TIME_CONDITION | COST_EFFECTIVENESS | INCREMENTAL_COST_EFFECTIVENESS | Cost_Verified | DOLLAR_YEAR_USED_IN_COST_ESTIMATES | POLLUTANT_COMPLIANCE_NOTES | CONTROL_METHOD_DESCRIPTION | EMISSION_LIMIT_1 | EMISSION_LIMIT_1_UNIT | EMISSION_LIMIT_1_AVG_TIME_CONDITION | CASE-BY-CASE_BASIS | OTHER_ APPLICABLE_REQUIREMENTS | OTHER_FACTORS | PERCENT_EFFICIENCY | COMPLIANCE_VERIFIED | EMISSION_LIMIT_2 | EMISSION_LIMIT_2_UNIT | EMISSION_LIMIT_2_AVGERAGE_TIME_CONDITION | STANDARAD_EMISSION_LIMIT | STANDARD_EMISSION_LIMIT_UNIT | STANDARD_LIMIT_AVERAGE_TIME_CONDITION | COST_EFFECTIVENESS | INCREMENTAL_COST_EFFECTIVENESS | Cost_Verified | DOLLAR_YEAR_USED_IN_COST_ESTIMATES | POLLUTANT_COMPLIANCE_NOTES | CONTROL_METHOD_DESCRIPTION | EMISSION_LIMIT_1 | EMISSION_LIMIT_1_UNIT | EMISSION_LIMIT_1_AVG_TIME_CONDITION | CASE-BY-CASE_BASIS | OTHER_ APPLICABLE_REQUIREMENTS | OTHER_FACTORS | PERCENT_EFFICIENCY | COMPLIANCE_VERIFIED | EMISSION_LIMIT_2 | EMISSION_LIMIT_2_UNIT | EMISSION_LIMIT_2_AVGERAGE_TIME_CONDITION | STANDARAD_EMISSION_LIMIT | STANDARD_EMISSION_LIMIT_UNIT | STANDARD_LIMIT_AVERAGE_TIME_CONDITION | COST_EFFECTIVENESS | INCREMENTAL_COST_EFFECTIVENESS | Cost_Verified | DOLLAR_YEAR_USED_IN_COST_ESTIMATES | POLLUTANT_COMPLIANCE_NOTES | CONTROL_METHOD_DESCRIPTION | EMISSION_LIMIT_1 | EMISSION_LIMIT_1_UNIT | EMISSION_LIMIT_1_AVG_TIME_CONDITION | CASE-BY-CASE_BASIS | OTHER_ APPLICABLE_REQUIREMENTS | OTHER_FACTORS | PERCENT_EFFICIENCY | COMPLIANCE_VERIFIED | EMISSION_LIMIT_2 | EMISSION_LIMIT_2_UNIT | EMISSION_LIMIT_2_AVGERAGE_TIME_CONDITION | STANDARAD_EMISSION_LIMIT | STANDARD_EMISSION_LIMIT_UNIT | STANDARD_LIMIT_AVERAGE_TIME_CONDITION | COST_EFFECTIVENESS | INCREMENTAL_COST_EFFECTIVENESS | Cost_Verified | DOLLAR_YEAR_USED_IN_COST_ESTIMATES | POLLUTANT_COMPLIANCE_NOTES | CONTROL_METHOD_DESCRIPTION | EMISSION_LIMIT_1 | EMISSION_LIMIT_1_UNIT | EMISSION_LIMIT_1_AVG_TIME_CONDITION | CASE-BY-CASE_BASIS | OTHER_ APPLICABLE_REQUIREMENTS | OTHER_FACTORS | PERCENT_EFFICIENCY | COMPLIANCE_VERIFIED | EMISSION_LIMIT_2 | EMISSION_LIMIT_2_UNIT | EMISSION_LIMIT_2_AVGERAGE_TIME_CONDITION | STANDARAD_EMISSION_LIMIT | STANDARD_EMISSION_LIMIT_UNIT | STANDARD_LIMIT_AVERAGE_TIME_CONDITION | COST_EFFECTIVENESS | INCREMENTAL_COST_EFFECTIVENESS | Cost_Verified | DOLLAR_YEAR_USED_IN_COST_ESTIMATES | POLLUTANT_COMPLIANCE_NOTES | CONTROL_METHOD_DESCRIPTION | EMISSION_LIMIT_1 | EMISSION_LIMIT_1_UNIT | EMISSION_LIMIT_1_AVG_TIME_CONDITION | CASE-BY-CASE_BASIS | OTHER_ APPLICABLE_REQUIREMENTS | OTHER_FACTORS | PERCENT_EFFICIENCY | COMPLIANCE_VERIFIED | EMISSION_LIMIT_2 | EMISSION_LIMIT_2_UNIT | EMISSION_LIMIT_2_AVGERAGE_TIME_CONDITION | STANDARAD_EMISSION_LIMIT | STANDARD_EMISSION_LIMIT_UNIT | STANDARD_LIMIT_AVERAGE_TIME_CONDITION | COST_EFFECTIVENESS | INCREMENTAL_COST_EFFECTIVENESS | Cost_Verified | DOLLAR_YEAR_USED_IN_COST_ESTIMATES | POLLUTANT_COMPLIANCE_NOTES | CONTROL_METHOD_DESCRIPTION | EMISSION_LIMIT_1 | EMISSION_LIMIT_1_UNIT | EMISSION_LIMIT_1_AVG_TIME_CONDITION | CASE-BY-CASE_BASIS | OTHER_ APPLICABLE_REQUIREMENTS | OTHER_FACTORS | PERCENT_EFFICIENCY | COMPLIANCE_VERIFIED | EMISSION_LIMIT_2 | EMISSION_LIMIT_2_UNIT | EMISSION_LIMIT_2_AVGERAGE_TIME_CONDITION | STANDARAD_EMISSION_LIMIT | STANDARD_EMISSION_LIMIT_UNIT | STANDARD_LIMIT_AVERAGE_TIME_CONDITION | COST_EFFECTIVENESS | INCREMENTAL_COST_EFFECTIVENESS | Cost_Verified | DOLLAR_YEAR_USED_IN_COST_ESTIMATES | POLLUTANT_COMPLIANCE_NOTES | CONTROL_METHOD_DESCRIPTION | EMISSION_LIMIT_1 | EMISSION_LIMIT_1_UNIT | EMISSION_LIMIT_1_AVG_TIME_CONDITION | CASE-BY-CASE_BASIS | OTHER_ APPLICABLE_REQUIREMENTS | OTHER_FACTORS | PERCENT_EFFICIENCY | COMPLIANCE_VERIFIED | EMISSION_LIMIT_2 | EMISSION_LIMIT_2_UNIT | EMISSION_LIMIT_2_AVGERAGE_TIME_CONDITION | STANDARAD_EMISSION_LIMIT | STANDARD_EMISSION_LIMIT_UNIT | STANDARD_LIMIT_AVERAGE_TIME_CONDITION | COST_EFFECTIVENESS | INCREMENTAL_COST_EFFECTIVENESS | Cost_Verified | DOLLAR_YEAR_USED_IN_COST_ESTIMATES | POLLUTANT_COMPLIANCE_NOTES | CONTROL_METHOD_DESCRIPTION | EMISSION_LIMIT_1 | EMISSION_LIMIT_1_UNIT | EMISSION_LIMIT_1_AVG_TIME_CONDITION | CASE-BY-CASE_BASIS | OTHER_ APPLICABLE_REQUIREMENTS | OTHER_FACTORS | PERCENT_EFFICIENCY | COMPLIANCE_VERIFIED | EMISSION_LIMIT_2 | EMISSION_LIMIT_2_UNIT | EMISSION_LIMIT_2_AVGERAGE_TIME_CONDITION | STANDARAD_EMISSION_LIMIT | STANDARD_EMISSION_LIMIT_UNIT | STANDARD_LIMIT_AVERAGE_TIME_CONDITION | COST_EFFECTIVENESS | INCREMENTAL_COST_EFFECTIVENESS | Cost_Verified | DOLLAR_YEAR_USED_IN_COST_ESTIMATES | POLLUTANT_COMPLIANCE_NOTES | CONTROL_METHOD_DESCRIPTION | EMISSION_LIMIT_1 | EMISSION_LIMIT_1_UNIT | EMISSION_LIMIT_1_AVG_TIME_CONDITION | CASE-BY-CASE_BASIS | OTHER_ APPLICABLE_REQUIREMENTS | OTHER_FACTORS | PERCENT_EFFICIENCY | COMPLIANCE_VERIFIED | EMISSION_LIMIT_2 | EMISSION_LIMIT_2_UNIT | EMISSION_LIMIT_2_AVGERAGE_TIME_CONDITION | STANDARAD_EMISSION_LIMIT | STANDARD_EMISSION_LIMIT_UNIT | STANDARD_LIMIT_AVERAGE_TIME_CONDITION | COST_EFFECTIVENESS | INCREMENTAL_COST_EFFECTIVENESS | Cost_Verified | DOLLAR_YEAR_USED_IN_COST_ESTIMATES | POLLUTANT_COMPLIANCE_NOTES | CONTROL_METHOD_DESCRIPTION | EMISSION_LIMIT_1 | EMISSION_LIMIT_1_UNIT | EMISSION_LIMIT_1_AVG_TIME_CONDITION | CASE-BY-CASE_BASIS | OTHER_ APPLICABLE_REQUIREMENTS | OTHER_FACTORS | PERCENT_EFFICIENCY | COMPLIANCE_VERIFIED | EMISSION_LIMIT_2 | EMISSION_LIMIT_2_UNIT | EMISSION_LIMIT_2_AVGERAGE_TIME_CONDITION | STANDARAD_EMISSION_LIMIT | STANDARD_EMISSION_LIMIT_UNIT | STANDARD_LIMIT_AVERAGE_TIME_CONDITION | COST_EFFECTIVENESS | INCREMENTAL_COST_EFFECTIVENESS | Cost_Verified | DOLLAR_YEAR_USED_IN_COST_ESTIMATES | POLLUTANT_COMPLIANCE_NOTES | CONTROL_METHOD_DESCRIPTION | EMISSION_LIMIT_1 | EMISSION_LIMIT_1_UNIT | EMISSION_LIMIT_1_AVG_TIME_CONDITION | CASE-BY-CASE_BASIS | OTHER_ APPLICABLE_REQUIREMENTS | OTHER_FACTORS | PERCENT_EFFICIENCY | COMPLIANCE_VERIFIED | EMISSION_LIMIT_2 | EMISSION_LIMIT_2_UNIT | EMISSION_LIMIT_2_AVGERAGE_TIME_CONDITION | STANDARAD_EMISSION_LIMIT | STANDARD_EMISSION_LIMIT_UNIT | STANDARD_LIMIT_AVERAGE_TIME_CONDITION | COST_EFFECTIVENESS | INCREMENTAL_COST_EFFECTIVENESS | Cost_Verified | DOLLAR_YEAR_USED_IN_COST_ESTIMATES | POLLUTANT_COMPLIANCE_NOTES | CONTROL_METHOD_DESCRIPTION | EMISSION_LIMIT_1 | EMISSION_LIMIT_1_UNIT | EMISSION_LIMIT_1_AVG_TIME_CONDITION | CASE-BY-CASE_BASIS | OTHER_ APPLICABLE_REQUIREMENTS | OTHER_FACTORS | PERCENT_EFFICIENCY | COMPLIANCE_VERIFIED | EMISSION_LIMIT_2 | EMISSION_LIMIT_2_UNIT | EMISSION_LIMIT_2_AVGERAGE_TIME_CONDITION | STANDARAD_EMISSION_LIMIT | STANDARD_EMISSION_LIMIT_UNIT | STANDARD_LIMIT_AVERAGE_TIME_CONDITION | COST_EFFECTIVENESS | INCREMENTAL_COST_EFFECTIVENESS | Cost_Verified | DOLLAR_YEAR_USED_IN_COST_ESTIMATES | POLLUTANT_COMPLIANCE_NOTES | CONTROL_METHOD_DESCRIPTION | EMISSION_LIMIT_1 | EMISSION_LIMIT_1_UNIT | EMISSION_LIMIT_1_AVG_TIME_CONDITION | CASE-BY-CASE_BASIS | OTHER_ APPLICABLE_REQUIREMENTS | OTHER_FACTORS | PERCENT_EFFICIENCY | COMPLIANCE_VERIFIED | EMISSION_LIMIT_2 | EMISSION_LIMIT_2_UNIT | EMISSION_LIMIT_2_AVGERAGE_TIME_CONDITION | STANDARAD_EMISSION_LIMIT | STANDARD_EMISSION_LIMIT_UNIT | STANDARD_LIMIT_AVERAGE_TIME_CONDITION | COST_EFFECTIVENESS | INCREMENTAL_COST_EFFECTIVENESS | Cost_Verified | DOLLAR_YEAR_USED_IN_COST_ESTIMATES | POLLUTANT_COMPLIANCE_NOTES | CONTROL_METHOD_DESCRIPTION | EMISSION_LIMIT_1 | EMISSION_LIMIT_1_UNIT | EMISSION_LIMIT_1_AVG_TIME_CONDITION | CASE-BY-CASE_BASIS | OTHER_ APPLICABLE_REQUIREMENTS | OTHER_FACTORS | PERCENT_EFFICIENCY | COMPLIANCE_VERIFIED | EMISSION_LIMIT_2 | EMISSION_LIMIT_2_UNIT | EMISSION_LIMIT_2_AVGERAGE_TIME_CONDITION | STANDARAD_EMISSION_LIMIT | STANDARD_EMISSION_LIMIT_UNIT | STANDARD_LIMIT_AVERAGE_TIME_CONDITION | COST_EFFECTIVENESS | INCREMENTAL_COST_EFFECTIVENESS | Cost_Verified | DOLLAR_YEAR_USED_IN_COST_ESTIMATES | POLLUTANT_COMPLIANCE_NOTES | CONTROL_METHOD_DESCRIPTION | EMISSION_LIMIT_1 | EMISSION_LIMIT_1_UNIT | EMISSION_LIMIT_1_AVG_TIME_CONDITION | CASE-BY-CASE_BASIS | OTHER_ APPLICABLE_REQUIREMENTS | OTHER_FACTORS | PERCENT_EFFICIENCY | COMPLIANCE_VERIFIED | EMISSION_LIMIT_2 | EMISSION_LIMIT_2_UNIT | EMISSION_LIMIT_2_AVGERAGE_TIME_CONDITION | STANDARAD_EMISSION_LIMIT | STANDARD_EMISSION_LIMIT_UNIT | STANDARD_LIMIT_AVERAGE_TIME_CONDITION | COST_EFFECTIVENESS | INCREMENTAL_COST_EFFECTIVENESS | Cost_Verified | DOLLAR_YEAR_USED_IN_COST_ESTIMATES | POLLUTANT_COMPLIANCE_NOTES | CONTROL_METHOD_DESCRIPTION | EMISSION_LIMIT_1 | EMISSION_LIMIT_1_UNIT | EMISSION_LIMIT_1_AVG_TIME_CONDITION | CASE-BY-CASE_BASIS | OTHER_ APPLICABLE_REQUIREMENTS | OTHER_FACTORS | PERCENT_EFFICIENCY | COMPLIANCE_VERIFIED | EMISSION_LIMIT_2 | EMISSION_LIMIT_2_UNIT | EMISSION_LIMIT_2_AVGERAGE_TIME_CONDITION | STANDARAD_EMISSION_LIMIT | STANDARD_EMISSION_LIMIT_UNIT | STANDARD_LIMIT_AVERAGE_TIME_CONDITION | COST_EFFECTIVENESS | INCREMENTAL_COST_EFFECTIVENESS | Cost_Verified | DOLLAR_YEAR_USED_IN_COST_ESTIMATES | POLLUTANT_COMPLIANCE_NOTES | CONTROL_METHOD_DESCRIPTION | EMISSION_LIMIT_1 | EMISSION_LIMIT_1_UNIT | EMISSION_LIMIT_1_AVG_TIME_CONDITION | CASE-BY-CASE_BASIS | OTHER_ APPLICABLE_REQUIREMENTS | OTHER_FACTORS | PERCENT_EFFICIENCY | COMPLIANCE_VERIFIED | EMISSION_LIMIT_2 | EMISSION_LIMIT_2_UNIT | EMISSION_LIMIT_2_AVGERAGE_TIME_CONDITION | STANDARAD_EMISSION_LIMIT | STANDARD_EMISSION_LIMIT_UNIT | STANDARD_LIMIT_AVERAGE_TIME_CONDITION | COST_EFFECTIVENESS | INCREMENTAL_COST_EFFECTIVENESS | Cost_Verified | DOLLAR_YEAR_USED_IN_COST_ESTIMATES | POLLUTANT_COMPLIANCE_NOTES | CONTROL_METHOD_DESCRIPTION | EMISSION_LIMIT_1 | EMISSION_LIMIT_1_UNIT | EMISSION_LIMIT_1_AVG_TIME_CONDITION | CASE-BY-CASE_BASIS | OTHER_ APPLICABLE_REQUIREMENTS | OTHER_FACTORS | PERCENT_EFFICIENCY | COMPLIANCE_VERIFIED | EMISSION_LIMIT_2 | EMISSION_LIMIT_2_UNIT | EMISSION_LIMIT_2_AVGERAGE_TIME_CONDITION | STANDARAD_EMISSION_LIMIT | STANDARD_EMISSION_LIMIT_UNIT | STANDARD_LIMIT_AVERAGE_TIME_CONDITION | COST_EFFECTIVENESS | INCREMENTAL_COST_EFFECTIVENESS | Cost_Verified | DOLLAR_YEAR_USED_IN_COST_ESTIMATES | POLLUTANT_COMPLIANCE_NOTES | CONTROL_METHOD_DESCRIPTION | EMISSION_LIMIT_1 | EMISSION_LIMIT_1_UNIT | EMISSION_LIMIT_1_AVG_TIME_CONDITION | CASE-BY-CASE_BASIS | OTHER_ APPLICABLE_REQUIREMENTS | OTHER_FACTORS | PERCENT_EFFICIENCY | COMPLIANCE_VERIFIED | EMISSION_LIMIT_2 | EMISSION_LIMIT_2_UNIT | EMISSION_LIMIT_2_AVGERAGE_TIME_CONDITION | STANDARAD_EMISSION_LIMIT | STANDARD_EMISSION_LIMIT_UNIT | STANDARD_LIMIT_AVERAGE_TIME_CONDITION | COST_EFFECTIVENESS | INCREMENTAL_COST_EFFECTIVENESS | Cost_Verified | DOLLAR_YEAR_USED_IN_COST_ESTIMATES | POLLUTANT_COMPLIANCE_NOTES | CONTROL_METHOD_DESCRIPTION | EMISSION_LIMIT_1 | EMISSION_LIMIT_1_UNIT | EMISSION_LIMIT_1_AVG_TIME_CONDITION | CASE-BY-CASE_BASIS | OTHER_ APPLICABLE_REQUIREMENTS | OTHER_FACTORS | PERCENT_EFFICIENCY | COMPLIANCE_VERIFIED | EMISSION_LIMIT_2 | EMISSION_LIMIT_2_UNIT | EMISSION_LIMIT_2_AVGERAGE_TIME_CONDITION | STANDARAD_EMISSION_LIMIT | STANDARD_EMISSION_LIMIT_UNIT | STANDARD_LIMIT_AVERAGE_TIME_CONDITION | COST_EFFECTIVENESS | INCREMENTAL_COST_EFFECTIVENESS | Cost_Verified | DOLLAR_YEAR_USED_IN_COST_ESTIMATES | POLLUTANT_COMPLIANCE_NOTES | CONTROL_METHOD_DESCRIPTION | EMISSION_LIMIT_1 | EMISSION_LIMIT_1_UNIT | EMISSION_LIMIT_1_AVG_TIME_CONDITION | CASE-BY-CASE_BASIS | OTHER_ APPLICABLE_REQUIREMENTS | OTHER_FACTORS | PERCENT_EFFICIENCY | COMPLIANCE_VERIFIED | EMISSION_LIMIT_2 | EMISSION_LIMIT_2_UNIT | EMISSION_LIMIT_2_AVGERAGE_TIME_CONDITION | STANDARAD_EMISSION_LIMIT | STANDARD_EMISSION_LIMIT_UNIT | STANDARD_LIMIT_AVERAGE_TIME_CONDITION | COST_EFFECTIVENESS | INCREMENTAL_COST_EFFECTIVENESS | Cost_Verified | DOLLAR_YEAR_USED_IN_COST_ESTIMATES | POLLUTANT_COMPLIANCE_NOTES | CONTROL_METHOD_DESCRIPTION | EMISSION_LIMIT_1 | EMISSION_LIMIT_1_UNIT | EMISSION_LIMIT_1_AVG_TIME_CONDITION | CASE-BY-CASE_BASIS | OTHER_ APPLICABLE_REQUIREMENTS | OTHER_FACTORS | PERCENT_EFFICIENCY | COMPLIANCE_VERIFIED | EMISSION_LIMIT_2 | EMISSION_LIMIT_2_UNIT | EMISSION_LIMIT_2_AVGERAGE_TIME_CONDITION | STANDARAD_EMISSION_LIMIT | STANDARD_EMISSION_LIMIT_UNIT | STANDARD_LIMIT_AVERAGE_TIME_CONDITION | COST_EFFECTIVENESS | INCREMENTAL_COST_EFFECTIVENESS | Cost_Verified | DOLLAR_YEAR_USED_IN_COST_ESTIMATES | POLLUTANT_COMPLIANCE_NOTES | CONTROL_METHOD_DESCRIPTION | EMISSION_LIMIT_1 | EMISSION_LIMIT_1_UNIT | EMISSION_LIMIT_1_AVG_TIME_CONDITION | CASE-BY-CASE_BASIS | OTHER_ APPLICABLE_REQUIREMENTS | OTHER_FACTORS | PERCENT_EFFICIENCY | COMPLIANCE_VERIFIED | EMISSION_LIMIT_2 | EMISSION_LIMIT_2_UNIT | EMISSION_LIMIT_2_AVGERAGE_TIME_CONDITION | STANDARAD_EMISSION_LIMIT | STANDARD_EMISSION_LIMIT_UNIT | STANDARD_LIMIT_AVERAGE_TIME_CONDITION | COST_EFFECTIVENESS | INCREMENTAL_COST_EFFECTIVENESS | Cost_Verified | DOLLAR_YEAR_USED_IN_COST_ESTIMATES | POLLUTANT_COMPLIANCE_NOTES | CONTROL_METHOD_DESCRIPTION | EMISSION_LIMIT_1 | EMISSION_LIMIT_1_UNIT | EMISSION_LIMIT_1_AVG_TIME_CONDITION | CASE-BY-CASE_BASIS | OTHER_ APPLICABLE_REQUIREMENTS | OTHER_FACTORS | PERCENT_EFFICIENCY | COMPLIANCE_VERIFIED | EMISSION_LIMIT_2 | EMISSION_LIMIT_2_UNIT | EMISSION_LIMIT_2_AVGERAGE_TIME_CONDITION | STANDARAD_EMISSION_LIMIT | STANDARD_EMISSION_LIMIT_UNIT | STANDARD_LIMIT_AVERAGE_TIME_CONDITION | COST_EFFECTIVENESS | INCREMENTAL_COST_EFFECTIVENESS | Cost_Verified | DOLLAR_YEAR_USED_IN_COST_ESTIMATES | POLLUTANT_COMPLIANCE_NOTES | CONTROL_METHOD_DESCRIPTION | EMISSION_LIMIT_1 | EMISSION_LIMIT_1_UNIT | EMISSION_LIMIT_1_AVG_TIME_CONDITION | CASE-BY-CASE_BASIS | OTHER_ APPLICABLE_REQUIREMENTS | OTHER_FACTORS | PERCENT_EFFICIENCY | COMPLIANCE_VERIFIED | EMISSION_LIMIT_2 | EMISSION_LIMIT_2_UNIT | EMISSION_LIMIT_2_AVGERAGE_TIME_CONDITION | STANDARAD_EMISSION_LIMIT | STANDARD_EMISSION_LIMIT_UNIT | STANDARD_LIMIT_AVERAGE_TIME_CONDITION | COST_EFFECTIVENESS | INCREMENTAL_COST_EFFECTIVENESS | Cost_Verified | DOLLAR_YEAR_USED_IN_COST_ESTIMATES | POLLUTANT_COMPLIANCE_NOTES | CONTROL_METHOD_DESCRIPTION | EMISSION_LIMIT_1 | EMISSION_LIMIT_1_UNIT | EMISSION_LIMIT_1_AVG_TIME_CONDITION | CASE-BY-CASE_BASIS | OTHER_ APPLICABLE_REQUIREMENTS | OTHER_FACTORS | PERCENT_EFFICIENCY | COMPLIANCE_VERIFIED | EMISSION_LIMIT_2 | EMISSION_LIMIT_2_UNIT | EMISSION_LIMIT_2_AVGERAGE_TIME_CONDITION | STANDARAD_EMISSION_LIMIT | STANDARD_EMISSION_LIMIT_UNIT | STANDARD_LIMIT_AVERAGE_TIME_CONDITION | COST_EFFECTIVENESS | INCREMENTAL_COST_EFFECTIVENESS | Cost_Verified | DOLLAR_YEAR_USED_IN_COST_ESTIMATES | POLLUTANT_COMPLIANCE_NOTES | CONTROL_METHOD_DESCRIPTION | EMISSION_LIMIT_1 | EMISSION_LIMIT_1_UNIT | EMISSION_LIMIT_1_AVG_TIME_CONDITION | CASE-BY-CASE_BASIS | OTHER_ APPLICABLE_REQUIREMENTS | OTHER_FACTORS | PERCENT_EFFICIENCY | COMPLIANCE_VERIFIED | EMISSION_LIMIT_2 | EMISSION_LIMIT_2_UNIT | EMISSION_LIMIT_2_AVGERAGE_TIME_CONDITION | STANDARAD_EMISSION_LIMIT | STANDARD_EMISSION_LIMIT_UNIT | STANDARD_LIMIT_AVERAGE_TIME_CONDITION | COST_EFFECTIVENESS | INCREMENTAL_COST_EFFECTIVENESS | Cost_Verified | DOLLAR_YEAR_USED_IN_COST_ESTIMATES | POLLUTANT_COMPLIANCE_NOTES | CONTROL_METHOD_DESCRIPTION | EMISSION_LIMIT_1 | EMISSION_LIMIT_1_UNIT | EMISSION_LIMIT_1_AVG_TIME_CONDITION | CASE-BY-CASE_BASIS | OTHER_ APPLICABLE_REQUIREMENTS | OTHER_FACTORS | PERCENT_EFFICIENCY | COMPLIANCE_VERIFIED | EMISSION_LIMIT_2 | EMISSION_LIMIT_2_UNIT | EMISSION_LIMIT_2_AVGERAGE_TIME_CONDITION | STANDARAD_EMISSION_LIMIT | STANDARD_EMISSION_LIMIT_UNIT | STANDARD_LIMIT_AVERAGE_TIME_CONDITION | COST_EFFECTIVENESS | INCREMENTAL_COST_EFFECTIVENESS | Cost_Verified | DOLLAR_YEAR_USED_IN_COST_ESTIMATES | POLLUTANT_COMPLIANCE_NOTES | CONTROL_METHOD_DESCRIPTION | EMISSION_LIMIT_1 | EMISSION_LIMIT_1_UNIT | EMISSION_LIMIT_1_AVG_TIME_CONDITION | CASE-BY-CASE_BASIS | OTHER_ APPLICABLE_REQUIREMENTS | OTHER_FACTORS | PERCENT_EFFICIENCY | COMPLIANCE_VERIFIED | EMISSION_LIMIT_2 | EMISSION_LIMIT_2_UNIT | EMISSION_LIMIT_2_AVGERAGE_TIME_CONDITION | STANDARAD_EMISSION_LIMIT | STANDARD_EMISSION_LIMIT_UNIT | STANDARD_LIMIT_AVERAGE_TIME_CONDITION | COST_EFFECTIVENESS | INCREMENTAL_COST_EFFECTIVENESS | Cost_Verified | DOLLAR_YEAR_USED_IN_COST_ESTIMATES | POLLUTANT_COMPLIANCE_NOTES | CONTROL_METHOD_DESCRIPTION | EMISSION_LIMIT_1 | EMISSION_LIMIT_1_UNIT | EMISSION_LIMIT_1_AVG_TIME_CONDITION | CASE-BY-CASE_BASIS | OTHER_ APPLICABLE_REQUIREMENTS | OTHER_FACTORS | PERCENT_EFFICIENCY | COMPLIANCE_VERIFIED | EMISSION_LIMIT_2 | EMISSION_LIMIT_2_UNIT | EMISSION_LIMIT_2_AVGERAGE_TIME_CONDITION | STANDARAD_EMISSION_LIMIT | STANDARD_EMISSION_LIMIT_UNIT | STANDARD_LIMIT_AVERAGE_TIME_CONDITION | COST_EFFECTIVENESS | INCREMENTAL_COST_EFFECTIVENESS | Cost_Verified | DOLLAR_YEAR_USED_IN_COST_ESTIMATES | POLLUTANT_COMPLIANCE_NOTES | CONTROL_METHOD_DESCRIPTION | EMISSION_LIMIT_1 | EMISSION_LIMIT_1_UNIT | EMISSION_LIMIT_1_AVG_TIME_CONDITION | CASE-BY-CASE_BASIS | OTHER_ APPLICABLE_REQUIREMENTS | OTHER_FACTORS | PERCENT_EFFICIENCY | COMPLIANCE_VERIFIED | EMISSION_LIMIT_2 | EMISSION_LIMIT_2_UNIT | EMISSION_LIMIT_2_AVGERAGE_TIME_CONDITION | STANDARAD_EMISSION_LIMIT | STANDARD_EMISSION_LIMIT_UNIT | STANDARD_LIMIT_AVERAGE_TIME_CONDITION | COST_EFFECTIVENESS | INCREMENTAL_COST_EFFECTIVENESS | Cost_Verified | DOLLAR_YEAR_USED_IN_COST_ESTIMATES | POLLUTANT_COMPLIANCE_NOTES | CONTROL_METHOD_DESCRIPTION | EMISSION_LIMIT_1 | EMISSION_LIMIT_1_UNIT | EMISSION_LIMIT_1_AVG_TIME_CONDITION | CASE-BY-CASE_BASIS | OTHER_ APPLICABLE_REQUIREMENTS | OTHER_FACTORS | PERCENT_EFFICIENCY | COMPLIANCE_VERIFIED | EMISSION_LIMIT_2 | EMISSION_LIMIT_2_UNIT | EMISSION_LIMIT_2_AVGERAGE_TIME_CONDITION | STANDARAD_EMISSION_LIMIT | STANDARD_EMISSION_LIMIT_UNIT | STANDARD_LIMIT_AVERAGE_TIME_CONDITION | COST_EFFECTIVENESS | INCREMENTAL_COST_EFFECTIVENESS | Cost_Verified | DOLLAR_YEAR_USED_IN_COST_ESTIMATES | POLLUTANT_COMPLIANCE_NOTES | CONTROL_METHOD_DESCRIPTION | EMISSION_LIMIT_1 | EMISSION_LIMIT_1_UNIT | EMISSION_LIMIT_1_AVG_TIME_CONDITION | CASE-BY-CASE_BASIS | OTHER_ APPLICABLE_REQUIREMENTS | OTHER_FACTORS | PERCENT_EFFICIENCY | COMPLIANCE_VERIFIED | EMISSION_LIMIT_2 | EMISSION_LIMIT_2_UNIT | EMISSION_LIMIT_2_AVGERAGE_TIME_CONDITION | STANDARAD_EMISSION_LIMIT | STANDARD_EMISSION_LIMIT_UNIT | STANDARD_LIMIT_AVERAGE_TIME_CONDITION | COST_EFFECTIVENESS | INCREMENTAL_COST_EFFECTIVENESS | Cost_Verified | DOLLAR_YEAR_USED_IN_COST_ESTIMATES | POLLUTANT_COMPLIANCE_NOTES | CONTROL_METHOD_DESCRIPTION | EMISSION_LIMIT_1 | EMISSION_LIMIT_1_UNIT | EMISSION_LIMIT_1_AVG_TIME_CONDITION | CASE-BY-CASE_BASIS | OTHER_ APPLICABLE_REQUIREMENTS | OTHER_FACTORS | PERCENT_EFFICIENCY | COMPLIANCE_VERIFIED | EMISSION_LIMIT_2 | EMISSION_LIMIT_2_UNIT | EMISSION_LIMIT_2_AVGERAGE_TIME_CONDITION | STANDARAD_EMISSION_LIMIT | STANDARD_EMISSION_LIMIT_UNIT | STANDARD_LIMIT_AVERAGE_TIME_CONDITION | COST_EFFECTIVENESS | INCREMENTAL_COST_EFFECTIVENESS | Cost_Verified | DOLLAR_YEAR_USED_IN_COST_ESTIMATES | POLLUTANT_COMPLIANCE_NOTES | CONTROL_METHOD_DESCRIPTION | EMISSION_LIMIT_1 | EMISSION_LIMIT_1_UNIT | EMISSION_LIMIT_1_AVG_TIME_CONDITION | CASE-BY-CASE_BASIS | OTHER_ APPLICABLE_REQUIREMENTS | OTHER_FACTORS | PERCENT_EFFICIENCY | COMPLIANCE_VERIFIED | EMISSION_LIMIT_2 | EMISSION_LIMIT_2_UNIT | EMISSION_LIMIT_2_AVGERAGE_TIME_CONDITION | STANDARAD_EMISSION_LIMIT | STANDARD_EMISSION_LIMIT_UNIT | STANDARD_LIMIT_AVERAGE_TIME_CONDITION | COST_EFFECTIVENESS | INCREMENTAL_COST_EFFECTIVENESS | Cost_Verified | DOLLAR_YEAR_USED_IN_COST_ESTIMATES | POLLUTANT_COMPLIANCE_NOTES | CONTROL_METHOD_DESCRIPTION | EMISSION_LIMIT_1 | EMISSION_LIMIT_1_UNIT | EMISSION_LIMIT_1_AVG_TIME_CONDITION | CASE-BY-CASE_BASIS | OTHER_ APPLICABLE_REQUIREMENTS | OTHER_FACTORS | PERCENT_EFFICIENCY | COMPLIANCE_VERIFIED | EMISSION_LIMIT_2 | EMISSION_LIMIT_2_UNIT | EMISSION_LIMIT_2_AVGERAGE_TIME_CONDITION | STANDARAD_EMISSION_LIMIT | STANDARD_EMISSION_LIMIT_UNIT | STANDARD_LIMIT_AVERAGE_TIME_CONDITION | COST_EFFECTIVENESS | INCREMENTAL_COST_EFFECTIVENESS | Cost_Verified | DOLLAR_YEAR_USED_IN_COST_ESTIMATES | POLLUTANT_COMPLIANCE_NOTES | CONTROL_METHOD_DESCRIPTION | EMISSION_LIMIT_1 | EMISSION_LIMIT_1_UNIT | EMISSION_LIMIT_1_AVG_TIME_CONDITION | CASE-BY-CASE_BASIS | OTHER_ APPLICABLE_REQUIREMENTS | OTHER_FACTORS | PERCENT_EFFICIENCY | COMPLIANCE_VERIFIED | EMISSION_LIMIT_2 | EMISSION_LIMIT_2_UNIT | EMISSION_LIMIT_2_AVGERAGE_TIME_CONDITION | STANDARAD_EMISSION_LIMIT | STANDARD_EMISSION_LIMIT_UNIT | STANDARD_LIMIT_AVERAGE_TIME_CONDITION | COST_EFFECTIVENESS | INCREMENTAL_COST_EFFECTIVENESS | Cost_Verified | DOLLAR_YEAR_USED_IN_COST_ESTIMATES | POLLUTANT_COMPLIANCE_NOTES | CONTROL_METHOD_DESCRIPTION | EMISSION_LIMIT_1 | EMISSION_LIMIT_1_UNIT | EMISSION_LIMIT_1_AVG_TIME_CONDITION | CASE-BY-CASE_BASIS | OTHER_ APPLICABLE_REQUIREMENTS | OTHER_FACTORS | PERCENT_EFFICIENCY | COMPLIANCE_VERIFIED | EMISSION_LIMIT_2 | EMISSION_LIMIT_2_UNIT | EMISSION_LIMIT_2_AVGERAGE_TIME_CONDITION | STANDARAD_EMISSION_LIMIT | STANDARD_EMISSION_LIMIT_UNIT | STANDARD_LIMIT_AVERAGE_TIME_CONDITION | COST_EFFECTIVENESS | INCREMENTAL_COST_EFFECTIVENESS | Cost_Verified | DOLLAR_YEAR_USED_IN_COST_ESTIMATES | POLLUTANT_COMPLIANCE_NOTES | CONTROL_METHOD_DESCRIPTION | EMISSION_LIMIT_1 | EMISSION_LIMIT_1_UNIT | EMISSION_LIMIT_1_AVG_TIME_CONDITION | CASE-BY-CASE_BASIS | OTHER_ APPLICABLE_REQUIREMENTS | OTHER_FACTORS | PERCENT_EFFICIENCY | COMPLIANCE_VERIFIED | EMISSION_LIMIT_2 | EMISSION_LIMIT_2_UNIT | EMISSION_LIMIT_2_AVGERAGE_TIME_CONDITION | STANDARAD_EMISSION_LIMIT | STANDARD_EMISSION_LIMIT_UNIT | STANDARD_LIMIT_AVERAGE_TIME_CONDITION | COST_EFFECTIVENESS | INCREMENTAL_COST_EFFECTIVENESS | Cost_Verified | DOLLAR_YEAR_USED_IN_COST_ESTIMATES | POLLUTANT_COMPLIANCE_NOTES | CONTROL_METHOD_DESCRIPTION | EMISSION_LIMIT_1 | EMISSION_LIMIT_1_UNIT | EMISSION_LIMIT_1_AVG_TIME_CONDITION | CASE-BY-CASE_BASIS | OTHER_ APPLICABLE_REQUIREMENTS | OTHER_FACTORS | PERCENT_EFFICIENCY | COMPLIANCE_VERIFIED | EMISSION_LIMIT_2 | EMISSION_LIMIT_2_UNIT | EMISSION_LIMIT_2_AVGERAGE_TIME_CONDITION | STANDARAD_EMISSION_LIMIT | STANDARD_EMISSION_LIMIT_UNIT | STANDARD_LIMIT_AVERAGE_TIME_CONDITION | COST_EFFECTIVENESS | INCREMENTAL_COST_EFFECTIVENESS | Cost_Verified | DOLLAR_YEAR_USED_IN_COST_ESTIMATES | POLLUTANT_COMPLIANCE_NOTES | CONTROL_METHOD_DESCRIPTION | EMISSION_LIMIT_1 | EMISSION_LIMIT_1_UNIT | EMISSION_LIMIT_1_AVG_TIME_CONDITION | CASE-BY-CASE_BASIS | OTHER_ APPLICABLE_REQUIREMENTS | OTHER_FACTORS | PERCENT_EFFICIENCY | COMPLIANCE_VERIFIED | EMISSION_LIMIT_2 | EMISSION_LIMIT_2_UNIT | EMISSION_LIMIT_2_AVGERAGE_TIME_CONDITION | STANDARAD_EMISSION_LIMIT | STANDARD_EMISSION_LIMIT_UNIT | STANDARD_LIMIT_AVERAGE_TIME_CONDITION | COST_EFFECTIVENESS | INCREMENTAL_COST_EFFECTIVENESS | Cost_Verified | DOLLAR_YEAR_USED_IN_COST_ESTIMATES | POLLUTANT_COMPLIANCE_NOTES | CONTROL_METHOD_DESCRIPTION | EMISSION_LIMIT_1 | EMISSION_LIMIT_1_UNIT | EMISSION_LIMIT_1_AVG_TIME_CONDITION | CASE-BY-CASE_BASIS | OTHER_ APPLICABLE_REQUIREMENTS | OTHER_FACTORS | PERCENT_EFFICIENCY | COMPLIANCE_VERIFIED | EMISSION_LIMIT_2 | EMISSION_LIMIT_2_UNIT | EMISSION_LIMIT_2_AVGERAGE_TIME_CONDITION | STANDARAD_EMISSION_LIMIT | STANDARD_EMISSION_LIMIT_UNIT | STANDARD_LIMIT_AVERAGE_TIME_CONDITION | COST_EFFECTIVENESS | INCREMENTAL_COST_EFFECTIVENESS | Cost_Verified | DOLLAR_YEAR_USED_IN_COST_ESTIMATES | POLLUTANT_COMPLIANCE_NOTES | CONTROL_METHOD_DESCRIPTION | EMISSION_LIMIT_1 | EMISSION_LIMIT_1_UNIT | EMISSION_LIMIT_1_AVG_TIME_CONDITION | CASE-BY-CASE_BASIS | OTHER_ APPLICABLE_REQUIREMENTS | OTHER_FACTORS | PERCENT_EFFICIENCY | COMPLIANCE_VERIFIED | EMISSION_LIMIT_2 | EMISSION_LIMIT_2_UNIT | EMISSION_LIMIT_2_AVGERAGE_TIME_CONDITION | STANDARAD_EMISSION_LIMIT | STANDARD_EMISSION_LIMIT_UNIT | STANDARD_LIMIT_AVERAGE_TIME_CONDITION | COST_EFFECTIVENESS | INCREMENTAL_COST_EFFECTIVENESS | Cost_Verified | DOLLAR_YEAR_USED_IN_COST_ESTIMATES | POLLUTANT_COMPLIANCE_NOTES | CONTROL_METHOD_DESCRIPTION | EMISSION_LIMIT_1 | EMISSION_LIMIT_1_UNIT | EMISSION_LIMIT_1_AVG_TIME_CONDITION | CASE-BY-CASE_BASIS | OTHER_ APPLICABLE_REQUIREMENTS | OTHER_FACTORS | PERCENT_EFFICIENCY | COMPLIANCE_VERIFIED | EMISSION_LIMIT_2 | EMISSION_LIMIT_2_UNIT | EMISSION_LIMIT_2_AVGERAGE_TIME_CONDITION | STANDARAD_EMISSION_LIMIT | STANDARD_EMISSION_LIMIT_UNIT | STANDARD_LIMIT_AVERAGE_TIME_CONDITION | COST_EFFECTIVENESS | INCREMENTAL_COST_EFFECTIVENESS | Cost_Verified | DOLLAR_YEAR_USED_IN_COST_ESTIMATES | POLLUTANT_COMPLIANCE_NOTES | CONTROL_METHOD_DESCRIPTION | EMISSION_LIMIT_1 | EMISSION_LIMIT_1_UNIT | EMISSION_LIMIT_1_AVG_TIME_CONDITION | CASE-BY-CASE_BASIS | OTHER_ APPLICABLE_REQUIREMENTS | OTHER_FACTORS | PERCENT_EFFICIENCY | COMPLIANCE_VERIFIED | EMISSION_LIMIT_2 | EMISSION_LIMIT_2_UNIT | EMISSION_LIMIT_2_AVGERAGE_TIME_CONDITION | STANDARAD_EMISSION_LIMIT | STANDARD_EMISSION_LIMIT_UNIT | STANDARD_LIMIT_AVERAGE_TIME_CONDITION | COST_EFFECTIVENESS | INCREMENTAL_COST_EFFECTIVENESS | Cost_Verified | DOLLAR_YEAR_USED_IN_COST_ESTIMATES | POLLUTANT_COMPLIANCE_NOTES | CONTROL_METHOD_DESCRIPTION | EMISSION_LIMIT_1 | EMISSION_LIMIT_1_UNIT | EMISSION_LIMIT_1_AVG_TIME_CONDITION | CASE-BY-CASE_BASIS | OTHER_ APPLICABLE_REQUIREMENTS | OTHER_FACTORS | PERCENT_EFFICIENCY | COMPLIANCE_VERIFIED | EMISSION_LIMIT_2 | EMISSION_LIMIT_2_UNIT | EMISSION_LIMIT_2_AVGERAGE_TIME_CONDITION | STANDARAD_EMISSION_LIMIT | STANDARD_EMISSION_LIMIT_UNIT | STANDARD_LIMIT_AVERAGE_TIME_CONDITION | COST_EFFECTIVENESS | INCREMENTAL_COST_EFFECTIVENESS | Cost_Verified | DOLLAR_YEAR_USED_IN_COST_ESTIMATES | POLLUTANT_COMPLIANCE_NOTES | CONTROL_METHOD_DESCRIPTION | EMISSION_LIMIT_1 | EMISSION_LIMIT_1_UNIT | EMISSION_LIMIT_1_AVG_TIME_CONDITION | CASE-BY-CASE_BASIS | OTHER_ APPLICABLE_REQUIREMENTS | OTHER_FACTORS | PERCENT_EFFICIENCY | COMPLIANCE_VERIFIED | EMISSION_LIMIT_2 | EMISSION_LIMIT_2_UNIT | EMISSION_LIMIT_2_AVGERAGE_TIME_CONDITION | STANDARAD_EMISSION_LIMIT | STANDARD_EMISSION_LIMIT_UNIT | STANDARD_LIMIT_AVERAGE_TIME_CONDITION | COST_EFFECTIVENESS | INCREMENTAL_COST_EFFECTIVENESS | Cost_Verified | DOLLAR_YEAR_USED_IN_COST_ESTIMATES | POLLUTANT_COMPLIANCE_NOTES | CONTROL_METHOD_DESCRIPTION | EMISSION_LIMIT_1 | EMISSION_LIMIT_1_UNIT | EMISSION_LIMIT_1_AVG_TIME_CONDITION | CASE-BY-CASE_BASIS | OTHER_ APPLICABLE_REQUIREMENTS | OTHER_FACTORS | PERCENT_EFFICIENCY | COMPLIANCE_VERIFIED | EMISSION_LIMIT_2 | EMISSION_LIMIT_2_UNIT | EMISSION_LIMIT_2_AVGERAGE_TIME_CONDITION | STANDARAD_EMISSION_LIMIT | STANDARD_EMISSION_LIMIT_UNIT | STANDARD_LIMIT_AVERAGE_TIME_CONDITION | COST_EFFECTIVENESS | INCREMENTAL_COST_EFFECTIVENESS | Cost_Verified | DOLLAR_YEAR_USED_IN_COST_ESTIMATES | POLLUTANT_COMPLIANCE_NOTES | CONTROL_METHOD_DESCRIPTION | EMISSION_LIMIT_1 | EMISSION_LIMIT_1_UNIT | EMISSION_LIMIT_1_AVG_TIME_CONDITION | CASE-BY-CASE_BASIS | OTHER_ APPLICABLE_REQUIREMENTS | OTHER_FACTORS | PERCENT_EFFICIENCY | COMPLIANCE_VERIFIED | EMISSION_LIMIT_2 | EMISSION_LIMIT_2_UNIT | EMISSION_LIMIT_2_AVGERAGE_TIME_CONDITION | STANDARAD_EMISSION_LIMIT | STANDARD_EMISSION_LIMIT_UNIT | STANDARD_LIMIT_AVERAGE_TIME_CONDITION | COST_EFFECTIVENESS | INCREMENTAL_COST_EFFECTIVENESS | Cost_Verified | DOLLAR_YEAR_USED_IN_COST_ESTIMATES | POLLUTANT_COMPLIANCE_NOTES | CONTROL_METHOD_DESCRIPTION | EMISSION_LIMIT_1 | EMISSION_LIMIT_1_UNIT | EMISSION_LIMIT_1_AVG_TIME_CONDITION | CASE-BY-CASE_BASIS | OTHER_ APPLICABLE_REQUIREMENTS | OTHER_FACTORS | PERCENT_EFFICIENCY | COMPLIANCE_VERIFIED | EMISSION_LIMIT_2 | EMISSION_LIMIT_2_UNIT | EMISSION_LIMIT_2_AVGERAGE_TIME_CONDITION | STANDARAD_EMISSION_LIMIT | STANDARD_EMISSION_LIMIT_UNIT | STANDARD_LIMIT_AVERAGE_TIME_CONDITION | COST_EFFECTIVENESS | INCREMENTAL_COST_EFFECTIVENESS | Cost_Verified | DOLLAR_YEAR_USED_IN_COST_ESTIMATES | POLLUTANT_COMPLIANCE_NOTES | CONTROL_METHOD_DESCRIPTION | EMISSION_LIMIT_1 | EMISSION_LIMIT_1_UNIT | EMISSION_LIMIT_1_AVG_TIME_CONDITION | CASE-BY-CASE_BASIS | OTHER_ APPLICABLE_REQUIREMENTS | OTHER_FACTORS | PERCENT_EFFICIENCY | COMPLIANCE_VERIFIED | EMISSION_LIMIT_2 | EMISSION_LIMIT_2_UNIT | EMISSION_LIMIT_2_AVGERAGE_TIME_CONDITION | STANDARAD_EMISSION_LIMIT | STANDARD_EMISSION_LIMIT_UNIT | STANDARD_LIMIT_AVERAGE_TIME_CONDITION | COST_EFFECTIVENESS | INCREMENTAL_COST_EFFECTIVENESS | Cost_Verified | DOLLAR_YEAR_USED_IN_COST_ESTIMATES | POLLUTANT_COMPLIANCE_NOTES | CONTROL_METHOD_DESCRIPTION | EMISSION_LIMIT_1 | EMISSION_LIMIT_1_UNIT | EMISSION_LIMIT_1_AVG_TIME_CONDITION | CASE-BY-CASE_BASIS | OTHER_ APPLICABLE_REQUIREMENTS | OTHER_FACTORS | PERCENT_EFFICIENCY | COMPLIANCE_VERIFIED | EMISSION_LIMIT_2 | EMISSION_LIMIT_2_UNIT | EMISSION_LIMIT_2_AVGERAGE_TIME_CONDITION | STANDARAD_EMISSION_LIMIT | STANDARD_EMISSION_LIMIT_UNIT | STANDARD_LIMIT_AVERAGE_TIME_CONDITION | COST_EFFECTIVENESS | INCREMENTAL_COST_EFFECTIVENESS | Cost_Verified | DOLLAR_YEAR_USED_IN_COST_ESTIMATES | POLLUTANT_COMPLIANCE_NOTES | CONTROL_METHOD_DESCRIPTION | EMISSION_LIMIT_1 | EMISSION_LIMIT_1_UNIT | EMISSION_LIMIT_1_AVG_TIME_CONDITION | CASE-BY-CASE_BASIS | OTHER_ APPLICABLE_REQUIREMENTS | OTHER_FACTORS | PERCENT_EFFICIENCY | COMPLIANCE_VERIFIED | EMISSION_LIMIT_2 | EMISSION_LIMIT_2_UNIT | EMISSION_LIMIT_2_AVGERAGE_TIME_CONDITION | STANDARAD_EMISSION_LIMIT | STANDARD_EMISSION_LIMIT_UNIT | STANDARD_LIMIT_AVERAGE_TIME_CONDITION | COST_EFFECTIVENESS | INCREMENTAL_COST_EFFECTIVENESS | Cost_Verified | DOLLAR_YEAR_USED_IN_COST_ESTIMATES | POLLUTANT_COMPLIANCE_NOTES | CONTROL_METHOD_DESCRIPTION | EMISSION_LIMIT_1 | EMISSION_LIMIT_1_UNIT | EMISSION_LIMIT_1_AVG_TIME_CONDITION | CASE-BY-CASE_BASIS | OTHER_ APPLICABLE_REQUIREMENTS | OTHER_FACTORS | PERCENT_EFFICIENCY | COMPLIANCE_VERIFIED | EMISSION_LIMIT_2 | EMISSION_LIMIT_2_UNIT | EMISSION_LIMIT_2_AVGERAGE_TIME_CONDITION | STANDARAD_EMISSION_LIMIT | STANDARD_EMISSION_LIMIT_UNIT | STANDARD_LIMIT_AVERAGE_TIME_CONDITION | COST_EFFECTIVENESS | INCREMENTAL_COST_EFFECTIVENESS | Cost_Verified | DOLLAR_YEAR_USED_IN_COST_ESTIMATES | POLLUTANT_COMPLIANCE_NOTES | CONTROL_METHOD_DESCRIPTION | EMISSION_LIMIT_1 | EMISSION_LIMIT_1_UNIT | EMISSION_LIMIT_1_AVG_TIME_CONDITION | CASE-BY-CASE_BASIS | OTHER_ APPLICABLE_REQUIREMENTS | OTHER_FACTORS | PERCENT_EFFICIENCY | COMPLIANCE_VERIFIED | EMISSION_LIMIT_2 | EMISSION_LIMIT_2_UNIT | EMISSION_LIMIT_2_AVGERAGE_TIME_CONDITION | STANDARAD_EMISSION_LIMIT | STANDARD_EMISSION_LIMIT_UNIT | STANDARD_LIMIT_AVERAGE_TIME_CONDITION | COST_EFFECTIVENESS | INCREMENTAL_COST_EFFECTIVENESS | Cost_Verified | DOLLAR_YEAR_USED_IN_COST_ESTIMATES | POLLUTANT_COMPLIANCE_NOTES | CONTROL_METHOD_DESCRIPTION | EMISSION_LIMIT_1 | EMISSION_LIMIT_1_UNIT | EMISSION_LIMIT_1_AVG_TIME_CONDITION | CASE-BY-CASE_BASIS | OTHER_ APPLICABLE_REQUIREMENTS | OTHER_FACTORS | PERCENT_EFFICIENCY | COMPLIANCE_VERIFIED | EMISSION_LIMIT_2 | EMISSION_LIMIT_2_UNIT | EMISSION_LIMIT_2_AVGERAGE_TIME_CONDITION | STANDARAD_EMISSION_LIMIT | STANDARD_EMISSION_LIMIT_UNIT | STANDARD_LIMIT_AVERAGE_TIME_CONDITION | COST_EFFECTIVENESS | INCREMENTAL_COST_EFFECTIVENESS | Cost_Verified | DOLLAR_YEAR_USED_IN_COST_ESTIMATES | POLLUTANT_COMPLIANCE_NOTES | CONTROL_METHOD_DESCRIPTION | EMISSION_LIMIT_1 | EMISSION_LIMIT_1_UNIT | EMISSION_LIMIT_1_AVG_TIME_CONDITION | CASE-BY-CASE_BASIS | OTHER_ APPLICABLE_REQUIREMENTS | OTHER_FACTORS | PERCENT_EFFICIENCY | COMPLIANCE_VERIFIED | EMISSION_LIMIT_2 | EMISSION_LIMIT_2_UNIT | EMISSION_LIMIT_2_AVGERAGE_TIME_CONDITION | STANDARAD_EMISSION_LIMIT | STANDARD_EMISSION_LIMIT_UNIT | STANDARD_LIMIT_AVERAGE_TIME_CONDITION | COST_EFFECTIVENESS | INCREMENTAL_COST_EFFECTIVENESS | Cost_Verified | DOLLAR_YEAR_USED_IN_COST_ESTIMATES | POLLUTANT_COMPLIANCE_NOTES | CONTROL_METHOD_DESCRIPTION | EMISSION_LIMIT_1 | EMISSION_LIMIT_1_UNIT | EMISSION_LIMIT_1_AVG_TIME_CONDITION | CASE-BY-CASE_BASIS | OTHER_ APPLICABLE_REQUIREMENTS | OTHER_FACTORS | PERCENT_EFFICIENCY | COMPLIANCE_VERIFIED | EMISSION_LIMIT_2 | EMISSION_LIMIT_2_UNIT | EMISSION_LIMIT_2_AVGERAGE_TIME_CONDITION | STANDARAD_EMISSION_LIMIT | STANDARD_EMISSION_LIMIT_UNIT | STANDARD_LIMIT_AVERAGE_TIME_CONDITION | COST_EFFECTIVENESS | INCREMENTAL_COST_EFFECTIVENESS | Cost_Verified | DOLLAR_YEAR_USED_IN_COST_ESTIMATES | POLLUTANT_COMPLIANCE_NOTES | CONTROL_METHOD_DESCRIPTION | EMISSION_LIMIT_1 | EMISSION_LIMIT_1_UNIT | EMISSION_LIMIT_1_AVG_TIME_CONDITION | CASE-BY-CASE_BASIS | OTHER_ APPLICABLE_REQUIREMENTS | OTHER_FACTORS | PERCENT_EFFICIENCY | COMPLIANCE_VERIFIED | EMISSION_LIMIT_2 | EMISSION_LIMIT_2_UNIT | EMISSION_LIMIT_2_AVGERAGE_TIME_CONDITION | STANDARAD_EMISSION_LIMIT | STANDARD_EMISSION_LIMIT_UNIT | STANDARD_LIMIT_AVERAGE_TIME_CONDITION | COST_EFFECTIVENESS | INCREMENTAL_COST_EFFECTIVENESS | Cost_Verified | DOLLAR_YEAR_USED_IN_COST_ESTIMATES | POLLUTANT_COMPLIANCE_NOTES | CONTROL_METHOD_DESCRIPTION | EMISSION_LIMIT_1 | EMISSION_LIMIT_1_UNIT | EMISSION_LIMIT_1_AVG_TIME_CONDITION | CASE-BY-CASE_BASIS | OTHER_ APPLICABLE_REQUIREMENTS | OTHER_FACTORS | PERCENT_EFFICIENCY | COMPLIANCE_VERIFIED | EMISSION_LIMIT_2 | EMISSION_LIMIT_2_UNIT | EMISSION_LIMIT_2_AVGERAGE_TIME_CONDITION | STANDARAD_EMISSION_LIMIT | STANDARD_EMISSION_LIMIT_UNIT | STANDARD_LIMIT_AVERAGE_TIME_CONDITION | COST_EFFECTIVENESS | INCREMENTAL_COST_EFFECTIVENESS | Cost_Verified | DOLLAR_YEAR_USED_IN_COST_ESTIMATES | POLLUTANT_COMPLIANCE_NOTES | CONTROL_METHOD_DESCRIPTION | EMISSION_LIMIT_1 | EMISSION_LIMIT_1_UNIT | EMISSION_LIMIT_1_AVG_TIME_CONDITION | CASE-BY-CASE_BASIS | OTHER_ APPLICABLE_REQUIREMENTS | OTHER_FACTORS | PERCENT_EFFICIENCY | COMPLIANCE_VERIFIED | EMISSION_LIMIT_2 | EMISSION_LIMIT_2_UNIT | EMISSION_LIMIT_2_AVGERAGE_TIME_CONDITION | STANDARAD_EMISSION_LIMIT | STANDARD_EMISSION_LIMIT_UNIT | STANDARD_LIMIT_AVERAGE_TIME_CONDITION | COST_EFFECTIVENESS | INCREMENTAL_COST_EFFECTIVENESS | Cost_Verified | DOLLAR_YEAR_USED_IN_COST_ESTIMATES | POLLUTANT_COMPLIANCE_NOTES | CONTROL_METHOD_DESCRIPTION | EMISSION_LIMIT_1 | EMISSION_LIMIT_1_UNIT | EMISSION_LIMIT_1_AVG_TIME_CONDITION | CASE-BY-CASE_BASIS | OTHER_ APPLICABLE_REQUIREMENTS | OTHER_FACTORS | PERCENT_EFFICIENCY | COMPLIANCE_VERIFIED | EMISSION_LIMIT_2 | EMISSION_LIMIT_2_UNIT | EMISSION_LIMIT_2_AVGERAGE_TIME_CONDITION | STANDARAD_EMISSION_LIMIT | STANDARD_EMISSION_LIMIT_UNIT | STANDARD_LIMIT_AVERAGE_TIME_CONDITION | COST_EFFECTIVENESS | INCREMENTAL_COST_EFFECTIVENESS | Cost_Verified | DOLLAR_YEAR_USED_IN_COST_ESTIMATES | POLLUTANT_COMPLIANCE_NOTES | CONTROL_METHOD_DESCRIPTION | EMISSION_LIMIT_1 | EMISSION_LIMIT_1_UNIT | EMISSION_LIMIT_1_AVG_TIME_CONDITION | CASE-BY-CASE_BASIS | OTHER_ APPLICABLE_REQUIREMENTS | OTHER_FACTORS | PERCENT_EFFICIENCY | COMPLIANCE_VERIFIED | EMISSION_LIMIT_2 | EMISSION_LIMIT_2_UNIT | EMISSION_LIMIT_2_AVGERAGE_TIME_CONDITION | STANDARAD_EMISSION_LIMIT | STANDARD_EMISSION_LIMIT_UNIT | STANDARD_LIMIT_AVERAGE_TIME_CONDITION | COST_EFFECTIVENESS | INCREMENTAL_COST_EFFECTIVENESS | Cost_Verified | DOLLAR_YEAR_USED_IN_COST_ESTIMATES | POLLUTANT_COMPLIANCE_NOTES | CONTROL_METHOD_DESCRIPTION | EMISSION_LIMIT_1 | EMISSION_LIMIT_1_UNIT | EMISSION_LIMIT_1_AVG_TIME_CONDITION | CASE-BY-CASE_BASIS | OTHER_ APPLICABLE_REQUIREMENTS | OTHER_FACTORS | PERCENT_EFFICIENCY | COMPLIANCE_VERIFIED | EMISSION_LIMIT_2 | EMISSION_LIMIT_2_UNIT | EMISSION_LIMIT_2_AVGERAGE_TIME_CONDITION | STANDARAD_EMISSION_LIMIT | STANDARD_EMISSION_LIMIT_UNIT | STANDARD_LIMIT_AVERAGE_TIME_CONDITION | COST_EFFECTIVENESS | INCREMENTAL_COST_EFFECTIVENESS | Cost_Verified | DOLLAR_YEAR_USED_IN_COST_ESTIMATES | POLLUTANT_COMPLIANCE_NOTES | CONTROL_METHOD_DESCRIPTION | EMISSION_LIMIT_1 | EMISSION_LIMIT_1_UNIT | EMISSION_LIMIT_1_AVG_TIME_CONDITION | CASE-BY-CASE_BASIS | OTHER_ APPLICABLE_REQUIREMENTS | OTHER_FACTORS | PERCENT_EFFICIENCY | COMPLIANCE_VERIFIED | EMISSION_LIMIT_2 | EMISSION_LIMIT_2_UNIT | EMISSION_LIMIT_2_AVGERAGE_TIME_CONDITION | STANDARAD_EMISSION_LIMIT | STANDARD_EMISSION_LIMIT_UNIT | STANDARD_LIMIT_AVERAGE_TIME_CONDITION | COST_EFFECTIVENESS | INCREMENTAL_COST_EFFECTIVENESS | Cost_Verified | DOLLAR_YEAR_USED_IN_COST_ESTIMATES | POLLUTANT_COMPLIANCE_NOTES | CONTROL_METHOD_DESCRIPTION | EMISSION_LIMIT_1 | EMISSION_LIMIT_1_UNIT | EMISSION_LIMIT_1_AVG_TIME_CONDITION | CASE-BY-CASE_BASIS | OTHER_ APPLICABLE_REQUIREMENTS | OTHER_FACTORS | PERCENT_EFFICIENCY | COMPLIANCE_VERIFIED | EMISSION_LIMIT_2 | EMISSION_LIMIT_2_UNIT | EMISSION_LIMIT_2_AVGERAGE_TIME_CONDITION | STANDARAD_EMISSION_LIMIT | STANDARD_EMISSION_LIMIT_UNIT | STANDARD_LIMIT_AVERAGE_TIME_CONDITION | COST_EFFECTIVENESS | INCREMENTAL_COST_EFFECTIVENESS | Cost_Verified | DOLLAR_YEAR_USED_IN_COST_ESTIMATES | POLLUTANT_COMPLIANCE_NOTES | CONTROL_METHOD_DESCRIPTION | EMISSION_LIMIT_1 | EMISSION_LIMIT_1_UNIT | EMISSION_LIMIT_1_AVG_TIME_CONDITION | CASE-BY-CASE_BASIS | OTHER_ APPLICABLE_REQUIREMENTS | OTHER_FACTORS | PERCENT_EFFICIENCY | COMPLIANCE_VERIFIED | EMISSION_LIMIT_2 | EMISSION_LIMIT_2_UNIT | EMISSION_LIMIT_2_AVGERAGE_TIME_CONDITION | STANDARAD_EMISSION_LIMIT | STANDARD_EMISSION_LIMIT_UNIT | STANDARD_LIMIT_AVERAGE_TIME_CONDITION | COST_EFFECTIVENESS | INCREMENTAL_COST_EFFECTIVENESS | Cost_Verified | DOLLAR_YEAR_USED_IN_COST_ESTIMATES | POLLUTANT_COMPLIANCE_NOTES | CONTROL_METHOD_DESCRIPTION | EMISSION_LIMIT_1 | EMISSION_LIMIT_1_UNIT | EMISSION_LIMIT_1_AVG_TIME_CONDITION | CASE-BY-CASE_BASIS | OTHER_ APPLICABLE_REQUIREMENTS | OTHER_FACTORS | PERCENT_EFFICIENCY | COMPLIANCE_VERIFIED | EMISSION_LIMIT_2 | EMISSION_LIMIT_2_UNIT | EMISSION_LIMIT_2_AVGERAGE_TIME_CONDITION | STANDARAD_EMISSION_LIMIT | STANDARD_EMISSION_LIMIT_UNIT | STANDARD_LIMIT_AVERAGE_TIME_CONDITION | COST_EFFECTIVENESS | INCREMENTAL_COST_EFFECTIVENESS | Cost_Verified | DOLLAR_YEAR_USED_IN_COST_ESTIMATES | POLLUTANT_COMPLIANCE_NOTES | CONTROL_METHOD_DESCRIPTION | EMISSION_LIMIT_1 | EMISSION_LIMIT_1_UNIT | EMISSION_LIMIT_1_AVG_TIME_CONDITION | CASE-BY-CASE_BASIS | OTHER_ APPLICABLE_REQUIREMENTS | OTHER_FACTORS | PERCENT_EFFICIENCY | COMPLIANCE_VERIFIED | EMISSION_LIMIT_2 | EMISSION_LIMIT_2_UNIT | EMISSION_LIMIT_2_AVGERAGE_TIME_CONDITION | STANDARAD_EMISSION_LIMIT | STANDARD_EMISSION_LIMIT_UNIT | STANDARD_LIMIT_AVERAGE_TIME_CONDITION | COST_EFFECTIVENESS | INCREMENTAL_COST_EFFECTIVENESS | Cost_Verified | DOLLAR_YEAR_USED_IN_COST_ESTIMATES | POLLUTANT_COMPLIANCE_NOTES | CONTROL_METHOD_DESCRIPTION | EMISSION_LIMIT_1 | EMISSION_LIMIT_1_UNIT | EMISSION_LIMIT_1_AVG_TIME_CONDITION | CASE-BY-CASE_BASIS | OTHER_ APPLICABLE_REQUIREMENTS | OTHER_FACTORS | PERCENT_EFFICIENCY | COMPLIANCE_VERIFIED | EMISSION_LIMIT_2 | EMISSION_LIMIT_2_UNIT | EMISSION_LIMIT_2_AVGERAGE_TIME_CONDITION | STANDARAD_EMISSION_LIMIT | STANDARD_EMISSION_LIMIT_UNIT | STANDARD_LIMIT_AVERAGE_TIME_CONDITION | COST_EFFECTIVENESS | INCREMENTAL_COST_EFFECTIVENESS | Cost_Verified | DOLLAR_YEAR_USED_IN_COST_ESTIMATES | POLLUTANT_COMPLIANCE_NOTES | CONTROL_METHOD_DESCRIPTION | EMISSION_LIMIT_1 | EMISSION_LIMIT_1_UNIT | EMISSION_LIMIT_1_AVG_TIME_CONDITION | CASE-BY-CASE_BASIS | OTHER_ APPLICABLE_REQUIREMENTS | OTHER_FACTORS | PERCENT_EFFICIENCY | COMPLIANCE_VERIFIED | EMISSION_LIMIT_2 | EMISSION_LIMIT_2_UNIT | EMISSION_LIMIT_2_AVGERAGE_TIME_CONDITION | STANDARAD_EMISSION_LIMIT | STANDARD_EMISSION_LIMIT_UNIT | STANDARD_LIMIT_AVERAGE_TIME_CONDITION | COST_EFFECTIVENESS | INCREMENTAL_COST_EFFECTIVENESS | Cost_Verified | DOLLAR_YEAR_USED_IN_COST_ESTIMATES | POLLUTANT_COMPLIANCE_NOTES | CONTROL_METHOD_DESCRIPTION | EMISSION_LIMIT_1 | EMISSION_LIMIT_1_UNIT | EMISSION_LIMIT_1_AVG_TIME_CONDITION | CASE-BY-CASE_BASIS | OTHER_ APPLICABLE_REQUIREMENTS | OTHER_FACTORS | PERCENT_EFFICIENCY | COMPLIANCE_VERIFIED | EMISSION_LIMIT_2 | EMISSION_LIMIT_2_UNIT | EMISSION_LIMIT_2_AVGERAGE_TIME_CONDITION | STANDARAD_EMISSION_LIMIT | STANDARD_EMISSION_LIMIT_UNIT | STANDARD_LIMIT_AVERAGE_TIME_CONDITION | COST_EFFECTIVENESS | INCREMENTAL_COST_EFFECTIVENESS | Cost_Verified | DOLLAR_YEAR_USED_IN_COST_ESTIMATES | POLLUTANT_COMPLIANCE_NOTES | CONTROL_METHOD_DESCRIPTION | EMISSION_LIMIT_1 | EMISSION_LIMIT_1_UNIT | EMISSION_LIMIT_1_AVG_TIME_CONDITION | CASE-BY-CASE_BASIS | OTHER_ APPLICABLE_REQUIREMENTS | OTHER_FACTORS | PERCENT_EFFICIENCY | COMPLIANCE_VERIFIED | EMISSION_LIMIT_2 | EMISSION_LIMIT_2_UNIT | EMISSION_LIMIT_2_AVGERAGE_TIME_CONDITION | STANDARAD_EMISSION_LIMIT | STANDARD_EMISSION_LIMIT_UNIT | STANDARD_LIMIT_AVERAGE_TIME_CONDITION | COST_EFFECTIVENESS | INCREMENTAL_COST_EFFECTIVENESS | Cost_Verified | DOLLAR_YEAR_USED_IN_COST_ESTIMATES | POLLUTANT_COMPLIANCE_NOTES | CONTROL_METHOD_DESCRIPTION | EMISSION_LIMIT_1 | EMISSION_LIMIT_1_UNIT | EMISSION_LIMIT_1_AVG_TIME_CONDITION | CASE-BY-CASE_BASIS | OTHER_ APPLICABLE_REQUIREMENTS | OTHER_FACTORS | PERCENT_EFFICIENCY | COMPLIANCE_VERIFIED | EMISSION_LIMIT_2 | EMISSION_LIMIT_2_UNIT | EMISSION_LIMIT_2_AVGERAGE_TIME_CONDITION | STANDARAD_EMISSION_LIMIT | STANDARD_EMISSION_LIMIT_UNIT | STANDARD_LIMIT_AVERAGE_TIME_CONDITION | COST_EFFECTIVENESS | INCREMENTAL_COST_EFFECTIVENESS | Cost_Verified | DOLLAR_YEAR_USED_IN_COST_ESTIMATES | POLLUTANT_COMPLIANCE_NOTES | CONTROL_METHOD_DESCRIPTION | EMISSION_LIMIT_1 | EMISSION_LIMIT_1_UNIT | EMISSION_LIMIT_1_AVG_TIME_CONDITION | CASE-BY-CASE_BASIS | OTHER_ APPLICABLE_REQUIREMENTS | OTHER_FACTORS | PERCENT_EFFICIENCY | COMPLIANCE_VERIFIED | EMISSION_LIMIT_2 | EMISSION_LIMIT_2_UNIT | EMISSION_LIMIT_2_AVGERAGE_TIME_CONDITION | STANDARAD_EMISSION_LIMIT | STANDARD_EMISSION_LIMIT_UNIT | STANDARD_LIMIT_AVERAGE_TIME_CONDITION | COST_EFFECTIVENESS | INCREMENTAL_COST_EFFECTIVENESS | Cost_Verified | DOLLAR_YEAR_USED_IN_COST_ESTIMATES | POLLUTANT_COMPLIANCE_NOTES | CONTROL_METHOD_DESCRIPTION | EMISSION_LIMIT_1 | EMISSION_LIMIT_1_UNIT | EMISSION_LIMIT_1_AVG_TIME_CONDITION | CASE-BY-CASE_BASIS | OTHER_ APPLICABLE_REQUIREMENTS | OTHER_FACTORS | PERCENT_EFFICIENCY | COMPLIANCE_VERIFIED | EMISSION_LIMIT_2 | EMISSION_LIMIT_2_UNIT | EMISSION_LIMIT_2_AVGERAGE_TIME_CONDITION | STANDARAD_EMISSION_LIMIT | STANDARD_EMISSION_LIMIT_UNIT | STANDARD_LIMIT_AVERAGE_TIME_CONDITION | COST_EFFECTIVENESS | INCREMENTAL_COST_EFFECTIVENESS | Cost_Verified | DOLLAR_YEAR_USED_IN_COST_ESTIMATES | POLLUTANT_COMPLIANCE_NOTES | CONTROL_METHOD_DESCRIPTION | EMISSION_LIMIT_1 | EMISSION_LIMIT_1_UNIT | EMISSION_LIMIT_1_AVG_TIME_CONDITION | CASE-BY-CASE_BASIS | OTHER_ APPLICABLE_REQUIREMENTS | OTHER_FACTORS | PERCENT_EFFICIENCY | COMPLIANCE_VERIFIED | EMISSION_LIMIT_2 | EMISSION_LIMIT_2_UNIT | EMISSION_LIMIT_2_AVGERAGE_TIME_CONDITION | STANDARAD_EMISSION_LIMIT | STANDARD_EMISSION_LIMIT_UNIT | STANDARD_LIMIT_AVERAGE_TIME_CONDITION | COST_EFFECTIVENESS | INCREMENTAL_COST_EFFECTIVENESS | Cost_Verified | DOLLAR_YEAR_USED_IN_COST_ESTIMATES | POLLUTANT_COMPLIANCE_NOTES | CONTROL_METHOD_DESCRIPTION | EMISSION_LIMIT_1 | EMISSION_LIMIT_1_UNIT | EMISSION_LIMIT_1_AVG_TIME_CONDITION | CASE-BY-CASE_BASIS | OTHER_ APPLICABLE_REQUIREMENTS | OTHER_FACTORS | PERCENT_EFFICIENCY | COMPLIANCE_VERIFIED | EMISSION_LIMIT_2 | EMISSION_LIMIT_2_UNIT | EMISSION_LIMIT_2_AVGERAGE_TIME_CONDITION | STANDARAD_EMISSION_LIMIT | STANDARD_EMISSION_LIMIT_UNIT | STANDARD_LIMIT_AVERAGE_TIME_CONDITION | COST_EFFECTIVENESS | INCREMENTAL_COST_EFFECTIVENESS | Cost_Verified | DOLLAR_YEAR_USED_IN_COST_ESTIMATES | POLLUTANT_COMPLIANCE_NOTES | CONTROL_METHOD_DESCRIPTION | EMISSION_LIMIT_1 | EMISSION_LIMIT_1_UNIT | EMISSION_LIMIT_1_AVG_TIME_CONDITION | CASE-BY-CASE_BASIS | OTHER_ APPLICABLE_REQUIREMENTS | OTHER_FACTORS | PERCENT_EFFICIENCY | COMPLIANCE_VERIFIED | EMISSION_LIMIT_2 | EMISSION_LIMIT_2_UNIT | EMISSION_LIMIT_2_AVGERAGE_TIME_CONDITION | STANDARAD_EMISSION_LIMIT | STANDARD_EMISSION_LIMIT_UNIT | STANDARD_LIMIT_AVERAGE_TIME_CONDITION | COST_EFFECTIVENESS | INCREMENTAL_COST_EFFECTIVENESS | Cost_Verified | DOLLAR_YEAR_USED_IN_COST_ESTIMATES | POLLUTANT_COMPLIANCE_NOTES | CONTROL_METHOD_DESCRIPTION | EMISSION_LIMIT_1 | EMISSION_LIMIT_1_UNIT | EMISSION_LIMIT_1_AVG_TIME_CONDITION | CASE-BY-CASE_BASIS | OTHER_ APPLICABLE_REQUIREMENTS | OTHER_FACTORS | PERCENT_EFFICIENCY | COMPLIANCE_VERIFIED | EMISSION_LIMIT_2 | EMISSION_LIMIT_2_UNIT | EMISSION_LIMIT_2_AVGERAGE_TIME_CONDITION | STANDARAD_EMISSION_LIMIT | STANDARD_EMISSION_LIMIT_UNIT | STANDARD_LIMIT_AVERAGE_TIME_CONDITION | COST_EFFECTIVENESS | INCREMENTAL_COST_EFFECTIVENESS | Cost_Verified | DOLLAR_YEAR_USED_IN_COST_ESTIMATES | POLLUTANT_COMPLIANCE_NOTES | CONTROL_METHOD_DESCRIPTION | EMISSION_LIMIT_1 | EMISSION_LIMIT_1_UNIT | EMISSION_LIMIT_1_AVG_TIME_CONDITION | CASE-BY-CASE_BASIS | OTHER_ APPLICABLE_REQUIREMENTS | OTHER_FACTORS | PERCENT_EFFICIENCY | COMPLIANCE_VERIFIED | EMISSION_LIMIT_2 | EMISSION_LIMIT_2_UNIT | EMISSION_LIMIT_2_AVGERAGE_TIME_CONDITION | STANDARAD_EMISSION_LIMIT | STANDARD_EMISSION_LIMIT_UNIT | STANDARD_LIMIT_AVERAGE_TIME_CONDITION | COST_EFFECTIVENESS | INCREMENTAL_COST_EFFECTIVENESS | Cost_Verified | DOLLAR_YEAR_USED_IN_COST_ESTIMATES | POLLUTANT_COMPLIANCE_NOTES | CONTROL_METHOD_DESCRIPTION | EMISSION_LIMIT_1 | EMISSION_LIMIT_1_UNIT | EMISSION_LIMIT_1_AVG_TIME_CONDITION | CASE-BY-CASE_BASIS | OTHER_ APPLICABLE_REQUIREMENTS | OTHER_FACTORS | PERCENT_EFFICIENCY | COMPLIANCE_VERIFIED | EMISSION_LIMIT_2 | EMISSION_LIMIT_2_UNIT | EMISSION_LIMIT_2_AVGERAGE_TIME_CONDITION | STANDARAD_EMISSION_LIMIT | STANDARD_EMISSION_LIMIT_UNIT | STANDARD_LIMIT_AVERAGE_TIME_CONDITION | COST_EFFECTIVENESS | INCREMENTAL_COST_EFFECTIVENESS | Cost_Verified | DOLLAR_YEAR_USED_IN_COST_ESTIMATES | POLLUTANT_COMPLIANCE_NOTES | CONTROL_METHOD_DESCRIPTION | EMISSION_LIMIT_1 | EMISSION_LIMIT_1_UNIT | EMISSION_LIMIT_1_AVG_TIME_CONDITION | CASE-BY-CASE_BASIS | OTHER_ APPLICABLE_REQUIREMENTS | OTHER_FACTORS | PERCENT_EFFICIENCY | COMPLIANCE_VERIFIED | EMISSION_LIMIT_2 | EMISSION_LIMIT_2_UNIT | EMISSION_LIMIT_2_AVGERAGE_TIME_CONDITION | STANDARAD_EMISSION_LIMIT | STANDARD_EMISSION_LIMIT_UNIT | STANDARD_LIMIT_AVERAGE_TIME_CONDITION | COST_EFFECTIVENESS | INCREMENTAL_COST_EFFECTIVENESS | Cost_Verified | DOLLAR_YEAR_USED_IN_COST_ESTIMATES | POLLUTANT_COMPLIANCE_NOTES | CONTROL_METHOD_DESCRIPTION | EMISSION_LIMIT_1 | EMISSION_LIMIT_1_UNIT | EMISSION_LIMIT_1_AVG_TIME_CONDITION | CASE-BY-CASE_BASIS | OTHER_ APPLICABLE_REQUIREMENTS | OTHER_FACTORS | PERCENT_EFFICIENCY | COMPLIANCE_VERIFIED | EMISSION_LIMIT_2 | EMISSION_LIMIT_2_UNIT | EMISSION_LIMIT_2_AVGERAGE_TIME_CONDITION | STANDARAD_EMISSION_LIMIT | STANDARD_EMISSION_LIMIT_UNIT | STANDARD_LIMIT_AVERAGE_TIME_CONDITION | COST_EFFECTIVENESS | INCREMENTAL_COST_EFFECTIVENESS | Cost_Verified | DOLLAR_YEAR_USED_IN_COST_ESTIMATES | POLLUTANT_COMPLIANCE_NOTES | CONTROL_METHOD_DESCRIPTION | EMISSION_LIMIT_1 | EMISSION_LIMIT_1_UNIT | EMISSION_LIMIT_1_AVG_TIME_CONDITION | CASE-BY-CASE_BASIS | OTHER_ APPLICABLE_REQUIREMENTS | OTHER_FACTORS | PERCENT_EFFICIENCY | COMPLIANCE_VERIFIED | EMISSION_LIMIT_2 | EMISSION_LIMIT_2_UNIT | EMISSION_LIMIT_2_AVGERAGE_TIME_CONDITION | STANDARAD_EMISSION_LIMIT | STANDARD_EMISSION_LIMIT_UNIT | STANDARD_LIMIT_AVERAGE_TIME_CONDITION | COST_EFFECTIVENESS | INCREMENTAL_COST_EFFECTIVENESS | Cost_Verified | DOLLAR_YEAR_USED_IN_COST_ESTIMATES | POLLUTANT_COMPLIANCE_NOTES | CONTROL_METHOD_DESCRIPTION | EMISSION_LIMIT_1 | EMISSION_LIMIT_1_UNIT | EMISSION_LIMIT_1_AVG_TIME_CONDITION | CASE-BY-CASE_BASIS | OTHER_ APPLICABLE_REQUIREMENTS | OTHER_FACTORS | PERCENT_EFFICIENCY | COMPLIANCE_VERIFIED | EMISSION_LIMIT_2 | EMISSION_LIMIT_2_UNIT | EMISSION_LIMIT_2_AVGERAGE_TIME_CONDITION | STANDARAD_EMISSION_LIMIT | STANDARD_EMISSION_LIMIT_UNIT | STANDARD_LIMIT_AVERAGE_TIME_CONDITION | COST_EFFECTIVENESS | INCREMENTAL_COST_EFFECTIVENESS | Cost_Verified | DOLLAR_YEAR_USED_IN_COST_ESTIMATES | POLLUTANT_COMPLIANCE_NOTES | CONTROL_METHOD_DESCRIPTION | EMISSION_LIMIT_1 | EMISSION_LIMIT_1_UNIT | EMISSION_LIMIT_1_AVG_TIME_CONDITION | CASE-BY-CASE_BASIS | OTHER_ APPLICABLE_REQUIREMENTS | OTHER_FACTORS | PERCENT_EFFICIENCY | COMPLIANCE_VERIFIED | EMISSION_LIMIT_2 | EMISSION_LIMIT_2_UNIT | EMISSION_LIMIT_2_AVGERAGE_TIME_CONDITION | STANDARAD_EMISSION_LIMIT | STANDARD_EMISSION_LIMIT_UNIT | STANDARD_LIMIT_AVERAGE_TIME_CONDITION | COST_EFFECTIVENESS | INCREMENTAL_COST_EFFECTIVENESS | Cost_Verified | DOLLAR_YEAR_USED_IN_COST_ESTIMATES | POLLUTANT_COMPLIANCE_NOTES | CONTROL_METHOD_DESCRIPTION | EMISSION_LIMIT_1 | EMISSION_LIMIT_1_UNIT | EMISSION_LIMIT_1_AVG_TIME_CONDITION | CASE-BY-CASE_BASIS | OTHER_ APPLICABLE_REQUIREMENTS | OTHER_FACTORS | PERCENT_EFFICIENCY | COMPLIANCE_VERIFIED | EMISSION_LIMIT_2 | EMISSION_LIMIT_2_UNIT | EMISSION_LIMIT_2_AVGERAGE_TIME_CONDITION | STANDARAD_EMISSION_LIMIT | STANDARD_EMISSION_LIMIT_UNIT | STANDARD_LIMIT_AVERAGE_TIME_CONDITION | COST_EFFECTIVENESS | INCREMENTAL_COST_EFFECTIVENESS | Cost_Verified | DOLLAR_YEAR_USED_IN_COST_ESTIMATES | POLLUTANT_COMPLIANCE_NOTES | CONTROL_METHOD_DESCRIPTION | EMISSION_LIMIT_1 | EMISSION_LIMIT_1_UNIT | EMISSION_LIMIT_1_AVG_TIME_CONDITION | CASE-BY-CASE_BASIS | OTHER_ APPLICABLE_REQUIREMENTS | OTHER_FACTORS | PERCENT_EFFICIENCY | COMPLIANCE_VERIFIED | EMISSION_LIMIT_2 | EMISSION_LIMIT_2_UNIT | EMISSION_LIMIT_2_AVGERAGE_TIME_CONDITION | STANDARAD_EMISSION_LIMIT | STANDARD_EMISSION_LIMIT_UNIT | STANDARD_LIMIT_AVERAGE_TIME_CONDITION | COST_EFFECTIVENESS | INCREMENTAL_COST_EFFECTIVENESS | Cost_Verified | DOLLAR_YEAR_USED_IN_COST_ESTIMATES | POLLUTANT_COMPLIANCE_NOTES | CONTROL_METHOD_DESCRIPTION | EMISSION_LIMIT_1 | EMISSION_LIMIT_1_UNIT | EMISSION_LIMIT_1_AVG_TIME_CONDITION | CASE-BY-CASE_BASIS | OTHER_ APPLICABLE_REQUIREMENTS | OTHER_FACTORS | PERCENT_EFFICIENCY | COMPLIANCE_VERIFIED | EMISSION_LIMIT_2 | EMISSION_LIMIT_2_UNIT | EMISSION_LIMIT_2_AVGERAGE_TIME_CONDITION | STANDARAD_EMISSION_LIMIT | STANDARD_EMISSION_LIMIT_UNIT | STANDARD_LIMIT_AVERAGE_TIME_CONDITION | COST_EFFECTIVENESS | INCREMENTAL_COST_EFFECTIVENESS | Cost_Verified | DOLLAR_YEAR_USED_IN_COST_ESTIMATES | POLLUTANT_COMPLIANCE_NOTES | CONTROL_METHOD_DESCRIPTION | EMISSION_LIMIT_1 | EMISSION_LIMIT_1_UNIT | EMISSION_LIMIT_1_AVG_TIME_CONDITION | CASE-BY-CASE_BASIS | OTHER_ APPLICABLE_REQUIREMENTS | OTHER_FACTORS | PERCENT_EFFICIENCY | COMPLIANCE_VERIFIED | EMISSION_LIMIT_2 | EMISSION_LIMIT_2_UNIT | EMISSION_LIMIT_2_AVGERAGE_TIME_CONDITION | STANDARAD_EMISSION_LIMIT | STANDARD_EMISSION_LIMIT_UNIT | STANDARD_LIMIT_AVERAGE_TIME_CONDITION | COST_EFFECTIVENESS | INCREMENTAL_COST_EFFECTIVENESS | Cost_Verified | DOLLAR_YEAR_USED_IN_COST_ESTIMATES | POLLUTANT_COMPLIANCE_NOTES | CONTROL_METHOD_DESCRIPTION | EMISSION_LIMIT_1 | EMISSION_LIMIT_1_UNIT | EMISSION_LIMIT_1_AVG_TIME_CONDITION | CASE-BY-CASE_BASIS | OTHER_ APPLICABLE_REQUIREMENTS | OTHER_FACTORS | PERCENT_EFFICIENCY | COMPLIANCE_VERIFIED | EMISSION_LIMIT_2 | EMISSION_LIMIT_2_UNIT | EMISSION_LIMIT_2_AVGERAGE_TIME_CONDITION | STANDARAD_EMISSION_LIMIT | STANDARD_EMISSION_LIMIT_UNIT | STANDARD_LIMIT_AVERAGE_TIME_CONDITION | COST_EFFECTIVENESS | INCREMENTAL_COST_EFFECTIVENESS | Cost_Verified | DOLLAR_YEAR_USED_IN_COST_ESTIMATES | POLLUTANT_COMPLIANCE_NOTES | CONTROL_METHOD_DESCRIPTION | EMISSION_LIMIT_1 | EMISSION_LIMIT_1_UNIT | EMISSION_LIMIT_1_AVG_TIME_CONDITION | CASE-BY-CASE_BASIS | OTHER_ APPLICABLE_REQUIREMENTS | OTHER_FACTORS | PERCENT_EFFICIENCY | COMPLIANCE_VERIFIED | EMISSION_LIMIT_2 | EMISSION_LIMIT_2_UNIT | EMISSION_LIMIT_2_AVGERAGE_TIME_CONDITION | STANDARAD_EMISSION_LIMIT | STANDARD_EMISSION_LIMIT_UNIT | STANDARD_LIMIT_AVERAGE_TIME_CONDITION | COST_EFFECTIVENESS | INCREMENTAL_COST_EFFECTIVENESS | Cost_Verified | DOLLAR_YEAR_USED_IN_COST_ESTIMATES | POLLUTANT_COMPLIANCE_NOTES | CONTROL_METHOD_DESCRIPTION | EMISSION_LIMIT_1 | EMISSION_LIMIT_1_UNIT | EMISSION_LIMIT_1_AVG_TIME_CONDITION | CASE-BY-CASE_BASIS | OTHER_ APPLICABLE_REQUIREMENTS | OTHER_FACTORS | PERCENT_EFFICIENCY | COMPLIANCE_VERIFIED | EMISSION_LIMIT_2 | EMISSION_LIMIT_2_UNIT | EMISSION_LIMIT_2_AVGERAGE_TIME_CONDITION | STANDARAD_EMISSION_LIMIT | STANDARD_EMISSION_LIMIT_UNIT | STANDARD_LIMIT_AVERAGE_TIME_CONDITION | COST_EFFECTIVENESS | INCREMENTAL_COST_EFFECTIVENESS | Cost_Verified | DOLLAR_YEAR_USED_IN_COST_ESTIMATES | POLLUTANT_COMPLIANCE_NOTES | CONTROL_METHOD_DESCRIPTION | EMISSION_LIMIT_1 | EMISSION_LIMIT_1_UNIT | EMISSION_LIMIT_1_AVG_TIME_CONDITION | CASE-BY-CASE_BASIS | OTHER_ APPLICABLE_REQUIREMENTS | OTHER_FACTORS | PERCENT_EFFICIENCY | COMPLIANCE_VERIFIED | EMISSION_LIMIT_2 | EMISSION_LIMIT_2_UNIT | EMISSION_LIMIT_2_AVGERAGE_TIME_CONDITION | STANDARAD_EMISSION_LIMIT | STANDARD_EMISSION_LIMIT_UNIT | STANDARD_LIMIT_AVERAGE_TIME_CONDITION | COST_EFFECTIVENESS | INCREMENTAL_COST_EFFECTIVENESS | Cost_Verified | DOLLAR_YEAR_USED_IN_COST_ESTIMATES | POLLUTANT_COMPLIANCE_NOTES | CONTROL_METHOD_DESCRIPTION | EMISSION_LIMIT_1 | EMISSION_LIMIT_1_UNIT | EMISSION_LIMIT_1_AVG_TIME_CONDITION | CASE-BY-CASE_BASIS | OTHER_ APPLICABLE_REQUIREMENTS | OTHER_FACTORS | PERCENT_EFFICIENCY | COMPLIANCE_VERIFIED | EMISSION_LIMIT_2 | EMISSION_LIMIT_2_UNIT | EMISSION_LIMIT_2_AVGERAGE_TIME_CONDITION | STANDARAD_EMISSION_LIMIT | STANDARD_EMISSION_LIMIT_UNIT | STANDARD_LIMIT_AVERAGE_TIME_CONDITION | COST_EFFECTIVENESS | INCREMENTAL_COST_EFFECTIVENESS | Cost_Verified | DOLLAR_YEAR_USED_IN_COST_ESTIMATES | POLLUTANT_COMPLIANCE_NOTES | CONTROL_METHOD_DESCRIPTION | EMISSION_LIMIT_1 | EMISSION_LIMIT_1_UNIT | EMISSION_LIMIT_1_AVG_TIME_CONDITION | CASE-BY-CASE_BASIS | OTHER_ APPLICABLE_REQUIREMENTS | OTHER_FACTORS | PERCENT_EFFICIENCY | COMPLIANCE_VERIFIED | EMISSION_LIMIT_2 | EMISSION_LIMIT_2_UNIT | EMISSION_LIMIT_2_AVGERAGE_TIME_CONDITION | STANDARAD_EMISSION_LIMIT | STANDARD_EMISSION_LIMIT_UNIT | STANDARD_LIMIT_AVERAGE_TIME_CONDITION | COST_EFFECTIVENESS | INCREMENTAL_COST_EFFECTIVENESS | Cost_Verified | DOLLAR_YEAR_USED_IN_COST_ESTIMATES | POLLUTANT_COMPLIANCE_NOTES | CONTROL_METHOD_DESCRIPTION | EMISSION_LIMIT_1 | EMISSION_LIMIT_1_UNIT | EMISSION_LIMIT_1_AVG_TIME_CONDITION | CASE-BY-CASE_BASIS | OTHER_ APPLICABLE_REQUIREMENTS | OTHER_FACTORS | PERCENT_EFFICIENCY | COMPLIANCE_VERIFIED | EMISSION_LIMIT_2 | EMISSION_LIMIT_2_UNIT | EMISSION_LIMIT_2_AVGERAGE_TIME_CONDITION | STANDARAD_EMISSION_LIMIT | STANDARD_EMISSION_LIMIT_UNIT | STANDARD_LIMIT_AVERAGE_TIME_CONDITION | COST_EFFECTIVENESS | INCREMENTAL_COST_EFFECTIVENESS | Cost_Verified | DOLLAR_YEAR_USED_IN_COST_ESTIMATES | POLLUTANT_COMPLIANCE_NOTES | CONTROL_METHOD_DESCRIPTION | EMISSION_LIMIT_1 | EMISSION_LIMIT_1_UNIT | EMISSION_LIMIT_1_AVG_TIME_CONDITION | CASE-BY-CASE_BASIS | OTHER_ APPLICABLE_REQUIREMENTS | OTHER_FACTORS | PERCENT_EFFICIENCY | COMPLIANCE_VERIFIED | EMISSION_LIMIT_2 | EMISSION_LIMIT_2_UNIT | EMISSION_LIMIT_2_AVGERAGE_TIME_CONDITION | STANDARAD_EMISSION_LIMIT | STANDARD_EMISSION_LIMIT_UNIT | STANDARD_LIMIT_AVERAGE_TIME_CONDITION | COST_EFFECTIVENESS | INCREMENTAL_COST_EFFECTIVENESS | Cost_Verified | DOLLAR_YEAR_USED_IN_COST_ESTIMATES | POLLUTANT_COMPLIANCE_NOTES | CONTROL_METHOD_DESCRIPTION | EMISSION_LIMIT_1 | EMISSION_LIMIT_1_UNIT | EMISSION_LIMIT_1_AVG_TIME_CONDITION | CASE-BY-CASE_BASIS | OTHER_ APPLICABLE_REQUIREMENTS | OTHER_FACTORS | PERCENT_EFFICIENCY | COMPLIANCE_VERIFIED | EMISSION_LIMIT_2 | EMISSION_LIMIT_2_UNIT | EMISSION_LIMIT_2_AVGERAGE_TIME_CONDITION | STANDARAD_EMISSION_LIMIT | STANDARD_EMISSION_LIMIT_UNIT | STANDARD_LIMIT_AVERAGE_TIME_CONDITION | COST_EFFECTIVENESS | INCREMENTAL_COST_EFFECTIVENESS | Cost_Verified | DOLLAR_YEAR_USED_IN_COST_ESTIMATES | POLLUTANT_COMPLIANCE_NOTES | CONTROL_METHOD_DESCRIPTION | EMISSION_LIMIT_1 | EMISSION_LIMIT_1_UNIT | EMISSION_LIMIT_1_AVG_TIME_CONDITION | CASE-BY-CASE_BASIS | OTHER_ APPLICABLE_REQUIREMENTS | OTHER_FACTORS | PERCENT_EFFICIENCY | COMPLIANCE_VERIFIED | EMISSION_LIMIT_2 | EMISSION_LIMIT_2_UNIT | EMISSION_LIMIT_2_AVGERAGE_TIME_CONDITION | STANDARAD_EMISSION_LIMIT | STANDARD_EMISSION_LIMIT_UNIT | STANDARD_LIMIT_AVERAGE_TIME_CONDITION | COST_EFFECTIVENESS | INCREMENTAL_COST_EFFECTIVENESS | Cost_Verified | DOLLAR_YEAR_USED_IN_COST_ESTIMATES | POLLUTANT_COMPLIANCE_NOTES | CONTROL_METHOD_DESCRIPTION | EMISSION_LIMIT_1 | EMISSION_LIMIT_1_UNIT | EMISSION_LIMIT_1_AVG_TIME_CONDITION | CASE-BY-CASE_BASIS | OTHER_ APPLICABLE_REQUIREMENTS | OTHER_FACTORS | PERCENT_EFFICIENCY | COMPLIANCE_VERIFIED | EMISSION_LIMIT_2 | EMISSION_LIMIT_2_UNIT | EMISSION_LIMIT_2_AVGERAGE_TIME_CONDITION | STANDARAD_EMISSION_LIMIT | STANDARD_EMISSION_LIMIT_UNIT | STANDARD_LIMIT_AVERAGE_TIME_CONDITION | COST_EFFECTIVENESS | INCREMENTAL_COST_EFFECTIVENESS | Cost_Verified | DOLLAR_YEAR_USED_IN_COST_ESTIMATES | POLLUTANT_COMPLIANCE_NOTES | CONTROL_METHOD_DESCRIPTION | EMISSION_LIMIT_1 | EMISSION_LIMIT_1_UNIT | EMISSION_LIMIT_1_AVG_TIME_CONDITION | CASE-BY-CASE_BASIS | OTHER_ APPLICABLE_REQUIREMENTS | OTHER_FACTORS | PERCENT_EFFICIENCY | COMPLIANCE_VERIFIED | EMISSION_LIMIT_2 | EMISSION_LIMIT_2_UNIT | EMISSION_LIMIT_2_AVGERAGE_TIME_CONDITION | STANDARAD_EMISSION_LIMIT | STANDARD_EMISSION_LIMIT_UNIT | STANDARD_LIMIT_AVERAGE_TIME_CONDITION | COST_EFFECTIVENESS | INCREMENTAL_COST_EFFECTIVENESS | Cost_Verified | DOLLAR_YEAR_USED_IN_COST_ESTIMATES | POLLUTANT_COMPLIANCE_NOTES | CONTROL_METHOD_DESCRIPTION | EMISSION_LIMIT_1 | EMISSION_LIMIT_1_UNIT | EMISSION_LIMIT_1_AVG_TIME_CONDITION | CASE-BY-CASE_BASIS | OTHER_ APPLICABLE_REQUIREMENTS | OTHER_FACTORS | PERCENT_EFFICIENCY | COMPLIANCE_VERIFIED | EMISSION_LIMIT_2 | EMISSION_LIMIT_2_UNIT | EMISSION_LIMIT_2_AVGERAGE_TIME_CONDITION | STANDARAD_EMISSION_LIMIT | STANDARD_EMISSION_LIMIT_UNIT | STANDARD_LIMIT_AVERAGE_TIME_CONDITION | COST_EFFECTIVENESS | INCREMENTAL_COST_EFFECTIVENESS | Cost_Verified | DOLLAR_YEAR_USED_IN_COST_ESTIMATES | POLLUTANT_COMPLIANCE_NOTES | CONTROL_METHOD_DESCRIPTION | EMISSION_LIMIT_1 | EMISSION_LIMIT_1_UNIT | EMISSION_LIMIT_1_AVG_TIME_CONDITION | CASE-BY-CASE_BASIS | OTHER_ APPLICABLE_REQUIREMENTS | OTHER_FACTORS | PERCENT_EFFICIENCY | COMPLIANCE_VERIFIED | EMISSION_LIMIT_2 | EMISSION_LIMIT_2_UNIT | EMISSION_LIMIT_2_AVGERAGE_TIME_CONDITION | STANDARAD_EMISSION_LIMIT | STANDARD_EMISSION_LIMIT_UNIT | STANDARD_LIMIT_AVERAGE_TIME_CONDITION | COST_EFFECTIVENESS | INCREMENTAL_COST_EFFECTIVENESS | Cost_Verified | DOLLAR_YEAR_USED_IN_COST_ESTIMATES | POLLUTANT_COMPLIANCE_NOTES | CONTROL_METHOD_DESCRIPTION | EMISSION_LIMIT_1 | EMISSION_LIMIT_1_UNIT | EMISSION_LIMIT_1_AVG_TIME_CONDITION | CASE-BY-CASE_BASIS | OTHER_ APPLICABLE_REQUIREMENTS | OTHER_FACTORS | PERCENT_EFFICIENCY | COMPLIANCE_VERIFIED | EMISSION_LIMIT_2 | EMISSION_LIMIT_2_UNIT | EMISSION_LIMIT_2_AVGERAGE_TIME_CONDITION | STANDARAD_EMISSION_LIMIT | STANDARD_EMISSION_LIMIT_UNIT | STANDARD_LIMIT_AVERAGE_TIME_CONDITION | COST_EFFECTIVENESS | INCREMENTAL_COST_EFFECTIVENESS | Cost_Verified | DOLLAR_YEAR_USED_IN_COST_ESTIMATES | POLLUTANT_COMPLIANCE_NOTES | CONTROL_METHOD_DESCRIPTION | EMISSION_LIMIT_1 | EMISSION_LIMIT_1_UNIT | EMISSION_LIMIT_1_AVG_TIME_CONDITION | CASE-BY-CASE_BASIS | OTHER_ APPLICABLE_REQUIREMENTS | OTHER_FACTORS | PERCENT_EFFICIENCY | COMPLIANCE_VERIFIED | EMISSION_LIMIT_2 | EMISSION_LIMIT_2_UNIT | EMISSION_LIMIT_2_AVGERAGE_TIME_CONDITION | STANDARAD_EMISSION_LIMIT | STANDARD_EMISSION_LIMIT_UNIT | STANDARD_LIMIT_AVERAGE_TIME_CONDITION | COST_EFFECTIVENESS | INCREMENTAL_COST_EFFECTIVENESS | Cost_Verified | DOLLAR_YEAR_USED_IN_COST_ESTIMATES | POLLUTANT_COMPLIANCE_NOTES | CONTROL_METHOD_DESCRIPTION | EMISSION_LIMIT_1 | EMISSION_LIMIT_1_UNIT | EMISSION_LIMIT_1_AVG_TIME_CONDITION | CASE-BY-CASE_BASIS | OTHER_ APPLICABLE_REQUIREMENTS | OTHER_FACTORS | PERCENT_EFFICIENCY | COMPLIANCE_VERIFIED | EMISSION_LIMIT_2 | EMISSION_LIMIT_2_UNIT | EMISSION_LIMIT_2_AVGERAGE_TIME_CONDITION | STANDARAD_EMISSION_LIMIT | STANDARD_EMISSION_LIMIT_UNIT | STANDARD_LIMIT_AVERAGE_TIME_CONDITION | COST_EFFECTIVENESS | INCREMENTAL_COST_EFFECTIVENESS | Cost_Verified | DOLLAR_YEAR_USED_IN_COST_ESTIMATES | POLLUTANT_COMPLIANCE_NOTES | CONTROL_METHOD_DESCRIPTION | EMISSION_LIMIT_1 | EMISSION_LIMIT_1_UNIT | EMISSION_LIMIT_1_AVG_TIME_CONDITION | CASE-BY-CASE_BASIS | OTHER_ APPLICABLE_REQUIREMENTS | OTHER_FACTORS | PERCENT_EFFICIENCY | COMPLIANCE_VERIFIED | EMISSION_LIMIT_2 | EMISSION_LIMIT_2_UNIT | EMISSION_LIMIT_2_AVGERAGE_TIME_CONDITION | STANDARAD_EMISSION_LIMIT | STANDARD_EMISSION_LIMIT_UNIT | STANDARD_LIMIT_AVERAGE_TIME_CONDITION | COST_EFFECTIVENESS | INCREMENTAL_COST_EFFECTIVENESS | Cost_Verified | DOLLAR_YEAR_USED_IN_COST_ESTIMATES | POLLUTANT_COMPLIANCE_NOTES | CONTROL_METHOD_DESCRIPTION | EMISSION_LIMIT_1 | EMISSION_LIMIT_1_UNIT | EMISSION_LIMIT_1_AVG_TIME_CONDITION | CASE-BY-CASE_BASIS | OTHER_ APPLICABLE_REQUIREMENTS | OTHER_FACTORS | PERCENT_EFFICIENCY | COMPLIANCE_VERIFIED | EMISSION_LIMIT_2 | EMISSION_LIMIT_2_UNIT | EMISSION_LIMIT_2_AVGERAGE_TIME_CONDITION | STANDARAD_EMISSION_LIMIT | STANDARD_EMISSION_LIMIT_UNIT | STANDARD_LIMIT_AVERAGE_TIME_CONDITION | COST_EFFECTIVENESS | INCREMENTAL_COST_EFFECTIVENESS | Cost_Verified | DOLLAR_YEAR_USED_IN_COST_ESTIMATES | POLLUTANT_COMPLIANCE_NOTES | CONTROL_METHOD_DESCRIPTION | EMISSION_LIMIT_1 | EMISSION_LIMIT_1_UNIT | EMISSION_LIMIT_1_AVG_TIME_CONDITION | CASE-BY-CASE_BASIS | OTHER_ APPLICABLE_REQUIREMENTS | OTHER_FACTORS | PERCENT_EFFICIENCY | COMPLIANCE_VERIFIED | EMISSION_LIMIT_2 | EMISSION_LIMIT_2_UNIT | EMISSION_LIMIT_2_AVGERAGE_TIME_CONDITION | STANDARAD_EMISSION_LIMIT | STANDARD_EMISSION_LIMIT_UNIT | STANDARD_LIMIT_AVERAGE_TIME_CONDITION | COST_EFFECTIVENESS | INCREMENTAL_COST_EFFECTIVENESS | Cost_Verified | DOLLAR_YEAR_USED_IN_COST_ESTIMATES | POLLUTANT_COMPLIANCE_NOTES | CONTROL_METHOD_DESCRIPTION | EMISSION_LIMIT_1 | EMISSION_LIMIT_1_UNIT | EMISSION_LIMIT_1_AVG_TIME_CONDITION | CASE-BY-CASE_BASIS | OTHER_ APPLICABLE_REQUIREMENTS | OTHER_FACTORS | PERCENT_EFFICIENCY | COMPLIANCE_VERIFIED | EMISSION_LIMIT_2 | EMISSION_LIMIT_2_UNIT | EMISSION_LIMIT_2_AVGERAGE_TIME_CONDITION | STANDARAD_EMISSION_LIMIT | STANDARD_EMISSION_LIMIT_UNIT | STANDARD_LIMIT_AVERAGE_TIME_CONDITION | COST_EFFECTIVENESS | INCREMENTAL_COST_EFFECTIVENESS | Cost_Verified | DOLLAR_YEAR_USED_IN_COST_ESTIMATES | POLLUTANT_COMPLIANCE_NOTES | CONTROL_METHOD_DESCRIPTION | EMISSION_LIMIT_1 | EMISSION_LIMIT_1_UNIT | EMISSION_LIMIT_1_AVG_TIME_CONDITION | CASE-BY-CASE_BASIS | OTHER_ APPLICABLE_REQUIREMENTS | OTHER_FACTORS | PERCENT_EFFICIENCY | COMPLIANCE_VERIFIED | EMISSION_LIMIT_2 | EMISSION_LIMIT_2_UNIT | EMISSION_LIMIT_2_AVGERAGE_TIME_CONDITION | STANDARAD_EMISSION_LIMIT | STANDARD_EMISSION_LIMIT_UNIT | STANDARD_LIMIT_AVERAGE_TIME_CONDITION | COST_EFFECTIVENESS | INCREMENTAL_COST_EFFECTIVENESS | Cost_Verified | DOLLAR_YEAR_USED_IN_COST_ESTIMATES | POLLUTANT_COMPLIANCE_NOTES | CONTROL_METHOD_DESCRIPTION | EMISSION_LIMIT_1 | EMISSION_LIMIT_1_UNIT | EMISSION_LIMIT_1_AVG_TIME_CONDITION | CASE-BY-CASE_BASIS | OTHER_ APPLICABLE_REQUIREMENTS | OTHER_FACTORS | PERCENT_EFFICIENCY | COMPLIANCE_VERIFIED | EMISSION_LIMIT_2 | EMISSION_LIMIT_2_UNIT | EMISSION_LIMIT_2_AVGERAGE_TIME_CONDITION | STANDARAD_EMISSION_LIMIT | STANDARD_EMISSION_LIMIT_UNIT | STANDARD_LIMIT_AVERAGE_TIME_CONDITION | COST_EFFECTIVENESS | INCREMENTAL_COST_EFFECTIVENESS | Cost_Verified | DOLLAR_YEAR_USED_IN_COST_ESTIMATES | POLLUTANT_COMPLIANCE_NOTES | CONTROL_METHOD_DESCRIPTION | EMISSION_LIMIT_1 | EMISSION_LIMIT_1_UNIT | EMISSION_LIMIT_1_AVG_TIME_CONDITION | CASE-BY-CASE_BASIS | OTHER_ APPLICABLE_REQUIREMENTS | OTHER_FACTORS | PERCENT_EFFICIENCY | COMPLIANCE_VERIFIED | EMISSION_LIMIT_2 | EMISSION_LIMIT_2_UNIT | EMISSION_LIMIT_2_AVGERAGE_TIME_CONDITION | STANDARAD_EMISSION_LIMIT | STANDARD_EMISSION_LIMIT_UNIT | STANDARD_LIMIT_AVERAGE_TIME_CONDITION | COST_EFFECTIVENESS | INCREMENTAL_COST_EFFECTIVENESS | Cost_Verified | DOLLAR_YEAR_USED_IN_COST_ESTIMATES | POLLUTANT_COMPLIANCE_NOTES | CONTROL_METHOD_DESCRIPTION | EMISSION_LIMIT_1 | EMISSION_LIMIT_1_UNIT | EMISSION_LIMIT_1_AVG_TIME_CONDITION | CASE-BY-CASE_BASIS | OTHER_ APPLICABLE_REQUIREMENTS | OTHER_FACTORS | PERCENT_EFFICIENCY | COMPLIANCE_VERIFIED | EMISSION_LIMIT_2 | EMISSION_LIMIT_2_UNIT | EMISSION_LIMIT_2_AVGERAGE_TIME_CONDITION | STANDARAD_EMISSION_LIMIT | STANDARD_EMISSION_LIMIT_UNIT | STANDARD_LIMIT_AVERAGE_TIME_CONDITION | COST_EFFECTIVENESS | INCREMENTAL_COST_EFFECTIVENESS | Cost_Verified | DOLLAR_YEAR_USED_IN_COST_ESTIMATES | POLLUTANT_COMPLIANCE_NOTES | CONTROL_METHOD_DESCRIPTION | EMISSION_LIMIT_1 | EMISSION_LIMIT_1_UNIT | EMISSION_LIMIT_1_AVG_TIME_CONDITION | CASE-BY-CASE_BASIS | OTHER_ APPLICABLE_REQUIREMENTS | OTHER_FACTORS | PERCENT_EFFICIENCY | COMPLIANCE_VERIFIED | EMISSION_LIMIT_2 | EMISSION_LIMIT_2_UNIT | EMISSION_LIMIT_2_AVGERAGE_TIME_CONDITION | STANDARAD_EMISSION_LIMIT | STANDARD_EMISSION_LIMIT_UNIT | STANDARD_LIMIT_AVERAGE_TIME_CONDITION | COST_EFFECTIVENESS | INCREMENTAL_COST_EFFECTIVENESS | Cost_Verified | DOLLAR_YEAR_USED_IN_COST_ESTIMATES | POLLUTANT_COMPLIANCE_NOTES | CONTROL_METHOD_DESCRIPTION | EMISSION_LIMIT_1 | EMISSION_LIMIT_1_UNIT | EMISSION_LIMIT_1_AVG_TIME_CONDITION | CASE-BY-CASE_BASIS | OTHER_ APPLICABLE_REQUIREMENTS | OTHER_FACTORS | PERCENT_EFFICIENCY | COMPLIANCE_VERIFIED | EMISSION_LIMIT_2 | EMISSION_LIMIT_2_UNIT | EMISSION_LIMIT_2_AVGERAGE_TIME_CONDITION | STANDARAD_EMISSION_LIMIT | STANDARD_EMISSION_LIMIT_UNIT | STANDARD_LIMIT_AVERAGE_TIME_CONDITION | COST_EFFECTIVENESS | INCREMENTAL_COST_EFFECTIVENESS | Cost_Verified | DOLLAR_YEAR_USED_IN_COST_ESTIMATES | POLLUTANT_COMPLIANCE_NOTES | CONTROL_METHOD_DESCRIPTION | EMISSION_LIMIT_1 | EMISSION_LIMIT_1_UNIT | EMISSION_LIMIT_1_AVG_TIME_CONDITION | CASE-BY-CASE_BASIS | OTHER_ APPLICABLE_REQUIREMENTS | OTHER_FACTORS | PERCENT_EFFICIENCY | COMPLIANCE_VERIFIED | EMISSION_LIMIT_2 | EMISSION_LIMIT_2_UNIT | EMISSION_LIMIT_2_AVGERAGE_TIME_CONDITION | STANDARAD_EMISSION_LIMIT | STANDARD_EMISSION_LIMIT_UNIT | STANDARD_LIMIT_AVERAGE_TIME_CONDITION | COST_EFFECTIVENESS | INCREMENTAL_COST_EFFECTIVENESS | Cost_Verified | DOLLAR_YEAR_USED_IN_COST_ESTIMATES | POLLUTANT_COMPLIANCE_NOTES | CONTROL_METHOD_DESCRIPTION | EMISSION_LIMIT_1 | EMISSION_LIMIT_1_UNIT | EMISSION_LIMIT_1_AVG_TIME_CONDITION | CASE-BY-CASE_BASIS | OTHER_ APPLICABLE_REQUIREMENTS | OTHER_FACTORS | PERCENT_EFFICIENCY | COMPLIANCE_VERIFIED | EMISSION_LIMIT_2 | EMISSION_LIMIT_2_UNIT | EMISSION_LIMIT_2_AVGERAGE_TIME_CONDITION | STANDARAD_EMISSION_LIMIT | STANDARD_EMISSION_LIMIT_UNIT | STANDARD_LIMIT_AVERAGE_TIME_CONDITION | COST_EFFECTIVENESS | INCREMENTAL_COST_EFFECTIVENESS | Cost_Verified | DOLLAR_YEAR_USED_IN_COST_ESTIMATES | POLLUTANT_COMPLIANCE_NOTES | CONTROL_METHOD_DESCRIPTION | EMISSION_LIMIT_1 | EMISSION_LIMIT_1_UNIT | EMISSION_LIMIT_1_AVG_TIME_CONDITION | CASE-BY-CASE_BASIS | OTHER_ APPLICABLE_REQUIREMENTS | OTHER_FACTORS | PERCENT_EFFICIENCY | COMPLIANCE_VERIFIED | EMISSION_LIMIT_2 | EMISSION_LIMIT_2_UNIT | EMISSION_LIMIT_2_AVGERAGE_TIME_CONDITION | STANDARAD_EMISSION_LIMIT | STANDARD_EMISSION_LIMIT_UNIT | STANDARD_LIMIT_AVERAGE_TIME_CONDITION | COST_EFFECTIVENESS | INCREMENTAL_COST_EFFECTIVENESS | Cost_Verified | DOLLAR_YEAR_USED_IN_COST_ESTIMATES | POLLUTANT_COMPLIANCE_NOTES | CONTROL_METHOD_DESCRIPTION | EMISSION_LIMIT_1 | EMISSION_LIMIT_1_UNIT | EMISSION_LIMIT_1_AVG_TIME_CONDITION | CASE-BY-CASE_BASIS | OTHER_ APPLICABLE_REQUIREMENTS | OTHER_FACTORS | PERCENT_EFFICIENCY | COMPLIANCE_VERIFIED | EMISSION_LIMIT_2 | EMISSION_LIMIT_2_UNIT | EMISSION_LIMIT_2_AVGERAGE_TIME_CONDITION | STANDARAD_EMISSION_LIMIT | STANDARD_EMISSION_LIMIT_UNIT | STANDARD_LIMIT_AVERAGE_TIME_CONDITION | COST_EFFECTIVENESS | INCREMENTAL_COST_EFFECTIVENESS | Cost_Verified | DOLLAR_YEAR_USED_IN_COST_ESTIMATES | POLLUTANT_COMPLIANCE_NOTES | CONTROL_METHOD_DESCRIPTION | EMISSION_LIMIT_1 | EMISSION_LIMIT_1_UNIT | EMISSION_LIMIT_1_AVG_TIME_CONDITION | CASE-BY-CASE_BASIS | OTHER_ APPLICABLE_REQUIREMENTS | OTHER_FACTORS | PERCENT_EFFICIENCY | COMPLIANCE_VERIFIED | EMISSION_LIMIT_2 | EMISSION_LIMIT_2_UNIT | EMISSION_LIMIT_2_AVGERAGE_TIME_CONDITION | STANDARAD_EMISSION_LIMIT | STANDARD_EMISSION_LIMIT_UNIT | STANDARD_LIMIT_AVERAGE_TIME_CONDITION | COST_EFFECTIVENESS | INCREMENTAL_COST_EFFECTIVENESS | Cost_Verified | DOLLAR_YEAR_USED_IN_COST_ESTIMATES | POLLUTANT_COMPLIANCE_NOTES | CONTROL_METHOD_DESCRIPTION | EMISSION_LIMIT_1 | EMISSION_LIMIT_1_UNIT | EMISSION_LIMIT_1_AVG_TIME_CONDITION | CASE-BY-CASE_BASIS | OTHER_ APPLICABLE_REQUIREMENTS | OTHER_FACTORS | PERCENT_EFFICIENCY | COMPLIANCE_VERIFIED | EMISSION_LIMIT_2 | EMISSION_LIMIT_2_UNIT | EMISSION_LIMIT_2_AVGERAGE_TIME_CONDITION | STANDARAD_EMISSION_LIMIT | STANDARD_EMISSION_LIMIT_UNIT | STANDARD_LIMIT_AVERAGE_TIME_CONDITION | COST_EFFECTIVENESS | INCREMENTAL_COST_EFFECTIVENESS | Cost_Verified | DOLLAR_YEAR_USED_IN_COST_ESTIMATES | POLLUTANT_COMPLIANCE_NOTES | CONTROL_METHOD_DESCRIPTION | EMISSION_LIMIT_1 | EMISSION_LIMIT_1_UNIT | EMISSION_LIMIT_1_AVG_TIME_CONDITION | CASE-BY-CASE_BASIS | OTHER_ APPLICABLE_REQUIREMENTS | OTHER_FACTORS | PERCENT_EFFICIENCY | COMPLIANCE_VERIFIED | EMISSION_LIMIT_2 | EMISSION_LIMIT_2_UNIT | EMISSION_LIMIT_2_AVGERAGE_TIME_CONDITION | STANDARAD_EMISSION_LIMIT | STANDARD_EMISSION_LIMIT_UNIT | STANDARD_LIMIT_AVERAGE_TIME_CONDITION | COST_EFFECTIVENESS | INCREMENTAL_COST_EFFECTIVENESS | Cost_Verified | DOLLAR_YEAR_USED_IN_COST_ESTIMATES | POLLUTANT_COMPLIANCE_NOTES | CONTROL_METHOD_DESCRIPTION | EMISSION_LIMIT_1 | EMISSION_LIMIT_1_UNIT | EMISSION_LIMIT_1_AVG_TIME_CONDITION | CASE-BY-CASE_BASIS | OTHER_ APPLICABLE_REQUIREMENTS | OTHER_FACTORS | PERCENT_EFFICIENCY | COMPLIANCE_VERIFIED | EMISSION_LIMIT_2 | EMISSION_LIMIT_2_UNIT | EMISSION_LIMIT_2_AVGERAGE_TIME_CONDITION | STANDARAD_EMISSION_LIMIT | STANDARD_EMISSION_LIMIT_UNIT | STANDARD_LIMIT_AVERAGE_TIME_CONDITION | COST_EFFECTIVENESS | INCREMENTAL_COST_EFFECTIVENESS | Cost_Verified | DOLLAR_YEAR_USED_IN_COST_ESTIMATES | POLLUTANT_COMPLIANCE_NOTES | CONTROL_METHOD_DESCRIPTION | EMISSION_LIMIT_1 | EMISSION_LIMIT_1_UNIT | EMISSION_LIMIT_1_AVG_TIME_CONDITION | CASE-BY-CASE_BASIS | OTHER_ APPLICABLE_REQUIREMENTS | OTHER_FACTORS | PERCENT_EFFICIENCY | COMPLIANCE_VERIFIED | EMISSION_LIMIT_2 | EMISSION_LIMIT_2_UNIT | EMISSION_LIMIT_2_AVGERAGE_TIME_CONDITION | STANDARAD_EMISSION_LIMIT | STANDARD_EMISSION_LIMIT_UNIT | STANDARD_LIMIT_AVERAGE_TIME_CONDITION | COST_EFFECTIVENESS | INCREMENTAL_COST_EFFECTIVENESS | Cost_Verified | DOLLAR_YEAR_USED_IN_COST_ESTIMATES | POLLUTANT_COMPLIANCE_NOTES | CONTROL_METHOD_DESCRIPTION | EMISSION_LIMIT_1 | EMISSION_LIMIT_1_UNIT | EMISSION_LIMIT_1_AVG_TIME_CONDITION | CASE-BY-CASE_BASIS | OTHER_ APPLICABLE_REQUIREMENTS | OTHER_FACTORS | PERCENT_EFFICIENCY | COMPLIANCE_VERIFIED | EMISSION_LIMIT_2 | EMISSION_LIMIT_2_UNIT | EMISSION_LIMIT_2_AVGERAGE_TIME_CONDITION | STANDARAD_EMISSION_LIMIT | STANDARD_EMISSION_LIMIT_UNIT | STANDARD_LIMIT_AVERAGE_TIME_CONDITION | COST_EFFECTIVENESS | INCREMENTAL_COST_EFFECTIVENESS | Cost_Verified | DOLLAR_YEAR_USED_IN_COST_ESTIMATES | POLLUTANT_COMPLIANCE_NOTES | CONTROL_METHOD_DESCRIPTION | EMISSION_LIMIT_1 | EMISSION_LIMIT_1_UNIT | EMISSION_LIMIT_1_AVG_TIME_CONDITION | CASE-BY-CASE_BASIS | OTHER_ APPLICABLE_REQUIREMENTS | OTHER_FACTORS | PERCENT_EFFICIENCY | COMPLIANCE_VERIFIED | EMISSION_LIMIT_2 | EMISSION_LIMIT_2_UNIT | EMISSION_LIMIT_2_AVGERAGE_TIME_CONDITION | STANDARAD_EMISSION_LIMIT | STANDARD_EMISSION_LIMIT_UNIT | STANDARD_LIMIT_AVERAGE_TIME_CONDITION | COST_EFFECTIVENESS | INCREMENTAL_COST_EFFECTIVENESS | Cost_Verified | DOLLAR_YEAR_USED_IN_COST_ESTIMATES | POLLUTANT_COMPLIANCE_NOTES | CONTROL_METHOD_DESCRIPTION | EMISSION_LIMIT_1 | EMISSION_LIMIT_1_UNIT | EMISSION_LIMIT_1_AVG_TIME_CONDITION | CASE-BY-CASE_BASIS | OTHER_ APPLICABLE_REQUIREMENTS | OTHER_FACTORS | PERCENT_EFFICIENCY | COMPLIANCE_VERIFIED | EMISSION_LIMIT_2 | EMISSION_LIMIT_2_UNIT | EMISSION_LIMIT_2_AVGERAGE_TIME_CONDITION | STANDARAD_EMISSION_LIMIT | STANDARD_EMISSION_LIMIT_UNIT | STANDARD_LIMIT_AVERAGE_TIME_CONDITION | COST_EFFECTIVENESS | INCREMENTAL_COST_EFFECTIVENESS | Cost_Verified | DOLLAR_YEAR_USED_IN_COST_ESTIMATES | POLLUTANT_COMPLIANCE_NOTES | CONTROL_METHOD_DESCRIPTION | EMISSION_LIMIT_1 | EMISSION_LIMIT_1_UNIT | EMISSION_LIMIT_1_AVG_TIME_CONDITION | CASE-BY-CASE_BASIS | OTHER_ APPLICABLE_REQUIREMENTS | OTHER_FACTORS | PERCENT_EFFICIENCY | COMPLIANCE_VERIFIED | EMISSION_LIMIT_2 | EMISSION_LIMIT_2_UNIT | EMISSION_LIMIT_2_AVGERAGE_TIME_CONDITION | STANDARAD_EMISSION_LIMIT | STANDARD_EMISSION_LIMIT_UNIT | STANDARD_LIMIT_AVERAGE_TIME_CONDITION | COST_EFFECTIVENESS | INCREMENTAL_COST_EFFECTIVENESS | Cost_Verified | DOLLAR_YEAR_USED_IN_COST_ESTIMATES | POLLUTANT_COMPLIANCE_NOTES | CONTROL_METHOD_DESCRIPTION | EMISSION_LIMIT_1 | EMISSION_LIMIT_1_UNIT | EMISSION_LIMIT_1_AVG_TIME_CONDITION | CASE-BY-CASE_BASIS | OTHER_ APPLICABLE_REQUIREMENTS | OTHER_FACTORS | PERCENT_EFFICIENCY | COMPLIANCE_VERIFIED | EMISSION_LIMIT_2 | EMISSION_LIMIT_2_UNIT | EMISSION_LIMIT_2_AVGERAGE_TIME_CONDITION | STANDARAD_EMISSION_LIMIT | STANDARD_EMISSION_LIMIT_UNIT | STANDARD_LIMIT_AVERAGE_TIME_CONDITION | COST_EFFECTIVENESS | INCREMENTAL_COST_EFFECTIVENESS | Cost_Verified | DOLLAR_YEAR_USED_IN_COST_ESTIMATES | POLLUTANT_COMPLIANCE_NOTES | CONTROL_METHOD_DESCRIPTION | EMISSION_LIMIT_1 | EMISSION_LIMIT_1_UNIT | EMISSION_LIMIT_1_AVG_TIME_CONDITION | CASE-BY-CASE_BASIS | OTHER_ APPLICABLE_REQUIREMENTS | OTHER_FACTORS | PERCENT_EFFICIENCY | COMPLIANCE_VERIFIED | EMISSION_LIMIT_2 | EMISSION_LIMIT_2_UNIT | EMISSION_LIMIT_2_AVGERAGE_TIME_CONDITION | STANDARAD_EMISSION_LIMIT | STANDARD_EMISSION_LIMIT_UNIT | STANDARD_LIMIT_AVERAGE_TIME_CONDITION | COST_EFFECTIVENESS | INCREMENTAL_COST_EFFECTIVENESS | Cost_Verified | DOLLAR_YEAR_USED_IN_COST_ESTIMATES | POLLUTANT_COMPLIANCE_NOTES | CONTROL_METHOD_DESCRIPTION | EMISSION_LIMIT_1 | EMISSION_LIMIT_1_UNIT | EMISSION_LIMIT_1_AVG_TIME_CONDITION | CASE-BY-CASE_BASIS | OTHER_ APPLICABLE_REQUIREMENTS | OTHER_FACTORS | PERCENT_EFFICIENCY | COMPLIANCE_VERIFIED | EMISSION_LIMIT_2 | EMISSION_LIMIT_2_UNIT | EMISSION_LIMIT_2_AVGERAGE_TIME_CONDITION | STANDARAD_EMISSION_LIMIT | STANDARD_EMISSION_LIMIT_UNIT | STANDARD_LIMIT_AVERAGE_TIME_CONDITION | COST_EFFECTIVENESS | INCREMENTAL_COST_EFFECTIVENESS | Cost_Verified | DOLLAR_YEAR_USED_IN_COST_ESTIMATES | POLLUTANT_COMPLIANCE_NOTES | CONTROL_METHOD_DESCRIPTION | EMISSION_LIMIT_1 | EMISSION_LIMIT_1_UNIT | EMISSION_LIMIT_1_AVG_TIME_CONDITION | CASE-BY-CASE_BASIS | OTHER_ APPLICABLE_REQUIREMENTS | OTHER_FACTORS | PERCENT_EFFICIENCY | COMPLIANCE_VERIFIED | EMISSION_LIMIT_2 | EMISSION_LIMIT_2_UNIT | EMISSION_LIMIT_2_AVGERAGE_TIME_CONDITION | STANDARAD_EMISSION_LIMIT | STANDARD_EMISSION_LIMIT_UNIT | STANDARD_LIMIT_AVERAGE_TIME_CONDITION | COST_EFFECTIVENESS | INCREMENTAL_COST_EFFECTIVENESS | Cost_Verified | DOLLAR_YEAR_USED_IN_COST_ESTIMATES | POLLUTANT_COMPLIANCE_NOTES | CONTROL_METHOD_DESCRIPTION | EMISSION_LIMIT_1 | EMISSION_LIMIT_1_UNIT | EMISSION_LIMIT_1_AVG_TIME_CONDITION | CASE-BY-CASE_BASIS | OTHER_ APPLICABLE_REQUIREMENTS | OTHER_FACTORS | PERCENT_EFFICIENCY | COMPLIANCE_VERIFIED | EMISSION_LIMIT_2 | EMISSION_LIMIT_2_UNIT | EMISSION_LIMIT_2_AVGERAGE_TIME_CONDITION | STANDARAD_EMISSION_LIMIT | STANDARD_EMISSION_LIMIT_UNIT | STANDARD_LIMIT_AVERAGE_TIME_CONDITION | COST_EFFECTIVENESS | INCREMENTAL_COST_EFFECTIVENESS | Cost_Verified | DOLLAR_YEAR_USED_IN_COST_ESTIMATES | POLLUTANT_COMPLIANCE_NOTES | CONTROL_METHOD_DESCRIPTION | EMISSION_LIMIT_1 | EMISSION_LIMIT_1_UNIT | EMISSION_LIMIT_1_AVG_TIME_CONDITION | CASE-BY-CASE_BASIS | OTHER_ APPLICABLE_REQUIREMENTS | OTHER_FACTORS | PERCENT_EFFICIENCY | COMPLIANCE_VERIFIED | EMISSION_LIMIT_2 | EMISSION_LIMIT_2_UNIT | EMISSION_LIMIT_2_AVGERAGE_TIME_CONDITION | STANDARAD_EMISSION_LIMIT | STANDARD_EMISSION_LIMIT_UNIT | STANDARD_LIMIT_AVERAGE_TIME_CONDITION | COST_EFFECTIVENESS | INCREMENTAL_COST_EFFECTIVENESS | Cost_Verified | DOLLAR_YEAR_USED_IN_COST_ESTIMATES | POLLUTANT_COMPLIANCE_NOTES | CONTROL_METHOD_DESCRIPTION | EMISSION_LIMIT_1 | EMISSION_LIMIT_1_UNIT | EMISSION_LIMIT_1_AVG_TIME_CONDITION | CASE-BY-CASE_BASIS | OTHER_ APPLICABLE_REQUIREMENTS | OTHER_FACTORS | PERCENT_EFFICIENCY | COMPLIANCE_VERIFIED | EMISSION_LIMIT_2 | EMISSION_LIMIT_2_UNIT | EMISSION_LIMIT_2_AVGERAGE_TIME_CONDITION | STANDARAD_EMISSION_LIMIT | STANDARD_EMISSION_LIMIT_UNIT | STANDARD_LIMIT_AVERAGE_TIME_CONDITION | COST_EFFECTIVENESS | INCREMENTAL_COST_EFFECTIVENESS | Cost_Verified | DOLLAR_YEAR_USED_IN_COST_ESTIMATES | POLLUTANT_COMPLIANCE_NOTES | CONTROL_METHOD_DESCRIPTION | EMISSION_LIMIT_1 | EMISSION_LIMIT_1_UNIT | EMISSION_LIMIT_1_AVG_TIME_CONDITION | CASE-BY-CASE_BASIS | OTHER_ APPLICABLE_REQUIREMENTS | OTHER_FACTORS | PERCENT_EFFICIENCY | COMPLIANCE_VERIFIED | EMISSION_LIMIT_2 | EMISSION_LIMIT_2_UNIT | EMISSION_LIMIT_2_AVGERAGE_TIME_CONDITION | STANDARAD_EMISSION_LIMIT | STANDARD_EMISSION_LIMIT_UNIT | STANDARD_LIMIT_AVERAGE_TIME_CONDITION | COST_EFFECTIVENESS | INCREMENTAL_COST_EFFECTIVENESS | Cost_Verified | DOLLAR_YEAR_USED_IN_COST_ESTIMATES | POLLUTANT_COMPLIANCE_NOTES | CONTROL_METHOD_DESCRIPTION | EMISSION_LIMIT_1 | EMISSION_LIMIT_1_UNIT | EMISSION_LIMIT_1_AVG_TIME_CONDITION | CASE-BY-CASE_BASIS | OTHER_ APPLICABLE_REQUIREMENTS | OTHER_FACTORS | PERCENT_EFFICIENCY | COMPLIANCE_VERIFIED | EMISSION_LIMIT_2 | EMISSION_LIMIT_2_UNIT | EMISSION_LIMIT_2_AVGERAGE_TIME_CONDITION | STANDARAD_EMISSION_LIMIT | STANDARD_EMISSION_LIMIT_UNIT | STANDARD_LIMIT_AVERAGE_TIME_CONDITION | COST_EFFECTIVENESS | INCREMENTAL_COST_EFFECTIVENESS | Cost_Verified | DOLLAR_YEAR_USED_IN_COST_ESTIMATES | POLLUTANT_COMPLIANCE_NOTES | CONTROL_METHOD_DESCRIPTION | EMISSION_LIMIT_1 | EMISSION_LIMIT_1_UNIT | EMISSION_LIMIT_1_AVG_TIME_CONDITION | CASE-BY-CASE_BASIS | OTHER_ APPLICABLE_REQUIREMENTS | OTHER_FACTORS | PERCENT_EFFICIENCY | COMPLIANCE_VERIFIED | EMISSION_LIMIT_2 | EMISSION_LIMIT_2_UNIT | EMISSION_LIMIT_2_AVGERAGE_TIME_CONDITION | STANDARAD_EMISSION_LIMIT | STANDARD_EMISSION_LIMIT_UNIT | STANDARD_LIMIT_AVERAGE_TIME_CONDITION | COST_EFFECTIVENESS | INCREMENTAL_COST_EFFECTIVENESS | Cost_Verified | DOLLAR_YEAR_USED_IN_COST_ESTIMATES | POLLUTANT_COMPLIANCE_NOTES | CONTROL_METHOD_DESCRIPTION | EMISSION_LIMIT_1 | EMISSION_LIMIT_1_UNIT | EMISSION_LIMIT_1_AVG_TIME_CONDITION | CASE-BY-CASE_BASIS | OTHER_ APPLICABLE_REQUIREMENTS | OTHER_FACTORS | PERCENT_EFFICIENCY | COMPLIANCE_VERIFIED | EMISSION_LIMIT_2 | EMISSION_LIMIT_2_UNIT | EMISSION_LIMIT_2_AVGERAGE_TIME_CONDITION | STANDARAD_EMISSION_LIMIT | STANDARD_EMISSION_LIMIT_UNIT | STANDARD_LIMIT_AVERAGE_TIME_CONDITION | COST_EFFECTIVENESS | INCREMENTAL_COST_EFFECTIVENESS | Cost_Verified | DOLLAR_YEAR_USED_IN_COST_ESTIMATES | POLLUTANT_COMPLIANCE_NOTES | CONTROL_METHOD_DESCRIPTION | EMISSION_LIMIT_1 | EMISSION_LIMIT_1_UNIT | EMISSION_LIMIT_1_AVG_TIME_CONDITION | CASE-BY-CASE_BASIS | OTHER_ APPLICABLE_REQUIREMENTS | OTHER_FACTORS | PERCENT_EFFICIENCY | COMPLIANCE_VERIFIED | EMISSION_LIMIT_2 | EMISSION_LIMIT_2_UNIT | EMISSION_LIMIT_2_AVGERAGE_TIME_CONDITION | STANDARAD_EMISSION_LIMIT | STANDARD_EMISSION_LIMIT_UNIT | STANDARD_LIMIT_AVERAGE_TIME_CONDITION | COST_EFFECTIVENESS | INCREMENTAL_COST_EFFECTIVENESS | Cost_Verified | DOLLAR_YEAR_USED_IN_COST_ESTIMATES | POLLUTANT_COMPLIANCE_NOTES | CONTROL_METHOD_DESCRIPTION | EMISSION_LIMIT_1 | EMISSION_LIMIT_1_UNIT | EMISSION_LIMIT_1_AVG_TIME_CONDITION | CASE-BY-CASE_BASIS | OTHER_ APPLICABLE_REQUIREMENTS | OTHER_FACTORS | PERCENT_EFFICIENCY | COMPLIANCE_VERIFIED | EMISSION_LIMIT_2 | EMISSION_LIMIT_2_UNIT | EMISSION_LIMIT_2_AVGERAGE_TIME_CONDITION | STANDARAD_EMISSION_LIMIT | STANDARD_EMISSION_LIMIT_UNIT | STANDARD_LIMIT_AVERAGE_TIME_CONDITION | COST_EFFECTIVENESS | INCREMENTAL_COST_EFFECTIVENESS | Cost_Verified | DOLLAR_YEAR_USED_IN_COST_ESTIMATES | POLLUTANT_COMPLIANCE_NOTES | CONTROL_METHOD_DESCRIPTION | EMISSION_LIMIT_1 | EMISSION_LIMIT_1_UNIT | EMISSION_LIMIT_1_AVG_TIME_CONDITION | CASE-BY-CASE_BASIS | OTHER_ APPLICABLE_REQUIREMENTS | OTHER_FACTORS | PERCENT_EFFICIENCY | COMPLIANCE_VERIFIED | EMISSION_LIMIT_2 | EMISSION_LIMIT_2_UNIT | EMISSION_LIMIT_2_AVGERAGE_TIME_CONDITION | STANDARAD_EMISSION_LIMIT | STANDARD_EMISSION_LIMIT_UNIT | STANDARD_LIMIT_AVERAGE_TIME_CONDITION | COST_EFFECTIVENESS | INCREMENTAL_COST_EFFECTIVENESS | Cost_Verified | DOLLAR_YEAR_USED_IN_COST_ESTIMATES | POLLUTANT_COMPLIANCE_NOTES | CONTROL_METHOD_DESCRIPTION | EMISSION_LIMIT_1 | EMISSION_LIMIT_1_UNIT | EMISSION_LIMIT_1_AVG_TIME_CONDITION | CASE-BY-CASE_BASIS | OTHER_ APPLICABLE_REQUIREMENTS | OTHER_FACTORS | PERCENT_EFFICIENCY | COMPLIANCE_VERIFIED | EMISSION_LIMIT_2 | EMISSION_LIMIT_2_UNIT | EMISSION_LIMIT_2_AVGERAGE_TIME_CONDITION | STANDARAD_EMISSION_LIMIT | STANDARD_EMISSION_LIMIT_UNIT | STANDARD_LIMIT_AVERAGE_TIME_CONDITION | COST_EFFECTIVENESS | INCREMENTAL_COST_EFFECTIVENESS | Cost_Verified | DOLLAR_YEAR_USED_IN_COST_ESTIMATES | POLLUTANT_COMPLIANCE_NOTES | CONTROL_METHOD_DESCRIPTION | EMISSION_LIMIT_1 | EMISSION_LIMIT_1_UNIT | EMISSION_LIMIT_1_AVG_TIME_CONDITION | CASE-BY-CASE_BASIS | OTHER_ APPLICABLE_REQUIREMENTS | OTHER_FACTORS | PERCENT_EFFICIENCY | COMPLIANCE_VERIFIED | EMISSION_LIMIT_2 | EMISSION_LIMIT_2_UNIT | EMISSION_LIMIT_2_AVGERAGE_TIME_CONDITION | STANDARAD_EMISSION_LIMIT | STANDARD_EMISSION_LIMIT_UNIT | STANDARD_LIMIT_AVERAGE_TIME_CONDITION | COST_EFFECTIVENESS | INCREMENTAL_COST_EFFECTIVENESS | Cost_Verified | DOLLAR_YEAR_USED_IN_COST_ESTIMATES | POLLUTANT_COMPLIANCE_NOTES | CONTROL_METHOD_DESCRIPTION | EMISSION_LIMIT_1 | EMISSION_LIMIT_1_UNIT | EMISSION_LIMIT_1_AVG_TIME_CONDITION | CASE-BY-CASE_BASIS | OTHER_ APPLICABLE_REQUIREMENTS | OTHER_FACTORS | PERCENT_EFFICIENCY | COMPLIANCE_VERIFIED | EMISSION_LIMIT_2 | EMISSION_LIMIT_2_UNIT | EMISSION_LIMIT_2_AVGERAGE_TIME_CONDITION | STANDARAD_EMISSION_LIMIT | STANDARD_EMISSION_LIMIT_UNIT | STANDARD_LIMIT_AVERAGE_TIME_CONDITION | COST_EFFECTIVENESS | INCREMENTAL_COST_EFFECTIVENESS | Cost_Verified | DOLLAR_YEAR_USED_IN_COST_ESTIMATES | POLLUTANT_COMPLIANCE_NOTES | CONTROL_METHOD_DESCRIPTION | EMISSION_LIMIT_1 | EMISSION_LIMIT_1_UNIT | EMISSION_LIMIT_1_AVG_TIME_CONDITION | CASE-BY-CASE_BASIS | OTHER_ APPLICABLE_REQUIREMENTS | OTHER_FACTORS | PERCENT_EFFICIENCY | COMPLIANCE_VERIFIED | EMISSION_LIMIT_2 | EMISSION_LIMIT_2_UNIT | EMISSION_LIMIT_2_AVGERAGE_TIME_CONDITION | STANDARAD_EMISSION_LIMIT | STANDARD_EMISSION_LIMIT_UNIT | STANDARD_LIMIT_AVERAGE_TIME_CONDITION | COST_EFFECTIVENESS | INCREMENTAL_COST_EFFECTIVENESS | Cost_Verified | DOLLAR_YEAR_USED_IN_COST_ESTIMATES | POLLUTANT_COMPLIANCE_NOTES | CONTROL_METHOD_DESCRIPTION | EMISSION_LIMIT_1 | EMISSION_LIMIT_1_UNIT | EMISSION_LIMIT_1_AVG_TIME_CONDITION | CASE-BY-CASE_BASIS | OTHER_ APPLICABLE_REQUIREMENTS | OTHER_FACTORS | PERCENT_EFFICIENCY | COMPLIANCE_VERIFIED | EMISSION_LIMIT_2 | EMISSION_LIMIT_2_UNIT | EMISSION_LIMIT_2_AVGERAGE_TIME_CONDITION | STANDARAD_EMISSION_LIMIT | STANDARD_EMISSION_LIMIT_UNIT | STANDARD_LIMIT_AVERAGE_TIME_CONDITION | COST_EFFECTIVENESS | INCREMENTAL_COST_EFFECTIVENESS | Cost_Verified | DOLLAR_YEAR_USED_IN_COST_ESTIMATES | POLLUTANT_COMPLIANCE_NOTES | CONTROL_METHOD_DESCRIPTION | EMISSION_LIMIT_1 | EMISSION_LIMIT_1_UNIT | EMISSION_LIMIT_1_AVG_TIME_CONDITION | CASE-BY-CASE_BASIS | OTHER_ APPLICABLE_REQUIREMENTS | OTHER_FACTORS | PERCENT_EFFICIENCY | COMPLIANCE_VERIFIED | EMISSION_LIMIT_2 | EMISSION_LIMIT_2_UNIT | EMISSION_LIMIT_2_AVGERAGE_TIME_CONDITION | STANDARAD_EMISSION_LIMIT | STANDARD_EMISSION_LIMIT_UNIT | STANDARD_LIMIT_AVERAGE_TIME_CONDITION | COST_EFFECTIVENESS | INCREMENTAL_COST_EFFECTIVENESS | Cost_Verified | DOLLAR_YEAR_USED_IN_COST_ESTIMATES | POLLUTANT_COMPLIANCE_NOTES | CONTROL_METHOD_DESCRIPTION | EMISSION_LIMIT_1 | EMISSION_LIMIT_1_UNIT | EMISSION_LIMIT_1_AVG_TIME_CONDITION | CASE-BY-CASE_BASIS | OTHER_ APPLICABLE_REQUIREMENTS | OTHER_FACTORS | PERCENT_EFFICIENCY | COMPLIANCE_VERIFIED | EMISSION_LIMIT_2 | EMISSION_LIMIT_2_UNIT | EMISSION_LIMIT_2_AVGERAGE_TIME_CONDITION | STANDARAD_EMISSION_LIMIT | STANDARD_EMISSION_LIMIT_UNIT | STANDARD_LIMIT_AVERAGE_TIME_CONDITION | COST_EFFECTIVENESS | INCREMENTAL_COST_EFFECTIVENESS | Cost_Verified | DOLLAR_YEAR_USED_IN_COST_ESTIMATES | POLLUTANT_COMPLIANCE_NOTES | CONTROL_METHOD_DESCRIPTION | EMISSION_LIMIT_1 | EMISSION_LIMIT_1_UNIT | EMISSION_LIMIT_1_AVG_TIME_CONDITION | CASE-BY-CASE_BASIS | OTHER_ APPLICABLE_REQUIREMENTS | OTHER_FACTORS | PERCENT_EFFICIENCY | COMPLIANCE_VERIFIED | EMISSION_LIMIT_2 | EMISSION_LIMIT_2_UNIT | EMISSION_LIMIT_2_AVGERAGE_TIME_CONDITION | STANDARAD_EMISSION_LIMIT | STANDARD_EMISSION_LIMIT_UNIT | STANDARD_LIMIT_AVERAGE_TIME_CONDITION | COST_EFFECTIVENESS | INCREMENTAL_COST_EFFECTIVENESS | Cost_Verified | DOLLAR_YEAR_USED_IN_COST_ESTIMATES | POLLUTANT_COMPLIANCE_NOTES | CONTROL_METHOD_DESCRIPTION | EMISSION_LIMIT_1 | EMISSION_LIMIT_1_UNIT | EMISSION_LIMIT_1_AVG_TIME_CONDITION | CASE-BY-CASE_BASIS | OTHER_ APPLICABLE_REQUIREMENTS | OTHER_FACTORS | PERCENT_EFFICIENCY | COMPLIANCE_VERIFIED | EMISSION_LIMIT_2 | EMISSION_LIMIT_2_UNIT | EMISSION_LIMIT_2_AVGERAGE_TIME_CONDITION | STANDARAD_EMISSION_LIMIT | STANDARD_EMISSION_LIMIT_UNIT | STANDARD_LIMIT_AVERAGE_TIME_CONDITION | COST_EFFECTIVENESS | INCREMENTAL_COST_EFFECTIVENESS | Cost_Verified | DOLLAR_YEAR_USED_IN_COST_ESTIMATES | POLLUTANT_COMPLIANCE_NOTES | CONTROL_METHOD_DESCRIPTION | EMISSION_LIMIT_1 | EMISSION_LIMIT_1_UNIT | EMISSION_LIMIT_1_AVG_TIME_CONDITION | CASE-BY-CASE_BASIS | OTHER_ APPLICABLE_REQUIREMENTS | OTHER_FACTORS | PERCENT_EFFICIENCY | COMPLIANCE_VERIFIED | EMISSION_LIMIT_2 | EMISSION_LIMIT_2_UNIT | EMISSION_LIMIT_2_AVGERAGE_TIME_CONDITION | STANDARAD_EMISSION_LIMIT | STANDARD_EMISSION_LIMIT_UNIT | STANDARD_LIMIT_AVERAGE_TIME_CONDITION | COST_EFFECTIVENESS | INCREMENTAL_COST_EFFECTIVENESS | Cost_Verified | DOLLAR_YEAR_USED_IN_COST_ESTIMATES | POLLUTANT_COMPLIANCE_NOTES | CONTROL_METHOD_DESCRIPTION | EMISSION_LIMIT_1 | EMISSION_LIMIT_1_UNIT | EMISSION_LIMIT_1_AVG_TIME_CONDITION | CASE-BY-CASE_BASIS | OTHER_ APPLICABLE_REQUIREMENTS | OTHER_FACTORS | PERCENT_EFFICIENCY | COMPLIANCE_VERIFIED | EMISSION_LIMIT_2 | EMISSION_LIMIT_2_UNIT | EMISSION_LIMIT_2_AVGERAGE_TIME_CONDITION | STANDARAD_EMISSION_LIMIT | STANDARD_EMISSION_LIMIT_UNIT | STANDARD_LIMIT_AVERAGE_TIME_CONDITION | COST_EFFECTIVENESS | INCREMENTAL_COST_EFFECTIVENESS | Cost_Verified | DOLLAR_YEAR_USED_IN_COST_ESTIMATES | POLLUTANT_COMPLIANCE_NOTES | CONTROL_METHOD_DESCRIPTION | EMISSION_LIMIT_1 | EMISSION_LIMIT_1_UNIT | EMISSION_LIMIT_1_AVG_TIME_CONDITION | CASE-BY-CASE_BASIS | OTHER_ APPLICABLE_REQUIREMENTS | OTHER_FACTORS | PERCENT_EFFICIENCY | COMPLIANCE_VERIFIED | EMISSION_LIMIT_2 | EMISSION_LIMIT_2_UNIT | EMISSION_LIMIT_2_AVGERAGE_TIME_CONDITION | STANDARAD_EMISSION_LIMIT | STANDARD_EMISSION_LIMIT_UNIT | STANDARD_LIMIT_AVERAGE_TIME_CONDITION | COST_EFFECTIVENESS | INCREMENTAL_COST_EFFECTIVENESS | Cost_Verified | DOLLAR_YEAR_USED_IN_COST_ESTIMATES | POLLUTANT_COMPLIANCE_NOTES | CONTROL_METHOD_DESCRIPTION | EMISSION_LIMIT_1 | EMISSION_LIMIT_1_UNIT | EMISSION_LIMIT_1_AVG_TIME_CONDITION | CASE-BY-CASE_BASIS | OTHER_ APPLICABLE_REQUIREMENTS | OTHER_FACTORS | PERCENT_EFFICIENCY | COMPLIANCE_VERIFIED | EMISSION_LIMIT_2 | EMISSION_LIMIT_2_UNIT | EMISSION_LIMIT_2_AVGERAGE_TIME_CONDITION | STANDARAD_EMISSION_LIMIT | STANDARD_EMISSION_LIMIT_UNIT | STANDARD_LIMIT_AVERAGE_TIME_CONDITION | COST_EFFECTIVENESS | INCREMENTAL_COST_EFFECTIVENESS | Cost_Verified | DOLLAR_YEAR_USED_IN_COST_ESTIMATES | POLLUTANT_COMPLIANCE_NOTES | CONTROL_METHOD_DESCRIPTION | EMISSION_LIMIT_1 | EMISSION_LIMIT_1_UNIT | EMISSION_LIMIT_1_AVG_TIME_CONDITION | CASE-BY-CASE_BASIS | OTHER_ APPLICABLE_REQUIREMENTS | OTHER_FACTORS | PERCENT_EFFICIENCY | COMPLIANCE_VERIFIED | EMISSION_LIMIT_2 | EMISSION_LIMIT_2_UNIT | EMISSION_LIMIT_2_AVGERAGE_TIME_CONDITION | STANDARAD_EMISSION_LIMIT | STANDARD_EMISSION_LIMIT_UNIT | STANDARD_LIMIT_AVERAGE_TIME_CONDITION | COST_EFFECTIVENESS | INCREMENTAL_COST_EFFECTIVENESS | Cost_Verified | DOLLAR_YEAR_USED_IN_COST_ESTIMATES | POLLUTANT_COMPLIANCE_NOTES | CONTROL_METHOD_DESCRIPTION | EMISSION_LIMIT_1 | EMISSION_LIMIT_1_UNIT | EMISSION_LIMIT_1_AVG_TIME_CONDITION | CASE-BY-CASE_BASIS | OTHER_ APPLICABLE_REQUIREMENTS | OTHER_FACTORS | PERCENT_EFFICIENCY | COMPLIANCE_VERIFIED | EMISSION_LIMIT_2 | EMISSION_LIMIT_2_UNIT | EMISSION_LIMIT_2_AVGERAGE_TIME_CONDITION | STANDARAD_EMISSION_LIMIT | STANDARD_EMISSION_LIMIT_UNIT | STANDARD_LIMIT_AVERAGE_TIME_CONDITION | COST_EFFECTIVENESS | INCREMENTAL_COST_EFFECTIVENESS | Cost_Verified | DOLLAR_YEAR_USED_IN_COST_ESTIMATES | POLLUTANT_COMPLIANCE_NOTES | CONTROL_METHOD_DESCRIPTION | EMISSION_LIMIT_1 | EMISSION_LIMIT_1_UNIT | EMISSION_LIMIT_1_AVG_TIME_CONDITION | CASE-BY-CASE_BASIS | OTHER_ APPLICABLE_REQUIREMENTS | OTHER_FACTORS | PERCENT_EFFICIENCY | COMPLIANCE_VERIFIED | EMISSION_LIMIT_2 | EMISSION_LIMIT_2_UNIT | EMISSION_LIMIT_2_AVGERAGE_TIME_CONDITION | STANDARAD_EMISSION_LIMIT | STANDARD_EMISSION_LIMIT_UNIT | STANDARD_LIMIT_AVERAGE_TIME_CONDITION | COST_EFFECTIVENESS | INCREMENTAL_COST_EFFECTIVENESS | Cost_Verified | DOLLAR_YEAR_USED_IN_COST_ESTIMATES | POLLUTANT_COMPLIANCE_NOTES | CONTROL_METHOD_DESCRIPTION | EMISSION_LIMIT_1 | EMISSION_LIMIT_1_UNIT | EMISSION_LIMIT_1_AVG_TIME_CONDITION | CASE-BY-CASE_BASIS | OTHER_ APPLICABLE_REQUIREMENTS | OTHER_FACTORS | PERCENT_EFFICIENCY | COMPLIANCE_VERIFIED | EMISSION_LIMIT_2 | EMISSION_LIMIT_2_UNIT | EMISSION_LIMIT_2_AVGERAGE_TIME_CONDITION | STANDARAD_EMISSION_LIMIT | STANDARD_EMISSION_LIMIT_UNIT | STANDARD_LIMIT_AVERAGE_TIME_CONDITION | COST_EFFECTIVENESS | INCREMENTAL_COST_EFFECTIVENESS | Cost_Verified | DOLLAR_YEAR_USED_IN_COST_ESTIMATES | POLLUTANT_COMPLIANCE_NOTES | CONTROL_METHOD_DESCRIPTION | EMISSION_LIMIT_1 | EMISSION_LIMIT_1_UNIT | EMISSION_LIMIT_1_AVG_TIME_CONDITION | CASE-BY-CASE_BASIS | OTHER_ APPLICABLE_REQUIREMENTS | OTHER_FACTORS | PERCENT_EFFICIENCY | COMPLIANCE_VERIFIED | EMISSION_LIMIT_2 | EMISSION_LIMIT_2_UNIT | EMISSION_LIMIT_2_AVGERAGE_TIME_CONDITION | STANDARAD_EMISSION_LIMIT | STANDARD_EMISSION_LIMIT_UNIT | STANDARD_LIMIT_AVERAGE_TIME_CONDITION | COST_EFFECTIVENESS | INCREMENTAL_COST_EFFECTIVENESS | Cost_Verified | DOLLAR_YEAR_USED_IN_COST_ESTIMATES | POLLUTANT_COMPLIANCE_NOTES | CONTROL_METHOD_DESCRIPTION | EMISSION_LIMIT_1 | EMISSION_LIMIT_1_UNIT | EMISSION_LIMIT_1_AVG_TIME_CONDITION | CASE-BY-CASE_BASIS | OTHER_ APPLICABLE_REQUIREMENTS | OTHER_FACTORS | PERCENT_EFFICIENCY | COMPLIANCE_VERIFIED | EMISSION_LIMIT_2 | EMISSION_LIMIT_2_UNIT | EMISSION_LIMIT_2_AVGERAGE_TIME_CONDITION | STANDARAD_EMISSION_LIMIT | STANDARD_EMISSION_LIMIT_UNIT | STANDARD_LIMIT_AVERAGE_TIME_CONDITION | COST_EFFECTIVENESS | INCREMENTAL_COST_EFFECTIVENESS | Cost_Verified | DOLLAR_YEAR_USED_IN_COST_ESTIMATES | POLLUTANT_COMPLIANCE_NOTES | CONTROL_METHOD_DESCRIPTION | EMISSION_LIMIT_1 | EMISSION_LIMIT_1_UNIT | EMISSION_LIMIT_1_AVG_TIME_CONDITION | CASE-BY-CASE_BASIS | OTHER_ APPLICABLE_REQUIREMENTS | OTHER_FACTORS | PERCENT_EFFICIENCY | COMPLIANCE_VERIFIED | EMISSION_LIMIT_2 | EMISSION_LIMIT_2_UNIT | EMISSION_LIMIT_2_AVGERAGE_TIME_CONDITION | STANDARAD_EMISSION_LIMIT | STANDARD_EMISSION_LIMIT_UNIT | STANDARD_LIMIT_AVERAGE_TIME_CONDITION | COST_EFFECTIVENESS | INCREMENTAL_COST_EFFECTIVENESS | Cost_Verified | DOLLAR_YEAR_USED_IN_COST_ESTIMATES | POLLUTANT_COMPLIANCE_NOTES | CONTROL_METHOD_DESCRIPTION | EMISSION_LIMIT_1 | EMISSION_LIMIT_1_UNIT | EMISSION_LIMIT_1_AVG_TIME_CONDITION | CASE-BY-CASE_BASIS | OTHER_ APPLICABLE_REQUIREMENTS | OTHER_FACTORS | PERCENT_EFFICIENCY | COMPLIANCE_VERIFIED | EMISSION_LIMIT_2 | EMISSION_LIMIT_2_UNIT | EMISSION_LIMIT_2_AVGERAGE_TIME_CONDITION | STANDARAD_EMISSION_LIMIT | STANDARD_EMISSION_LIMIT_UNIT | STANDARD_LIMIT_AVERAGE_TIME_CONDITION | COST_EFFECTIVENESS | INCREMENTAL_COST_EFFECTIVENESS | Cost_Verified | DOLLAR_YEAR_USED_IN_COST_ESTIMATES | POLLUTANT_COMPLIANCE_NOTES | CONTROL_METHOD_DESCRIPTION | EMISSION_LIMIT_1 | EMISSION_LIMIT_1_UNIT | EMISSION_LIMIT_1_AVG_TIME_CONDITION | CASE-BY-CASE_BASIS | OTHER_ APPLICABLE_REQUIREMENTS | OTHER_FACTORS | PERCENT_EFFICIENCY | COMPLIANCE_VERIFIED | EMISSION_LIMIT_2 | EMISSION_LIMIT_2_UNIT | EMISSION_LIMIT_2_AVGERAGE_TIME_CONDITION | STANDARAD_EMISSION_LIMIT | STANDARD_EMISSION_LIMIT_UNIT | STANDARD_LIMIT_AVERAGE_TIME_CONDITION | COST_EFFECTIVENESS | INCREMENTAL_COST_EFFECTIVENESS | Cost_Verified | DOLLAR_YEAR_USED_IN_COST_ESTIMATES | POLLUTANT_COMPLIANCE_NOTES | CONTROL_METHOD_DESCRIPTION | EMISSION_LIMIT_1 | EMISSION_LIMIT_1_UNIT | EMISSION_LIMIT_1_AVG_TIME_CONDITION | CASE-BY-CASE_BASIS | OTHER_ APPLICABLE_REQUIREMENTS | OTHER_FACTORS | PERCENT_EFFICIENCY | COMPLIANCE_VERIFIED | EMISSION_LIMIT_2 | EMISSION_LIMIT_2_UNIT | EMISSION_LIMIT_2_AVGERAGE_TIME_CONDITION | STANDARAD_EMISSION_LIMIT | STANDARD_EMISSION_LIMIT_UNIT | STANDARD_LIMIT_AVERAGE_TIME_CONDITION | COST_EFFECTIVENESS | INCREMENTAL_COST_EFFECTIVENESS | Cost_Verified | DOLLAR_YEAR_USED_IN_COST_ESTIMATES | POLLUTANT_COMPLIANCE_NOTES | CONTROL_METHOD_DESCRIPTION | EMISSION_LIMIT_1 | EMISSION_LIMIT_1_UNIT | EMISSION_LIMIT_1_AVG_TIME_CONDITION | CASE-BY-CASE_BASIS | OTHER_ APPLICABLE_REQUIREMENTS | OTHER_FACTORS | PERCENT_EFFICIENCY | COMPLIANCE_VERIFIED | EMISSION_LIMIT_2 | EMISSION_LIMIT_2_UNIT | EMISSION_LIMIT_2_AVGERAGE_TIME_CONDITION | STANDARAD_EMISSION_LIMIT | STANDARD_EMISSION_LIMIT_UNIT | STANDARD_LIMIT_AVERAGE_TIME_CONDITION | COST_EFFECTIVENESS | INCREMENTAL_COST_EFFECTIVENESS | Cost_Verified | DOLLAR_YEAR_USED_IN_COST_ESTIMATES | POLLUTANT_COMPLIANCE_NOTES | CONTROL_METHOD_DESCRIPTION | EMISSION_LIMIT_1 | EMISSION_LIMIT_1_UNIT | EMISSION_LIMIT_1_AVG_TIME_CONDITION | CASE-BY-CASE_BASIS | OTHER_ APPLICABLE_REQUIREMENTS | OTHER_FACTORS | PERCENT_EFFICIENCY | COMPLIANCE_VERIFIED | EMISSION_LIMIT_2 | EMISSION_LIMIT_2_UNIT | EMISSION_LIMIT_2_AVGERAGE_TIME_CONDITION | STANDARAD_EMISSION_LIMIT | STANDARD_EMISSION_LIMIT_UNIT | STANDARD_LIMIT_AVERAGE_TIME_CONDITION | COST_EFFECTIVENESS | INCREMENTAL_COST_EFFECTIVENESS | Cost_Verified | DOLLAR_YEAR_USED_IN_COST_ESTIMATES | POLLUTANT_COMPLIANCE_NOTES | CONTROL_METHOD_DESCRIPTION | EMISSION_LIMIT_1 | EMISSION_LIMIT_1_UNIT | EMISSION_LIMIT_1_AVG_TIME_CONDITION | CASE-BY-CASE_BASIS | OTHER_ APPLICABLE_REQUIREMENTS | OTHER_FACTORS | PERCENT_EFFICIENCY | COMPLIANCE_VERIFIED | EMISSION_LIMIT_2 | EMISSION_LIMIT_2_UNIT | EMISSION_LIMIT_2_AVGERAGE_TIME_CONDITION | STANDARAD_EMISSION_LIMIT | STANDARD_EMISSION_LIMIT_UNIT | STANDARD_LIMIT_AVERAGE_TIME_CONDITION | COST_EFFECTIVENESS | INCREMENTAL_COST_EFFECTIVENESS | Cost_Verified | DOLLAR_YEAR_USED_IN_COST_ESTIMATES | POLLUTANT_COMPLIANCE_NOTES | CONTROL_METHOD_DESCRIPTION | EMISSION_LIMIT_1 | EMISSION_LIMIT_1_UNIT | EMISSION_LIMIT_1_AVG_TIME_CONDITION | CASE-BY-CASE_BASIS | OTHER_ APPLICABLE_REQUIREMENTS | OTHER_FACTORS | PERCENT_EFFICIENCY | COMPLIANCE_VERIFIED | EMISSION_LIMIT_2 | EMISSION_LIMIT_2_UNIT | EMISSION_LIMIT_2_AVGERAGE_TIME_CONDITION | STANDARAD_EMISSION_LIMIT | STANDARD_EMISSION_LIMIT_UNIT | STANDARD_LIMIT_AVERAGE_TIME_CONDITION | COST_EFFECTIVENESS | INCREMENTAL_COST_EFFECTIVENESS | Cost_Verified | DOLLAR_YEAR_USED_IN_COST_ESTIMATES | POLLUTANT_COMPLIANCE_NOTES | CONTROL_METHOD_DESCRIPTION | EMISSION_LIMIT_1 | EMISSION_LIMIT_1_UNIT | EMISSION_LIMIT_1_AVG_TIME_CONDITION | CASE-BY-CASE_BASIS | OTHER_ APPLICABLE_REQUIREMENTS | OTHER_FACTORS | PERCENT_EFFICIENCY | COMPLIANCE_VERIFIED | EMISSION_LIMIT_2 | EMISSION_LIMIT_2_UNIT | EMISSION_LIMIT_2_AVGERAGE_TIME_CONDITION | STANDARAD_EMISSION_LIMIT | STANDARD_EMISSION_LIMIT_UNIT | STANDARD_LIMIT_AVERAGE_TIME_CONDITION | COST_EFFECTIVENESS | INCREMENTAL_COST_EFFECTIVENESS | Cost_Verified | DOLLAR_YEAR_USED_IN_COST_ESTIMATES | POLLUTANT_COMPLIANCE_NOTES | CONTROL_METHOD_DESCRIPTION | EMISSION_LIMIT_1 | EMISSION_LIMIT_1_UNIT | EMISSION_LIMIT_1_AVG_TIME_CONDITION | CASE-BY-CASE_BASIS | OTHER_ APPLICABLE_REQUIREMENTS | OTHER_FACTORS | PERCENT_EFFICIENCY | COMPLIANCE_VERIFIED | EMISSION_LIMIT_2 | EMISSION_LIMIT_2_UNIT | EMISSION_LIMIT_2_AVGERAGE_TIME_CONDITION | STANDARAD_EMISSION_LIMIT | STANDARD_EMISSION_LIMIT_UNIT | STANDARD_LIMIT_AVERAGE_TIME_CONDITION | COST_EFFECTIVENESS | INCREMENTAL_COST_EFFECTIVENESS | Cost_Verified | DOLLAR_YEAR_USED_IN_COST_ESTIMATES | POLLUTANT_COMPLIANCE_NOTES | CONTROL_METHOD_DESCRIPTION | EMISSION_LIMIT_1 | EMISSION_LIMIT_1_UNIT | EMISSION_LIMIT_1_AVG_TIME_CONDITION | CASE-BY-CASE_BASIS | OTHER_ APPLICABLE_REQUIREMENTS | OTHER_FACTORS | PERCENT_EFFICIENCY | COMPLIANCE_VERIFIED | EMISSION_LIMIT_2 | EMISSION_LIMIT_2_UNIT | EMISSION_LIMIT_2_AVGERAGE_TIME_CONDITION | STANDARAD_EMISSION_LIMIT | STANDARD_EMISSION_LIMIT_UNIT | STANDARD_LIMIT_AVERAGE_TIME_CONDITION | COST_EFFECTIVENESS | INCREMENTAL_COST_EFFECTIVENESS | Cost_Verified | DOLLAR_YEAR_USED_IN_COST_ESTIMATES | POLLUTANT_COMPLIANCE_NOTES | CONTROL_METHOD_DESCRIPTION | EMISSION_LIMIT_1 | EMISSION_LIMIT_1_UNIT | EMISSION_LIMIT_1_AVG_TIME_CONDITION | CASE-BY-CASE_BASIS | OTHER_ APPLICABLE_REQUIREMENTS | OTHER_FACTORS | PERCENT_EFFICIENCY | COMPLIANCE_VERIFIED | EMISSION_LIMIT_2 | EMISSION_LIMIT_2_UNIT | EMISSION_LIMIT_2_AVGERAGE_TIME_CONDITION | STANDARAD_EMISSION_LIMIT | STANDARD_EMISSION_LIMIT_UNIT | STANDARD_LIMIT_AVERAGE_TIME_CONDITION | COST_EFFECTIVENESS | INCREMENTAL_COST_EFFECTIVENESS | Cost_Verified | DOLLAR_YEAR_USED_IN_COST_ESTIMATES | POLLUTANT_COMPLIANCE_NOTES | CONTROL_METHOD_DESCRIPTION | EMISSION_LIMIT_1 | EMISSION_LIMIT_1_UNIT | EMISSION_LIMIT_1_AVG_TIME_CONDITION | CASE-BY-CASE_BASIS | OTHER_ APPLICABLE_REQUIREMENTS | OTHER_FACTORS | PERCENT_EFFICIENCY | COMPLIANCE_VERIFIED | EMISSION_LIMIT_2 | EMISSION_LIMIT_2_UNIT | EMISSION_LIMIT_2_AVGERAGE_TIME_CONDITION | STANDARAD_EMISSION_LIMIT | STANDARD_EMISSION_LIMIT_UNIT | STANDARD_LIMIT_AVERAGE_TIME_CONDITION | COST_EFFECTIVENESS | INCREMENTAL_COST_EFFECTIVENESS | Cost_Verified | DOLLAR_YEAR_USED_IN_COST_ESTIMATES | POLLUTANT_COMPLIANCE_NOTES | CONTROL_METHOD_DESCRIPTION | EMISSION_LIMIT_1 | EMISSION_LIMIT_1_UNIT | EMISSION_LIMIT_1_AVG_TIME_CONDITION | CASE-BY-CASE_BASIS | OTHER_ APPLICABLE_REQUIREMENTS | OTHER_FACTORS | PERCENT_EFFICIENCY | COMPLIANCE_VERIFIED | EMISSION_LIMIT_2 | EMISSION_LIMIT_2_UNIT | EMISSION_LIMIT_2_AVGERAGE_TIME_CONDITION | STANDARAD_EMISSION_LIMIT | STANDARD_EMISSION_LIMIT_UNIT | STANDARD_LIMIT_AVERAGE_TIME_CONDITION | COST_EFFECTIVENESS | INCREMENTAL_COST_EFFECTIVENESS | Cost_Verified | DOLLAR_YEAR_USED_IN_COST_ESTIMATES | POLLUTANT_COMPLIANCE_NOTES | CONTROL_METHOD_DESCRIPTION | EMISSION_LIMIT_1 | EMISSION_LIMIT_1_UNIT | EMISSION_LIMIT_1_AVG_TIME_CONDITION | CASE-BY-CASE_BASIS | OTHER_ APPLICABLE_REQUIREMENTS | OTHER_FACTORS | PERCENT_EFFICIENCY | COMPLIANCE_VERIFIED | EMISSION_LIMIT_2 | EMISSION_LIMIT_2_UNIT | EMISSION_LIMIT_2_AVGERAGE_TIME_CONDITION | STANDARAD_EMISSION_LIMIT | STANDARD_EMISSION_LIMIT_UNIT | STANDARD_LIMIT_AVERAGE_TIME_CONDITION | COST_EFFECTIVENESS | INCREMENTAL_COST_EFFECTIVENESS | Cost_Verified | DOLLAR_YEAR_USED_IN_COST_ESTIMATES | POLLUTANT_COMPLIANCE_NOTES | CONTROL_METHOD_DESCRIPTION | EMISSION_LIMIT_1 | EMISSION_LIMIT_1_UNIT | EMISSION_LIMIT_1_AVG_TIME_CONDITION | CASE-BY-CASE_BASIS | OTHER_ APPLICABLE_REQUIREMENTS | OTHER_FACTORS | PERCENT_EFFICIENCY | COMPLIANCE_VERIFIED | EMISSION_LIMIT_2 | EMISSION_LIMIT_2_UNIT | EMISSION_LIMIT_2_AVGERAGE_TIME_CONDITION | STANDARAD_EMISSION_LIMIT | STANDARD_EMISSION_LIMIT_UNIT | STANDARD_LIMIT_AVERAGE_TIME_CONDITION | COST_EFFECTIVENESS | INCREMENTAL_COST_EFFECTIVENESS | Cost_Verified | DOLLAR_YEAR_USED_IN_COST_ESTIMATES | POLLUTANT_COMPLIANCE_NOTES | CONTROL_METHOD_DESCRIPTION | EMISSION_LIMIT_1 | EMISSION_LIMIT_1_UNIT | EMISSION_LIMIT_1_AVG_TIME_CONDITION | CASE-BY-CASE_BASIS | OTHER_ APPLICABLE_REQUIREMENTS | OTHER_FACTORS | PERCENT_EFFICIENCY | COMPLIANCE_VERIFIED | EMISSION_LIMIT_2 | EMISSION_LIMIT_2_UNIT | EMISSION_LIMIT_2_AVGERAGE_TIME_CONDITION | STANDARAD_EMISSION_LIMIT | STANDARD_EMISSION_LIMIT_UNIT | STANDARD_LIMIT_AVERAGE_TIME_CONDITION | COST_EFFECTIVENESS | INCREMENTAL_COST_EFFECTIVENESS | Cost_Verified | DOLLAR_YEAR_USED_IN_COST_ESTIMATES | POLLUTANT_COMPLIANCE_NOTES | CONTROL_METHOD_DESCRIPTION | EMISSION_LIMIT_1 | EMISSION_LIMIT_1_UNIT | EMISSION_LIMIT_1_AVG_TIME_CONDITION | CASE-BY-CASE_BASIS | OTHER_ APPLICABLE_REQUIREMENTS | OTHER_FACTORS | PERCENT_EFFICIENCY | COMPLIANCE_VERIFIED | EMISSION_LIMIT_2 | EMISSION_LIMIT_2_UNIT | EMISSION_LIMIT_2_AVGERAGE_TIME_CONDITION | STANDARAD_EMISSION_LIMIT | STANDARD_EMISSION_LIMIT_UNIT | STANDARD_LIMIT_AVERAGE_TIME_CONDITION | COST_EFFECTIVENESS | INCREMENTAL_COST_EFFECTIVENESS | Cost_Verified | DOLLAR_YEAR_USED_IN_COST_ESTIMATES | POLLUTANT_COMPLIANCE_NOTES | CONTROL_METHOD_DESCRIPTION | EMISSION_LIMIT_1 | EMISSION_LIMIT_1_UNIT | EMISSION_LIMIT_1_AVG_TIME_CONDITION | CASE-BY-CASE_BASIS | OTHER_ APPLICABLE_REQUIREMENTS | OTHER_FACTORS | PERCENT_EFFICIENCY | COMPLIANCE_VERIFIED | EMISSION_LIMIT_2 | EMISSION_LIMIT_2_UNIT | EMISSION_LIMIT_2_AVGERAGE_TIME_CONDITION | STANDARAD_EMISSION_LIMIT | STANDARD_EMISSION_LIMIT_UNIT | STANDARD_LIMIT_AVERAGE_TIME_CONDITION | COST_EFFECTIVENESS | INCREMENTAL_COST_EFFECTIVENESS | Cost_Verified | DOLLAR_YEAR_USED_IN_COST_ESTIMATES | POLLUTANT_COMPLIANCE_NOTES | CONTROL_METHOD_DESCRIPTION | EMISSION_LIMIT_1 | EMISSION_LIMIT_1_UNIT | EMISSION_LIMIT_1_AVG_TIME_CONDITION | CASE-BY-CASE_BASIS | OTHER_ APPLICABLE_REQUIREMENTS | OTHER_FACTORS | PERCENT_EFFICIENCY | COMPLIANCE_VERIFIED | EMISSION_LIMIT_2 | EMISSION_LIMIT_2_UNIT | EMISSION_LIMIT_2_AVGERAGE_TIME_CONDITION | STANDARAD_EMISSION_LIMIT | STANDARD_EMISSION_LIMIT_UNIT | STANDARD_LIMIT_AVERAGE_TIME_CONDITION | COST_EFFECTIVENESS | INCREMENTAL_COST_EFFECTIVENESS | Cost_Verified | DOLLAR_YEAR_USED_IN_COST_ESTIMATES | POLLUTANT_COMPLIANCE_NOTES | CONTROL_METHOD_DESCRIPTION | EMISSION_LIMIT_1 | EMISSION_LIMIT_1_UNIT | EMISSION_LIMIT_1_AVG_TIME_CONDITION | CASE-BY-CASE_BASIS | OTHER_ APPLICABLE_REQUIREMENTS | OTHER_FACTORS | PERCENT_EFFICIENCY | COMPLIANCE_VERIFIED | EMISSION_LIMIT_2 | EMISSION_LIMIT_2_UNIT | EMISSION_LIMIT_2_AVGERAGE_TIME_CONDITION | STANDARAD_EMISSION_LIMIT | STANDARD_EMISSION_LIMIT_UNIT | STANDARD_LIMIT_AVERAGE_TIME_CONDITION | COST_EFFECTIVENESS | INCREMENTAL_COST_EFFECTIVENESS | Cost_Verified | DOLLAR_YEAR_USED_IN_COST_ESTIMATES | POLLUTANT_COMPLIANCE_NOTES | CONTROL_METHOD_DESCRIPTION | EMISSION_LIMIT_1 | EMISSION_LIMIT_1_UNIT | EMISSION_LIMIT_1_AVG_TIME_CONDITION | CASE-BY-CASE_BASIS | OTHER_ APPLICABLE_REQUIREMENTS | OTHER_FACTORS | PERCENT_EFFICIENCY | COMPLIANCE_VERIFIED | EMISSION_LIMIT_2 | EMISSION_LIMIT_2_UNIT | EMISSION_LIMIT_2_AVGERAGE_TIME_CONDITION | STANDARAD_EMISSION_LIMIT | STANDARD_EMISSION_LIMIT_UNIT | STANDARD_LIMIT_AVERAGE_TIME_CONDITION | COST_EFFECTIVENESS | INCREMENTAL_COST_EFFECTIVENESS | Cost_Verified | DOLLAR_YEAR_USED_IN_COST_ESTIMATES | POLLUTANT_COMPLIANCE_NOTES | CONTROL_METHOD_DESCRIPTION | EMISSION_LIMIT_1 | EMISSION_LIMIT_1_UNIT | EMISSION_LIMIT_1_AVG_TIME_CONDITION | CASE-BY-CASE_BASIS | OTHER_ APPLICABLE_REQUIREMENTS | OTHER_FACTORS | PERCENT_EFFICIENCY | COMPLIANCE_VERIFIED | EMISSION_LIMIT_2 | EMISSION_LIMIT_2_UNIT | EMISSION_LIMIT_2_AVGERAGE_TIME_CONDITION | STANDARAD_EMISSION_LIMIT | STANDARD_EMISSION_LIMIT_UNIT | STANDARD_LIMIT_AVERAGE_TIME_CONDITION | COST_EFFECTIVENESS | INCREMENTAL_COST_EFFECTIVENESS | Cost_Verified | DOLLAR_YEAR_USED_IN_COST_ESTIMATES | POLLUTANT_COMPLIANCE_NOTES | CONTROL_METHOD_DESCRIPTION | EMISSION_LIMIT_1 | EMISSION_LIMIT_1_UNIT | EMISSION_LIMIT_1_AVG_TIME_CONDITION | CASE-BY-CASE_BASIS | OTHER_ APPLICABLE_REQUIREMENTS | OTHER_FACTORS | PERCENT_EFFICIENCY | COMPLIANCE_VERIFIED | EMISSION_LIMIT_2 | EMISSION_LIMIT_2_UNIT | EMISSION_LIMIT_2_AVGERAGE_TIME_CONDITION | STANDARAD_EMISSION_LIMIT | STANDARD_EMISSION_LIMIT_UNIT | STANDARD_LIMIT_AVERAGE_TIME_CONDITION | COST_EFFECTIVENESS | INCREMENTAL_COST_EFFECTIVENESS | Cost_Verified | DOLLAR_YEAR_USED_IN_COST_ESTIMATES | POLLUTANT_COMPLIANCE_NOTES | CONTROL_METHOD_DESCRIPTION | EMISSION_LIMIT_1 | EMISSION_LIMIT_1_UNIT | EMISSION_LIMIT_1_AVG_TIME_CONDITION | CASE-BY-CASE_BASIS | OTHER_ APPLICABLE_REQUIREMENTS | OTHER_FACTORS | PERCENT_EFFICIENCY | COMPLIANCE_VERIFIED | EMISSION_LIMIT_2 | EMISSION_LIMIT_2_UNIT | EMISSION_LIMIT_2_AVGERAGE_TIME_CONDITION | STANDARAD_EMISSION_LIMIT | STANDARD_EMISSION_LIMIT_UNIT | STANDARD_LIMIT_AVERAGE_TIME_CONDITION | COST_EFFECTIVENESS | INCREMENTAL_COST_EFFECTIVENESS | Cost_Verified | DOLLAR_YEAR_USED_IN_COST_ESTIMATES | POLLUTANT_COMPLIANCE_NOTES | CONTROL_METHOD_DESCRIPTION | EMISSION_LIMIT_1 | EMISSION_LIMIT_1_UNIT | EMISSION_LIMIT_1_AVG_TIME_CONDITION | CASE-BY-CASE_BASIS | OTHER_ APPLICABLE_REQUIREMENTS | OTHER_FACTORS | PERCENT_EFFICIENCY | COMPLIANCE_VERIFIED | EMISSION_LIMIT_2 | EMISSION_LIMIT_2_UNIT | EMISSION_LIMIT_2_AVGERAGE_TIME_CONDITION | STANDARAD_EMISSION_LIMIT | STANDARD_EMISSION_LIMIT_UNIT | STANDARD_LIMIT_AVERAGE_TIME_CONDITION | COST_EFFECTIVENESS | INCREMENTAL_COST_EFFECTIVENESS | Cost_Verified | DOLLAR_YEAR_USED_IN_COST_ESTIMATES | POLLUTANT_COMPLIANCE_NOTES | CONTROL_METHOD_DESCRIPTION | EMISSION_LIMIT_1 | EMISSION_LIMIT_1_UNIT | EMISSION_LIMIT_1_AVG_TIME_CONDITION | CASE-BY-CASE_BASIS | OTHER_ APPLICABLE_REQUIREMENTS | OTHER_FACTORS | PERCENT_EFFICIENCY | COMPLIANCE_VERIFIED | EMISSION_LIMIT_2 | EMISSION_LIMIT_2_UNIT | EMISSION_LIMIT_2_AVGERAGE_TIME_CONDITION | STANDARAD_EMISSION_LIMIT | STANDARD_EMISSION_LIMIT_UNIT | STANDARD_LIMIT_AVERAGE_TIME_CONDITION | COST_EFFECTIVENESS | INCREMENTAL_COST_EFFECTIVENESS | Cost_Verified | DOLLAR_YEAR_USED_IN_COST_ESTIMATES | POLLUTANT_COMPLIANCE_NOTES | CONTROL_METHOD_DESCRIPTION | EMISSION_LIMIT_1 | EMISSION_LIMIT_1_UNIT | EMISSION_LIMIT_1_AVG_TIME_CONDITION | CASE-BY-CASE_BASIS | OTHER_ APPLICABLE_REQUIREMENTS | OTHER_FACTORS | PERCENT_EFFICIENCY | COMPLIANCE_VERIFIED | EMISSION_LIMIT_2 | EMISSION_LIMIT_2_UNIT | EMISSION_LIMIT_2_AVGERAGE_TIME_CONDITION | STANDARAD_EMISSION_LIMIT | STANDARD_EMISSION_LIMIT_UNIT | STANDARD_LIMIT_AVERAGE_TIME_CONDITION | COST_EFFECTIVENESS | INCREMENTAL_COST_EFFECTIVENESS | Cost_Verified | DOLLAR_YEAR_USED_IN_COST_ESTIMATES | POLLUTANT_COMPLIANCE_NOTES | CONTROL_METHOD_DESCRIPTION | EMISSION_LIMIT_1 | EMISSION_LIMIT_1_UNIT | EMISSION_LIMIT_1_AVG_TIME_CONDITION | CASE-BY-CASE_BASIS | OTHER_ APPLICABLE_REQUIREMENTS | OTHER_FACTORS | PERCENT_EFFICIENCY | COMPLIANCE_VERIFIED | EMISSION_LIMIT_2 | EMISSION_LIMIT_2_UNIT | EMISSION_LIMIT_2_AVGERAGE_TIME_CONDITION | STANDARAD_EMISSION_LIMIT | STANDARD_EMISSION_LIMIT_UNIT | STANDARD_LIMIT_AVERAGE_TIME_CONDITION | COST_EFFECTIVENESS | INCREMENTAL_COST_EFFECTIVENESS | Cost_Verified | DOLLAR_YEAR_USED_IN_COST_ESTIMATES | POLLUTANT_COMPLIANCE_NOTES | CONTROL_METHOD_DESCRIPTION | EMISSION_LIMIT_1 | EMISSION_LIMIT_1_UNIT | EMISSION_LIMIT_1_AVG_TIME_CONDITION | CASE-BY-CASE_BASIS | OTHER_ APPLICABLE_REQUIREMENTS | OTHER_FACTORS | PERCENT_EFFICIENCY | COMPLIANCE_VERIFIED | EMISSION_LIMIT_2 | EMISSION_LIMIT_2_UNIT | EMISSION_LIMIT_2_AVGERAGE_TIME_CONDITION | STANDARAD_EMISSION_LIMIT | STANDARD_EMISSION_LIMIT_UNIT | STANDARD_LIMIT_AVERAGE_TIME_CONDITION | COST_EFFECTIVENESS | INCREMENTAL_COST_EFFECTIVENESS | Cost_Verified | DOLLAR_YEAR_USED_IN_COST_ESTIMATES | POLLUTANT_COMPLIANCE_NOTES | CONTROL_METHOD_DESCRIPTION | EMISSION_LIMIT_1 | EMISSION_LIMIT_1_UNIT | EMISSION_LIMIT_1_AVG_TIME_CONDITION | CASE-BY-CASE_BASIS | OTHER_ APPLICABLE_REQUIREMENTS | OTHER_FACTORS | PERCENT_EFFICIENCY | COMPLIANCE_VERIFIED | EMISSION_LIMIT_2 | EMISSION_LIMIT_2_UNIT | EMISSION_LIMIT_2_AVGERAGE_TIME_CONDITION | STANDARAD_EMISSION_LIMIT | STANDARD_EMISSION_LIMIT_UNIT | STANDARD_LIMIT_AVERAGE_TIME_CONDITION | COST_EFFECTIVENESS | INCREMENTAL_COST_EFFECTIVENESS | Cost_Verified | DOLLAR_YEAR_USED_IN_COST_ESTIMATES | POLLUTANT_COMPLIANCE_NOTES | CONTROL_METHOD_DESCRIPTION | EMISSION_LIMIT_1 | EMISSION_LIMIT_1_UNIT | EMISSION_LIMIT_1_AVG_TIME_CONDITION | CASE-BY-CASE_BASIS | OTHER_ APPLICABLE_REQUIREMENTS | OTHER_FACTORS | PERCENT_EFFICIENCY | COMPLIANCE_VERIFIED | EMISSION_LIMIT_2 | EMISSION_LIMIT_2_UNIT | EMISSION_LIMIT_2_AVGERAGE_TIME_CONDITION | STANDARAD_EMISSION_LIMIT | STANDARD_EMISSION_LIMIT_UNIT | STANDARD_LIMIT_AVERAGE_TIME_CONDITION | COST_EFFECTIVENESS | INCREMENTAL_COST_EFFECTIVENESS | Cost_Verified | DOLLAR_YEAR_USED_IN_COST_ESTIMATES | POLLUTANT_COMPLIANCE_NOTES | CONTROL_METHOD_DESCRIPTION | EMISSION_LIMIT_1 | EMISSION_LIMIT_1_UNIT | EMISSION_LIMIT_1_AVG_TIME_CONDITION | CASE-BY-CASE_BASIS | OTHER_ APPLICABLE_REQUIREMENTS | OTHER_FACTORS | PERCENT_EFFICIENCY | COMPLIANCE_VERIFIED | EMISSION_LIMIT_2 | EMISSION_LIMIT_2_UNIT | EMISSION_LIMIT_2_AVGERAGE_TIME_CONDITION | STANDARAD_EMISSION_LIMIT | STANDARD_EMISSION_LIMIT_UNIT | STANDARD_LIMIT_AVERAGE_TIME_CONDITION | COST_EFFECTIVENESS | INCREMENTAL_COST_EFFECTIVENESS | Cost_Verified | DOLLAR_YEAR_USED_IN_COST_ESTIMATES | POLLUTANT_COMPLIANCE_NOTES | CONTROL_METHOD_DESCRIPTION | EMISSION_LIMIT_1 | EMISSION_LIMIT_1_UNIT | EMISSION_LIMIT_1_AVG_TIME_CONDITION | CASE-BY-CASE_BASIS | OTHER_ APPLICABLE_REQUIREMENTS | OTHER_FACTORS | PERCENT_EFFICIENCY | COMPLIANCE_VERIFIED | EMISSION_LIMIT_2 | EMISSION_LIMIT_2_UNIT | EMISSION_LIMIT_2_AVGERAGE_TIME_CONDITION | STANDARAD_EMISSION_LIMIT | STANDARD_EMISSION_LIMIT_UNIT | STANDARD_LIMIT_AVERAGE_TIME_CONDITION | COST_EFFECTIVENESS | INCREMENTAL_COST_EFFECTIVENESS | Cost_Verified | DOLLAR_YEAR_USED_IN_COST_ESTIMATES | POLLUTANT_COMPLIANCE_NOTES | CONTROL_METHOD_DESCRIPTION | EMISSION_LIMIT_1 | EMISSION_LIMIT_1_UNIT | EMISSION_LIMIT_1_AVG_TIME_CONDITION | CASE-BY-CASE_BASIS | OTHER_ APPLICABLE_REQUIREMENTS | OTHER_FACTORS | PERCENT_EFFICIENCY | COMPLIANCE_VERIFIED | EMISSION_LIMIT_2 | EMISSION_LIMIT_2_UNIT | EMISSION_LIMIT_2_AVGERAGE_TIME_CONDITION | STANDARAD_EMISSION_LIMIT | STANDARD_EMISSION_LIMIT_UNIT | STANDARD_LIMIT_AVERAGE_TIME_CONDITION | COST_EFFECTIVENESS | INCREMENTAL_COST_EFFECTIVENESS | Cost_Verified | DOLLAR_YEAR_USED_IN_COST_ESTIMATES | POLLUTANT_COMPLIANCE_NOTES | CONTROL_METHOD_DESCRIPTION | EMISSION_LIMIT_1 | EMISSION_LIMIT_1_UNIT | EMISSION_LIMIT_1_AVG_TIME_CONDITION | CASE-BY-CASE_BASIS | OTHER_ APPLICABLE_REQUIREMENTS | OTHER_FACTORS | PERCENT_EFFICIENCY | COMPLIANCE_VERIFIED | EMISSION_LIMIT_2 | EMISSION_LIMIT_2_UNIT | EMISSION_LIMIT_2_AVGERAGE_TIME_CONDITION | STANDARAD_EMISSION_LIMIT | STANDARD_EMISSION_LIMIT_UNIT | STANDARD_LIMIT_AVERAGE_TIME_CONDITION | COST_EFFECTIVENESS | INCREMENTAL_COST_EFFECTIVENESS | Cost_Verified | DOLLAR_YEAR_USED_IN_COST_ESTIMATES | POLLUTANT_COMPLIANCE_NOTES | CONTROL_METHOD_DESCRIPTION | EMISSION_LIMIT_1 | EMISSION_LIMIT_1_UNIT | EMISSION_LIMIT_1_AVG_TIME_CONDITION | CASE-BY-CASE_BASIS | OTHER_ APPLICABLE_REQUIREMENTS | OTHER_FACTORS | PERCENT_EFFICIENCY | COMPLIANCE_VERIFIED | EMISSION_LIMIT_2 | EMISSION_LIMIT_2_UNIT | EMISSION_LIMIT_2_AVGERAGE_TIME_CONDITION | STANDARAD_EMISSION_LIMIT | STANDARD_EMISSION_LIMIT_UNIT | STANDARD_LIMIT_AVERAGE_TIME_CONDITION | COST_EFFECTIVENESS | INCREMENTAL_COST_EFFECTIVENESS | Cost_Verified | DOLLAR_YEAR_USED_IN_COST_ESTIMATES | POLLUTANT_COMPLIANCE_NOTES | CONTROL_METHOD_DESCRIPTION | EMISSION_LIMIT_1 | EMISSION_LIMIT_1_UNIT | EMISSION_LIMIT_1_AVG_TIME_CONDITION | CASE-BY-CASE_BASIS | OTHER_ APPLICABLE_REQUIREMENTS | OTHER_FACTORS | PERCENT_EFFICIENCY | COMPLIANCE_VERIFIED | EMISSION_LIMIT_2 | EMISSION_LIMIT_2_UNIT | EMISSION_LIMIT_2_AVGERAGE_TIME_CONDITION | STANDARAD_EMISSION_LIMIT | STANDARD_EMISSION_LIMIT_UNIT | STANDARD_LIMIT_AVERAGE_TIME_CONDITION | COST_EFFECTIVENESS | INCREMENTAL_COST_EFFECTIVENESS | Cost_Verified | DOLLAR_YEAR_USED_IN_COST_ESTIMATES | POLLUTANT_COMPLIANCE_NOTES | CONTROL_METHOD_DESCRIPTION | EMISSION_LIMIT_1 | EMISSION_LIMIT_1_UNIT | EMISSION_LIMIT_1_AVG_TIME_CONDITION | CASE-BY-CASE_BASIS | OTHER_ APPLICABLE_REQUIREMENTS | OTHER_FACTORS | PERCENT_EFFICIENCY | COMPLIANCE_VERIFIED | EMISSION_LIMIT_2 | EMISSION_LIMIT_2_UNIT | EMISSION_LIMIT_2_AVGERAGE_TIME_CONDITION | STANDARAD_EMISSION_LIMIT | STANDARD_EMISSION_LIMIT_UNIT | STANDARD_LIMIT_AVERAGE_TIME_CONDITION | COST_EFFECTIVENESS | INCREMENTAL_COST_EFFECTIVENESS | Cost_Verified | DOLLAR_YEAR_USED_IN_COST_ESTIMATES | POLLUTANT_COMPLIANCE_NOTES | CONTROL_METHOD_DESCRIPTION | EMISSION_LIMIT_1 | EMISSION_LIMIT_1_UNIT | EMISSION_LIMIT_1_AVG_TIME_CONDITION | CASE-BY-CASE_BASIS | OTHER_ APPLICABLE_REQUIREMENTS | OTHER_FACTORS | PERCENT_EFFICIENCY | COMPLIANCE_VERIFIED | EMISSION_LIMIT_2 | EMISSION_LIMIT_2_UNIT | EMISSION_LIMIT_2_AVGERAGE_TIME_CONDITION | STANDARAD_EMISSION_LIMIT | STANDARD_EMISSION_LIMIT_UNIT | STANDARD_LIMIT_AVERAGE_TIME_CONDITION | COST_EFFECTIVENESS | INCREMENTAL_COST_EFFECTIVENESS | Cost_Verified | DOLLAR_YEAR_USED_IN_COST_ESTIMATES | POLLUTANT_COMPLIANCE_NOTES | CONTROL_METHOD_DESCRIPTION | EMISSION_LIMIT_1 | EMISSION_LIMIT_1_UNIT | EMISSION_LIMIT_1_AVG_TIME_CONDITION | CASE-BY-CASE_BASIS | OTHER_ APPLICABLE_REQUIREMENTS | OTHER_FACTORS | PERCENT_EFFICIENCY | COMPLIANCE_VERIFIED | EMISSION_LIMIT_2 | EMISSION_LIMIT_2_UNIT | EMISSION_LIMIT_2_AVGERAGE_TIME_CONDITION | STANDARAD_EMISSION_LIMIT | STANDARD_EMISSION_LIMIT_UNIT | STANDARD_LIMIT_AVERAGE_TIME_CONDITION | COST_EFFECTIVENESS | INCREMENTAL_COST_EFFECTIVENESS | Cost_Verified | DOLLAR_YEAR_USED_IN_COST_ESTIMATES | POLLUTANT_COMPLIANCE_NOTES | CONTROL_METHOD_DESCRIPTION | EMISSION_LIMIT_1 | EMISSION_LIMIT_1_UNIT | EMISSION_LIMIT_1_AVG_TIME_CONDITION | CASE-BY-CASE_BASIS | OTHER_ APPLICABLE_REQUIREMENTS | OTHER_FACTORS | PERCENT_EFFICIENCY | COMPLIANCE_VERIFIED | EMISSION_LIMIT_2 | EMISSION_LIMIT_2_UNIT | EMISSION_LIMIT_2_AVGERAGE_TIME_CONDITION | STANDARAD_EMISSION_LIMIT | STANDARD_EMISSION_LIMIT_UNIT | STANDARD_LIMIT_AVERAGE_TIME_CONDITION | COST_EFFECTIVENESS | INCREMENTAL_COST_EFFECTIVENESS | Cost_Verified | DOLLAR_YEAR_USED_IN_COST_ESTIMATES | POLLUTANT_COMPLIANCE_NOTES | CONTROL_METHOD_DESCRIPTION | EMISSION_LIMIT_1 | EMISSION_LIMIT_1_UNIT | EMISSION_LIMIT_1_AVG_TIME_CONDITION | CASE-BY-CASE_BASIS | OTHER_ APPLICABLE_REQUIREMENTS | OTHER_FACTORS | PERCENT_EFFICIENCY | COMPLIANCE_VERIFIED | EMISSION_LIMIT_2 | EMISSION_LIMIT_2_UNIT | EMISSION_LIMIT_2_AVGERAGE_TIME_CONDITION | STANDARAD_EMISSION_LIMIT | STANDARD_EMISSION_LIMIT_UNIT | STANDARD_LIMIT_AVERAGE_TIME_CONDITION | COST_EFFECTIVENESS | INCREMENTAL_COST_EFFECTIVENESS | Cost_Verified | DOLLAR_YEAR_USED_IN_COST_ESTIMATES | POLLUTANT_COMPLIANCE_NOTES | CONTROL_METHOD_DESCRIPTION | EMISSION_LIMIT_1 | EMISSION_LIMIT_1_UNIT | EMISSION_LIMIT_1_AVG_TIME_CONDITION | CASE-BY-CASE_BASIS | OTHER_ APPLICABLE_REQUIREMENTS | OTHER_FACTORS | PERCENT_EFFICIENCY | COMPLIANCE_VERIFIED | EMISSION_LIMIT_2 | EMISSION_LIMIT_2_UNIT | EMISSION_LIMIT_2_AVGERAGE_TIME_CONDITION | STANDARAD_EMISSION_LIMIT | STANDARD_EMISSION_LIMIT_UNIT | STANDARD_LIMIT_AVERAGE_TIME_CONDITION | COST_EFFECTIVENESS | INCREMENTAL_COST_EFFECTIVENESS | Cost_Verified | DOLLAR_YEAR_USED_IN_COST_ESTIMATES | POLLUTANT_COMPLIANCE_NOTES | CONTROL_METHOD_DESCRIPTION | EMISSION_LIMIT_1 | EMISSION_LIMIT_1_UNIT | EMISSION_LIMIT_1_AVG_TIME_CONDITION | CASE-BY-CASE_BASIS | OTHER_ APPLICABLE_REQUIREMENTS | OTHER_FACTORS | PERCENT_EFFICIENCY | COMPLIANCE_VERIFIED | EMISSION_LIMIT_2 | EMISSION_LIMIT_2_UNIT | EMISSION_LIMIT_2_AVGERAGE_TIME_CONDITION | STANDARAD_EMISSION_LIMIT | STANDARD_EMISSION_LIMIT_UNIT | STANDARD_LIMIT_AVERAGE_TIME_CONDITION | COST_EFFECTIVENESS | INCREMENTAL_COST_EFFECTIVENESS | Cost_Verified | DOLLAR_YEAR_USED_IN_COST_ESTIMATES | POLLUTANT_COMPLIANCE_NOTES | CONTROL_METHOD_DESCRIPTION | EMISSION_LIMIT_1 | EMISSION_LIMIT_1_UNIT | EMISSION_LIMIT_1_AVG_TIME_CONDITION | CASE-BY-CASE_BASIS | OTHER_ APPLICABLE_REQUIREMENTS | OTHER_FACTORS | PERCENT_EFFICIENCY | COMPLIANCE_VERIFIED | EMISSION_LIMIT_2 | EMISSION_LIMIT_2_UNIT | EMISSION_LIMIT_2_AVGERAGE_TIME_CONDITION | STANDARAD_EMISSION_LIMIT | STANDARD_EMISSION_LIMIT_UNIT | STANDARD_LIMIT_AVERAGE_TIME_CONDITION | COST_EFFECTIVENESS | INCREMENTAL_COST_EFFECTIVENESS | Cost_Verified | DOLLAR_YEAR_USED_IN_COST_ESTIMATES | POLLUTANT_COMPLIANCE_NOTES | CONTROL_METHOD_DESCRIPTION | EMISSION_LIMIT_1 | EMISSION_LIMIT_1_UNIT | EMISSION_LIMIT_1_AVG_TIME_CONDITION | CASE-BY-CASE_BASIS | OTHER_ APPLICABLE_REQUIREMENTS | OTHER_FACTORS | PERCENT_EFFICIENCY | COMPLIANCE_VERIFIED | EMISSION_LIMIT_2 | EMISSION_LIMIT_2_UNIT | EMISSION_LIMIT_2_AVGERAGE_TIME_CONDITION | STANDARAD_EMISSION_LIMIT | STANDARD_EMISSION_LIMIT_UNIT | STANDARD_LIMIT_AVERAGE_TIME_CONDITION | COST_EFFECTIVENESS | INCREMENTAL_COST_EFFECTIVENESS | Cost_Verified | DOLLAR_YEAR_USED_IN_COST_ESTIMATES | POLLUTANT_COMPLIANCE_NOTES | CONTROL_METHOD_DESCRIPTION | EMISSION_LIMIT_1 | EMISSION_LIMIT_1_UNIT | EMISSION_LIMIT_1_AVG_TIME_CONDITION | CASE-BY-CASE_BASIS | OTHER_ APPLICABLE_REQUIREMENTS | OTHER_FACTORS | PERCENT_EFFICIENCY | COMPLIANCE_VERIFIED | EMISSION_LIMIT_2 | EMISSION_LIMIT_2_UNIT | EMISSION_LIMIT_2_AVGERAGE_TIME_CONDITION | STANDARAD_EMISSION_LIMIT | STANDARD_EMISSION_LIMIT_UNIT | STANDARD_LIMIT_AVERAGE_TIME_CONDITION | COST_EFFECTIVENESS | INCREMENTAL_COST_EFFECTIVENESS | Cost_Verified | DOLLAR_YEAR_USED_IN_COST_ESTIMATES | POLLUTANT_COMPLIANCE_NOTES | CONTROL_METHOD_DESCRIPTION | EMISSION_LIMIT_1 | EMISSION_LIMIT_1_UNIT | EMISSION_LIMIT_1_AVG_TIME_CONDITION | CASE-BY-CASE_BASIS | OTHER_ APPLICABLE_REQUIREMENTS | OTHER_FACTORS | PERCENT_EFFICIENCY | COMPLIANCE_VERIFIED | EMISSION_LIMIT_2 | EMISSION_LIMIT_2_UNIT | EMISSION_LIMIT_2_AVGERAGE_TIME_CONDITION | STANDARAD_EMISSION_LIMIT | STANDARD_EMISSION_LIMIT_UNIT | STANDARD_LIMIT_AVERAGE_TIME_CONDITION | COST_EFFECTIVENESS | INCREMENTAL_COST_EFFECTIVENESS | Cost_Verified | DOLLAR_YEAR_USED_IN_COST_ESTIMATES | POLLUTANT_COMPLIANCE_NOTES | CONTROL_METHOD_DESCRIPTION | EMISSION_LIMIT_1 | EMISSION_LIMIT_1_UNIT | EMISSION_LIMIT_1_AVG_TIME_CONDITION | CASE-BY-CASE_BASIS | OTHER_ APPLICABLE_REQUIREMENTS | OTHER_FACTORS | PERCENT_EFFICIENCY | COMPLIANCE_VERIFIED | EMISSION_LIMIT_2 | EMISSION_LIMIT_2_UNIT | EMISSION_LIMIT_2_AVGERAGE_TIME_CONDITION | STANDARAD_EMISSION_LIMIT | STANDARD_EMISSION_LIMIT_UNIT | STANDARD_LIMIT_AVERAGE_TIME_CONDITION | COST_EFFECTIVENESS | INCREMENTAL_COST_EFFECTIVENESS | Cost_Verified | DOLLAR_YEAR_USED_IN_COST_ESTIMATES | POLLUTANT_COMPLIANCE_NOTES | CONTROL_METHOD_DESCRIPTION | EMISSION_LIMIT_1 | EMISSION_LIMIT_1_UNIT | EMISSION_LIMIT_1_AVG_TIME_CONDITION | CASE-BY-CASE_BASIS | OTHER_ APPLICABLE_REQUIREMENTS | OTHER_FACTORS | PERCENT_EFFICIENCY | COMPLIANCE_VERIFIED | EMISSION_LIMIT_2 | EMISSION_LIMIT_2_UNIT | EMISSION_LIMIT_2_AVGERAGE_TIME_CONDITION | STANDARAD_EMISSION_LIMIT | STANDARD_EMISSION_LIMIT_UNIT | STANDARD_LIMIT_AVERAGE_TIME_CONDITION | COST_EFFECTIVENESS | INCREMENTAL_COST_EFFECTIVENESS | Cost_Verified | DOLLAR_YEAR_USED_IN_COST_ESTIMATES | POLLUTANT_COMPLIANCE_NOTES | CONTROL_METHOD_DESCRIPTION | EMISSION_LIMIT_1 | EMISSION_LIMIT_1_UNIT | EMISSION_LIMIT_1_AVG_TIME_CONDITION | CASE-BY-CASE_BASIS | OTHER_ APPLICABLE_REQUIREMENTS | OTHER_FACTORS | PERCENT_EFFICIENCY | COMPLIANCE_VERIFIED | EMISSION_LIMIT_2 | EMISSION_LIMIT_2_UNIT | EMISSION_LIMIT_2_AVGERAGE_TIME_CONDITION | STANDARAD_EMISSION_LIMIT | STANDARD_EMISSION_LIMIT_UNIT | STANDARD_LIMIT_AVERAGE_TIME_CONDITION | COST_EFFECTIVENESS | INCREMENTAL_COST_EFFECTIVENESS | Cost_Verified | DOLLAR_YEAR_USED_IN_COST_ESTIMATES | POLLUTANT_COMPLIANCE_NOTES | CONTROL_METHOD_DESCRIPTION | EMISSION_LIMIT_1 | EMISSION_LIMIT_1_UNIT | EMISSION_LIMIT_1_AVG_TIME_CONDITION | CASE-BY-CASE_BASIS | OTHER_ APPLICABLE_REQUIREMENTS | OTHER_FACTORS | PERCENT_EFFICIENCY | COMPLIANCE_VERIFIED | EMISSION_LIMIT_2 | EMISSION_LIMIT_2_UNIT | EMISSION_LIMIT_2_AVGERAGE_TIME_CONDITION | STANDARAD_EMISSION_LIMIT | STANDARD_EMISSION_LIMIT_UNIT | STANDARD_LIMIT_AVERAGE_TIME_CONDITION | COST_EFFECTIVENESS | INCREMENTAL_COST_EFFECTIVENESS | Cost_Verified | DOLLAR_YEAR_USED_IN_COST_ESTIMATES | POLLUTANT_COMPLIANCE_NOTES | CONTROL_METHOD_DESCRIPTION | EMISSION_LIMIT_1 | EMISSION_LIMIT_1_UNIT | EMISSION_LIMIT_1_AVG_TIME_CONDITION | CASE-BY-CASE_BASIS | OTHER_ APPLICABLE_REQUIREMENTS | OTHER_FACTORS | PERCENT_EFFICIENCY | COMPLIANCE_VERIFIED | EMISSION_LIMIT_2 | EMISSION_LIMIT_2_UNIT | EMISSION_LIMIT_2_AVGERAGE_TIME_CONDITION | STANDARAD_EMISSION_LIMIT | STANDARD_EMISSION_LIMIT_UNIT | STANDARD_LIMIT_AVERAGE_TIME_CONDITION | COST_EFFECTIVENESS | INCREMENTAL_COST_EFFECTIVENESS | Cost_Verified | DOLLAR_YEAR_USED_IN_COST_ESTIMATES | POLLUTANT_COMPLIANCE_NOTES | CONTROL_METHOD_DESCRIPTION | EMISSION_LIMIT_1 | EMISSION_LIMIT_1_UNIT | EMISSION_LIMIT_1_AVG_TIME_CONDITION | CASE-BY-CASE_BASIS | OTHER_ APPLICABLE_REQUIREMENTS | OTHER_FACTORS | PERCENT_EFFICIENCY | COMPLIANCE_VERIFIED | EMISSION_LIMIT_2 | EMISSION_LIMIT_2_UNIT | EMISSION_LIMIT_2_AVGERAGE_TIME_CONDITION | STANDARAD_EMISSION_LIMIT | STANDARD_EMISSION_LIMIT_UNIT | STANDARD_LIMIT_AVERAGE_TIME_CONDITION | COST_EFFECTIVENESS | INCREMENTAL_COST_EFFECTIVENESS | Cost_Verified | DOLLAR_YEAR_USED_IN_COST_ESTIMATES | POLLUTANT_COMPLIANCE_NOTES | CONTROL_METHOD_DESCRIPTION | EMISSION_LIMIT_1 | EMISSION_LIMIT_1_UNIT | EMISSION_LIMIT_1_AVG_TIME_CONDITION | CASE-BY-CASE_BASIS | OTHER_ APPLICABLE_REQUIREMENTS | OTHER_FACTORS | PERCENT_EFFICIENCY | COMPLIANCE_VERIFIED | EMISSION_LIMIT_2 | EMISSION_LIMIT_2_UNIT | EMISSION_LIMIT_2_AVGERAGE_TIME_CONDITION | STANDARAD_EMISSION_LIMIT | STANDARD_EMISSION_LIMIT_UNIT | STANDARD_LIMIT_AVERAGE_TIME_CONDITION | COST_EFFECTIVENESS | INCREMENTAL_COST_EFFECTIVENESS | Cost_Verified | DOLLAR_YEAR_USED_IN_COST_ESTIMATES | POLLUTANT_COMPLIANCE_NOTES | CONTROL_METHOD_DESCRIPTION | EMISSION_LIMIT_1 | EMISSION_LIMIT_1_UNIT | EMISSION_LIMIT_1_AVG_TIME_CONDITION | CASE-BY-CASE_BASIS | OTHER_ APPLICABLE_REQUIREMENTS | OTHER_FACTORS | PERCENT_EFFICIENCY | COMPLIANCE_VERIFIED | EMISSION_LIMIT_2 | EMISSION_LIMIT_2_UNIT | EMISSION_LIMIT_2_AVGERAGE_TIME_CONDITION | STANDARAD_EMISSION_LIMIT | STANDARD_EMISSION_LIMIT_UNIT | STANDARD_LIMIT_AVERAGE_TIME_CONDITION | COST_EFFECTIVENESS | INCREMENTAL_COST_EFFECTIVENESS | Cost_Verified | DOLLAR_YEAR_USED_IN_COST_ESTIMATES | POLLUTANT_COMPLIANCE_NOTES | CONTROL_METHOD_DESCRIPTION | EMISSION_LIMIT_1 | EMISSION_LIMIT_1_UNIT | EMISSION_LIMIT_1_AVG_TIME_CONDITION | CASE-BY-CASE_BASIS | OTHER_ APPLICABLE_REQUIREMENTS | OTHER_FACTORS | PERCENT_EFFICIENCY | COMPLIANCE_VERIFIED | EMISSION_LIMIT_2 | EMISSION_LIMIT_2_UNIT | EMISSION_LIMIT_2_AVGERAGE_TIME_CONDITION | STANDARAD_EMISSION_LIMIT | STANDARD_EMISSION_LIMIT_UNIT | STANDARD_LIMIT_AVERAGE_TIME_CONDITION | COST_EFFECTIVENESS | INCREMENTAL_COST_EFFECTIVENESS | Cost_Verified | DOLLAR_YEAR_USED_IN_COST_ESTIMATES | POLLUTANT_COMPLIANCE_NOTES | CONTROL_METHOD_DESCRIPTION | EMISSION_LIMIT_1 | EMISSION_LIMIT_1_UNIT | EMISSION_LIMIT_1_AVG_TIME_CONDITION | CASE-BY-CASE_BASIS | OTHER_ APPLICABLE_REQUIREMENTS | OTHER_FACTORS | PERCENT_EFFICIENCY | COMPLIANCE_VERIFIED | EMISSION_LIMIT_2 | EMISSION_LIMIT_2_UNIT | EMISSION_LIMIT_2_AVGERAGE_TIME_CONDITION | STANDARAD_EMISSION_LIMIT | STANDARD_EMISSION_LIMIT_UNIT | STANDARD_LIMIT_AVERAGE_TIME_CONDITION | COST_EFFECTIVENESS | INCREMENTAL_COST_EFFECTIVENESS | Cost_Verified | DOLLAR_YEAR_USED_IN_COST_ESTIMATES | POLLUTANT_COMPLIANCE_NOTES | CONTROL_METHOD_DESCRIPTION | EMISSION_LIMIT_1 | EMISSION_LIMIT_1_UNIT | EMISSION_LIMIT_1_AVG_TIME_CONDITION | CASE-BY-CASE_BASIS | OTHER_ APPLICABLE_REQUIREMENTS | OTHER_FACTORS | PERCENT_EFFICIENCY | COMPLIANCE_VERIFIED | EMISSION_LIMIT_2 | EMISSION_LIMIT_2_UNIT | EMISSION_LIMIT_2_AVGERAGE_TIME_CONDITION | STANDARAD_EMISSION_LIMIT | STANDARD_EMISSION_LIMIT_UNIT | STANDARD_LIMIT_AVERAGE_TIME_CONDITION | COST_EFFECTIVENESS | INCREMENTAL_COST_EFFECTIVENESS | Cost_Verified | DOLLAR_YEAR_USED_IN_COST_ESTIMATES | POLLUTANT_COMPLIANCE_NOTES | CONTROL_METHOD_DESCRIPTION | EMISSION_LIMIT_1 | EMISSION_LIMIT_1_UNIT | EMISSION_LIMIT_1_AVG_TIME_CONDITION | CASE-BY-CASE_BASIS | OTHER_ APPLICABLE_REQUIREMENTS | OTHER_FACTORS | PERCENT_EFFICIENCY | COMPLIANCE_VERIFIED | EMISSION_LIMIT_2 | EMISSION_LIMIT_2_UNIT | EMISSION_LIMIT_2_AVGERAGE_TIME_CONDITION | STANDARAD_EMISSION_LIMIT | STANDARD_EMISSION_LIMIT_UNIT | STANDARD_LIMIT_AVERAGE_TIME_CONDITION | COST_EFFECTIVENESS | INCREMENTAL_COST_EFFECTIVENESS | Cost_Verified | DOLLAR_YEAR_USED_IN_COST_ESTIMATES | POLLUTANT_COMPLIANCE_NOTES | CONTROL_METHOD_DESCRIPTION | EMISSION_LIMIT_1 | EMISSION_LIMIT_1_UNIT | EMISSION_LIMIT_1_AVG_TIME_CONDITION | CASE-BY-CASE_BASIS | OTHER_ APPLICABLE_REQUIREMENTS | OTHER_FACTORS | PERCENT_EFFICIENCY | COMPLIANCE_VERIFIED | EMISSION_LIMIT_2 | EMISSION_LIMIT_2_UNIT | EMISSION_LIMIT_2_AVGERAGE_TIME_CONDITION | STANDARAD_EMISSION_LIMIT | STANDARD_EMISSION_LIMIT_UNIT | STANDARD_LIMIT_AVERAGE_TIME_CONDITION | COST_EFFECTIVENESS | INCREMENTAL_COST_EFFECTIVENESS | Cost_Verified | DOLLAR_YEAR_USED_IN_COST_ESTIMATES | POLLUTANT_COMPLIANCE_NOTES | CONTROL_METHOD_DESCRIPTION | EMISSION_LIMIT_1 | EMISSION_LIMIT_1_UNIT | EMISSION_LIMIT_1_AVG_TIME_CONDITION | CASE-BY-CASE_BASIS | OTHER_ APPLICABLE_REQUIREMENTS | OTHER_FACTORS | PERCENT_EFFICIENCY | COMPLIANCE_VERIFIED | EMISSION_LIMIT_2 | EMISSION_LIMIT_2_UNIT | EMISSION_LIMIT_2_AVGERAGE_TIME_CONDITION | STANDARAD_EMISSION_LIMIT | STANDARD_EMISSION_LIMIT_UNIT | STANDARD_LIMIT_AVERAGE_TIME_CONDITION | COST_EFFECTIVENESS | INCREMENTAL_COST_EFFECTIVENESS | Cost_Verified | DOLLAR_YEAR_USED_IN_COST_ESTIMATES | POLLUTANT_COMPLIANCE_NOTES | CONTROL_METHOD_DESCRIPTION | EMISSION_LIMIT_1 | EMISSION_LIMIT_1_UNIT | EMISSION_LIMIT_1_AVG_TIME_CONDITION | CASE-BY-CASE_BASIS | OTHER_ APPLICABLE_REQUIREMENTS | OTHER_FACTORS | PERCENT_EFFICIENCY | COMPLIANCE_VERIFIED | EMISSION_LIMIT_2 | EMISSION_LIMIT_2_UNIT | EMISSION_LIMIT_2_AVGERAGE_TIME_CONDITION | STANDARAD_EMISSION_LIMIT | STANDARD_EMISSION_LIMIT_UNIT | STANDARD_LIMIT_AVERAGE_TIME_CONDITION | COST_EFFECTIVENESS | INCREMENTAL_COST_EFFECTIVENESS | Cost_Verified | DOLLAR_YEAR_USED_IN_COST_ESTIMATES | POLLUTANT_COMPLIANCE_NOTES | CONTROL_METHOD_DESCRIPTION | EMISSION_LIMIT_1 | EMISSION_LIMIT_1_UNIT | EMISSION_LIMIT_1_AVG_TIME_CONDITION | CASE-BY-CASE_BASIS | OTHER_ APPLICABLE_REQUIREMENTS | OTHER_FACTORS | PERCENT_EFFICIENCY | COMPLIANCE_VERIFIED | EMISSION_LIMIT_2 | EMISSION_LIMIT_2_UNIT | EMISSION_LIMIT_2_AVGERAGE_TIME_CONDITION | STANDARAD_EMISSION_LIMIT | STANDARD_EMISSION_LIMIT_UNIT | STANDARD_LIMIT_AVERAGE_TIME_CONDITION | COST_EFFECTIVENESS | INCREMENTAL_COST_EFFECTIVENESS | Cost_Verified | DOLLAR_YEAR_USED_IN_COST_ESTIMATES | POLLUTANT_COMPLIANCE_NOTES | CONTROL_METHOD_DESCRIPTION | EMISSION_LIMIT_1 | EMISSION_LIMIT_1_UNIT | EMISSION_LIMIT_1_AVG_TIME_CONDITION | CASE-BY-CASE_BASIS | OTHER_ APPLICABLE_REQUIREMENTS | OTHER_FACTORS | PERCENT_EFFICIENCY | COMPLIANCE_VERIFIED | EMISSION_LIMIT_2 | EMISSION_LIMIT_2_UNIT | EMISSION_LIMIT_2_AVGERAGE_TIME_CONDITION | STANDARAD_EMISSION_LIMIT | STANDARD_EMISSION_LIMIT_UNIT | STANDARD_LIMIT_AVERAGE_TIME_CONDITION | COST_EFFECTIVENESS | INCREMENTAL_COST_EFFECTIVENESS | Cost_Verified | DOLLAR_YEAR_USED_IN_COST_ESTIMATES | POLLUTANT_COMPLIANCE_NOTES | CONTROL_METHOD_DESCRIPTION | EMISSION_LIMIT_1 | EMISSION_LIMIT_1_UNIT | EMISSION_LIMIT_1_AVG_TIME_CONDITION | CASE-BY-CASE_BASIS | OTHER_ APPLICABLE_REQUIREMENTS | OTHER_FACTORS | PERCENT_EFFICIENCY | COMPLIANCE_VERIFIED | EMISSION_LIMIT_2 | EMISSION_LIMIT_2_UNIT | EMISSION_LIMIT_2_AVGERAGE_TIME_CONDITION | STANDARAD_EMISSION_LIMIT | STANDARD_EMISSION_LIMIT_UNIT | STANDARD_LIMIT_AVERAGE_TIME_CONDITION | COST_EFFECTIVENESS | INCREMENTAL_COST_EFFECTIVENESS | Cost_Verified | DOLLAR_YEAR_USED_IN_COST_ESTIMATES | POLLUTANT_COMPLIANCE_NOTES | CONTROL_METHOD_DESCRIPTION | EMISSION_LIMIT_1 | EMISSION_LIMIT_1_UNIT | EMISSION_LIMIT_1_AVG_TIME_CONDITION | CASE-BY-CASE_BASIS | OTHER_ APPLICABLE_REQUIREMENTS | OTHER_FACTORS | PERCENT_EFFICIENCY | COMPLIANCE_VERIFIED | EMISSION_LIMIT_2 | EMISSION_LIMIT_2_UNIT | EMISSION_LIMIT_2_AVGERAGE_TIME_CONDITION | STANDARAD_EMISSION_LIMIT | STANDARD_EMISSION_LIMIT_UNIT | STANDARD_LIMIT_AVERAGE_TIME_CONDITION | COST_EFFECTIVENESS | INCREMENTAL_COST_EFFECTIVENESS | Cost_Verified | DOLLAR_YEAR_USED_IN_COST_ESTIMATES | POLLUTANT_COMPLIANCE_NOTES | CONTROL_METHOD_DESCRIPTION | EMISSION_LIMIT_1 | EMISSION_LIMIT_1_UNIT | EMISSION_LIMIT_1_AVG_TIME_CONDITION | CASE-BY-CASE_BASIS | OTHER_ APPLICABLE_REQUIREMENTS | OTHER_FACTORS | PERCENT_EFFICIENCY | COMPLIANCE_VERIFIED | EMISSION_LIMIT_2 | EMISSION_LIMIT_2_UNIT | EMISSION_LIMIT_2_AVGERAGE_TIME_CONDITION | STANDARAD_EMISSION_LIMIT | STANDARD_EMISSION_LIMIT_UNIT | STANDARD_LIMIT_AVERAGE_TIME_CONDITION | COST_EFFECTIVENESS | INCREMENTAL_COST_EFFECTIVENESS | Cost_Verified | DOLLAR_YEAR_USED_IN_COST_ESTIMATES | POLLUTANT_COMPLIANCE_NOTES | CONTROL_METHOD_DESCRIPTION | EMISSION_LIMIT_1 | EMISSION_LIMIT_1_UNIT | EMISSION_LIMIT_1_AVG_TIME_CONDITION | CASE-BY-CASE_BASIS | OTHER_ APPLICABLE_REQUIREMENTS | OTHER_FACTORS | PERCENT_EFFICIENCY | COMPLIANCE_VERIFIED | EMISSION_LIMIT_2 | EMISSION_LIMIT_2_UNIT | EMISSION_LIMIT_2_AVGERAGE_TIME_CONDITION | STANDARAD_EMISSION_LIMIT | STANDARD_EMISSION_LIMIT_UNIT | STANDARD_LIMIT_AVERAGE_TIME_CONDITION | COST_EFFECTIVENESS | INCREMENTAL_COST_EFFECTIVENESS | Cost_Verified | DOLLAR_YEAR_USED_IN_COST_ESTIMATES | POLLUTANT_COMPLIANCE_NOTES | CONTROL_METHOD_DESCRIPTION | EMISSION_LIMIT_1 | EMISSION_LIMIT_1_UNIT | EMISSION_LIMIT_1_AVG_TIME_CONDITION | CASE-BY-CASE_BASIS | OTHER_ APPLICABLE_REQUIREMENTS | OTHER_FACTORS | PERCENT_EFFICIENCY | COMPLIANCE_VERIFIED | EMISSION_LIMIT_2 | EMISSION_LIMIT_2_UNIT | EMISSION_LIMIT_2_AVGERAGE_TIME_CONDITION | STANDARAD_EMISSION_LIMIT | STANDARD_EMISSION_LIMIT_UNIT | STANDARD_LIMIT_AVERAGE_TIME_CONDITION | COST_EFFECTIVENESS | INCREMENTAL_COST_EFFECTIVENESS | Cost_Verified | DOLLAR_YEAR_USED_IN_COST_ESTIMATES | POLLUTANT_COMPLIANCE_NOTES | CONTROL_METHOD_DESCRIPTION | EMISSION_LIMIT_1 | EMISSION_LIMIT_1_UNIT | EMISSION_LIMIT_1_AVG_TIME_CONDITION | CASE-BY-CASE_BASIS | OTHER_ APPLICABLE_REQUIREMENTS | OTHER_FACTORS | PERCENT_EFFICIENCY | COMPLIANCE_VERIFIED | EMISSION_LIMIT_2 | EMISSION_LIMIT_2_UNIT | EMISSION_LIMIT_2_AVGERAGE_TIME_CONDITION | STANDARAD_EMISSION_LIMIT | STANDARD_EMISSION_LIMIT_UNIT | STANDARD_LIMIT_AVERAGE_TIME_CONDITION | COST_EFFECTIVENESS | INCREMENTAL_COST_EFFECTIVENESS | Cost_Verified | DOLLAR_YEAR_USED_IN_COST_ESTIMATES | POLLUTANT_COMPLIANCE_NOTES | CONTROL_METHOD_DESCRIPTION | EMISSION_LIMIT_1 | EMISSION_LIMIT_1_UNIT | EMISSION_LIMIT_1_AVG_TIME_CONDITION | CASE-BY-CASE_BASIS | OTHER_ APPLICABLE_REQUIREMENTS | OTHER_FACTORS | PERCENT_EFFICIENCY | COMPLIANCE_VERIFIED | EMISSION_LIMIT_2 | EMISSION_LIMIT_2_UNIT | EMISSION_LIMIT_2_AVGERAGE_TIME_CONDITION | STANDARAD_EMISSION_LIMIT | STANDARD_EMISSION_LIMIT_UNIT | STANDARD_LIMIT_AVERAGE_TIME_CONDITION | COST_EFFECTIVENESS | INCREMENTAL_COST_EFFECTIVENESS | Cost_Verified | DOLLAR_YEAR_USED_IN_COST_ESTIMATES | POLLUTANT_COMPLIANCE_NOTES | CONTROL_METHOD_DESCRIPTION | EMISSION_LIMIT_1 | EMISSION_LIMIT_1_UNIT | EMISSION_LIMIT_1_AVG_TIME_CONDITION | CASE-BY-CASE_BASIS | OTHER_ APPLICABLE_REQUIREMENTS | OTHER_FACTORS | PERCENT_EFFICIENCY | COMPLIANCE_VERIFIED | EMISSION_LIMIT_2 | EMISSION_LIMIT_2_UNIT | EMISSION_LIMIT_2_AVGERAGE_TIME_CONDITION | STANDARAD_EMISSION_LIMIT | STANDARD_EMISSION_LIMIT_UNIT | STANDARD_LIMIT_AVERAGE_TIME_CONDITION | COST_EFFECTIVENESS | INCREMENTAL_COST_EFFECTIVENESS | Cost_Verified | DOLLAR_YEAR_USED_IN_COST_ESTIMATES | POLLUTANT_COMPLIANCE_NOTES | CONTROL_METHOD_DESCRIPTION | EMISSION_LIMIT_1 | EMISSION_LIMIT_1_UNIT | EMISSION_LIMIT_1_AVG_TIME_CONDITION | CASE-BY-CASE_BASIS | OTHER_ APPLICABLE_REQUIREMENTS | OTHER_FACTORS | PERCENT_EFFICIENCY | COMPLIANCE_VERIFIED | EMISSION_LIMIT_2 | EMISSION_LIMIT_2_UNIT | EMISSION_LIMIT_2_AVGERAGE_TIME_CONDITION | STANDARAD_EMISSION_LIMIT | STANDARD_EMISSION_LIMIT_UNIT | STANDARD_LIMIT_AVERAGE_TIME_CONDITION | COST_EFFECTIVENESS | INCREMENTAL_COST_EFFECTIVENESS | Cost_Verified | DOLLAR_YEAR_USED_IN_COST_ESTIMATES | POLLUTANT_COMPLIANCE_NOTES | CONTROL_METHOD_DESCRIPTION | EMISSION_LIMIT_1 | EMISSION_LIMIT_1_UNIT | EMISSION_LIMIT_1_AVG_TIME_CONDITION | CASE-BY-CASE_BASIS | OTHER_ APPLICABLE_REQUIREMENTS | OTHER_FACTORS | PERCENT_EFFICIENCY | COMPLIANCE_VERIFIED | EMISSION_LIMIT_2 | EMISSION_LIMIT_2_UNIT | EMISSION_LIMIT_2_AVGERAGE_TIME_CONDITION | STANDARAD_EMISSION_LIMIT | STANDARD_EMISSION_LIMIT_UNIT | STANDARD_LIMIT_AVERAGE_TIME_CONDITION | COST_EFFECTIVENESS | INCREMENTAL_COST_EFFECTIVENESS | Cost_Verified | DOLLAR_YEAR_USED_IN_COST_ESTIMATES | POLLUTANT_COMPLIANCE_NOTES | CONTROL_METHOD_DESCRIPTION | EMISSION_LIMIT_1 | EMISSION_LIMIT_1_UNIT | EMISSION_LIMIT_1_AVG_TIME_CONDITION | CASE-BY-CASE_BASIS | OTHER_ APPLICABLE_REQUIREMENTS | OTHER_FACTORS | PERCENT_EFFICIENCY | COMPLIANCE_VERIFIED | EMISSION_LIMIT_2 | EMISSION_LIMIT_2_UNIT | EMISSION_LIMIT_2_AVGERAGE_TIME_CONDITION | STANDARAD_EMISSION_LIMIT | STANDARD_EMISSION_LIMIT_UNIT | STANDARD_LIMIT_AVERAGE_TIME_CONDITION | COST_EFFECTIVENESS | INCREMENTAL_COST_EFFECTIVENESS | Cost_Verified | DOLLAR_YEAR_USED_IN_COST_ESTIMATES | POLLUTANT_COMPLIANCE_NOTES | CONTROL_METHOD_DESCRIPTION | EMISSION_LIMIT_1 | EMISSION_LIMIT_1_UNIT | EMISSION_LIMIT_1_AVG_TIME_CONDITION | CASE-BY-CASE_BASIS | OTHER_ APPLICABLE_REQUIREMENTS | OTHER_FACTORS | PERCENT_EFFICIENCY | COMPLIANCE_VERIFIED | EMISSION_LIMIT_2 | EMISSION_LIMIT_2_UNIT | EMISSION_LIMIT_2_AVGERAGE_TIME_CONDITION | STANDARAD_EMISSION_LIMIT | STANDARD_EMISSION_LIMIT_UNIT | STANDARD_LIMIT_AVERAGE_TIME_CONDITION | COST_EFFECTIVENESS | INCREMENTAL_COST_EFFECTIVENESS | Cost_Verified | DOLLAR_YEAR_USED_IN_COST_ESTIMATES | POLLUTANT_COMPLIANCE_NOTES | CONTROL_METHOD_DESCRIPTION | EMISSION_LIMIT_1 | EMISSION_LIMIT_1_UNIT | EMISSION_LIMIT_1_AVG_TIME_CONDITION | CASE-BY-CASE_BASIS | OTHER_ APPLICABLE_REQUIREMENTS | OTHER_FACTORS | PERCENT_EFFICIENCY | COMPLIANCE_VERIFIED | EMISSION_LIMIT_2 | EMISSION_LIMIT_2_UNIT | EMISSION_LIMIT_2_AVGERAGE_TIME_CONDITION | STANDARAD_EMISSION_LIMIT | STANDARD_EMISSION_LIMIT_UNIT | STANDARD_LIMIT_AVERAGE_TIME_CONDITION | COST_EFFECTIVENESS | INCREMENTAL_COST_EFFECTIVENESS | Cost_Verified | DOLLAR_YEAR_USED_IN_COST_ESTIMATES | POLLUTANT_COMPLIANCE_NOTES | CONTROL_METHOD_DESCRIPTION | EMISSION_LIMIT_1 | EMISSION_LIMIT_1_UNIT | EMISSION_LIMIT_1_AVG_TIME_CONDITION | CASE-BY-CASE_BASIS | OTHER_ APPLICABLE_REQUIREMENTS | OTHER_FACTORS | PERCENT_EFFICIENCY | COMPLIANCE_VERIFIED | EMISSION_LIMIT_2 | EMISSION_LIMIT_2_UNIT | EMISSION_LIMIT_2_AVGERAGE_TIME_CONDITION | STANDARAD_EMISSION_LIMIT | STANDARD_EMISSION_LIMIT_UNIT | STANDARD_LIMIT_AVERAGE_TIME_CONDITION | COST_EFFECTIVENESS | INCREMENTAL_COST_EFFECTIVENESS | Cost_Verified | DOLLAR_YEAR_USED_IN_COST_ESTIMATES | POLLUTANT_COMPLIANCE_NOTES | CONTROL_METHOD_DESCRIPTION | EMISSION_LIMIT_1 | EMISSION_LIMIT_1_UNIT | EMISSION_LIMIT_1_AVG_TIME_CONDITION | CASE-BY-CASE_BASIS | OTHER_ APPLICABLE_REQUIREMENTS | OTHER_FACTORS | PERCENT_EFFICIENCY | COMPLIANCE_VERIFIED | EMISSION_LIMIT_2 | EMISSION_LIMIT_2_UNIT | EMISSION_LIMIT_2_AVGERAGE_TIME_CONDITION | STANDARAD_EMISSION_LIMIT | STANDARD_EMISSION_LIMIT_UNIT | STANDARD_LIMIT_AVERAGE_TIME_CONDITION | COST_EFFECTIVENESS | INCREMENTAL_COST_EFFECTIVENESS | Cost_Verified | DOLLAR_YEAR_USED_IN_COST_ESTIMATES | POLLUTANT_COMPLIANCE_NOTES | CONTROL_METHOD_DESCRIPTION | EMISSION_LIMIT_1 | EMISSION_LIMIT_1_UNIT | EMISSION_LIMIT_1_AVG_TIME_CONDITION | CASE-BY-CASE_BASIS | OTHER_ APPLICABLE_REQUIREMENTS | OTHER_FACTORS | PERCENT_EFFICIENCY | COMPLIANCE_VERIFIED | EMISSION_LIMIT_2 | EMISSION_LIMIT_2_UNIT | EMISSION_LIMIT_2_AVGERAGE_TIME_CONDITION | STANDARAD_EMISSION_LIMIT | STANDARD_EMISSION_LIMIT_UNIT | STANDARD_LIMIT_AVERAGE_TIME_CONDITION | COST_EFFECTIVENESS | INCREMENTAL_COST_EFFECTIVENESS | Cost_Verified | DOLLAR_YEAR_USED_IN_COST_ESTIMATES | POLLUTANT_COMPLIANCE_NOTES | CONTROL_METHOD_DESCRIPTION | EMISSION_LIMIT_1 | EMISSION_LIMIT_1_UNIT | EMISSION_LIMIT_1_AVG_TIME_CONDITION | CASE-BY-CASE_BASIS | OTHER_ APPLICABLE_REQUIREMENTS | OTHER_FACTORS | PERCENT_EFFICIENCY | COMPLIANCE_VERIFIED | EMISSION_LIMIT_2 | EMISSION_LIMIT_2_UNIT | EMISSION_LIMIT_2_AVGERAGE_TIME_CONDITION | STANDARAD_EMISSION_LIMIT | STANDARD_EMISSION_LIMIT_UNIT | STANDARD_LIMIT_AVERAGE_TIME_CONDITION | COST_EFFECTIVENESS | INCREMENTAL_COST_EFFECTIVENESS | Cost_Verified | DOLLAR_YEAR_USED_IN_COST_ESTIMATES | POLLUTANT_COMPLIANCE_NOTES | CONTROL_METHOD_DESCRIPTION | EMISSION_LIMIT_1 | EMISSION_LIMIT_1_UNIT | EMISSION_LIMIT_1_AVG_TIME_CONDITION | CASE-BY-CASE_BASIS | OTHER_ APPLICABLE_REQUIREMENTS | OTHER_FACTORS | PERCENT_EFFICIENCY | COMPLIANCE_VERIFIED | EMISSION_LIMIT_2 | EMISSION_LIMIT_2_UNIT | EMISSION_LIMIT_2_AVGERAGE_TIME_CONDITION | STANDARAD_EMISSION_LIMIT | STANDARD_EMISSION_LIMIT_UNIT | STANDARD_LIMIT_AVERAGE_TIME_CONDITION | COST_EFFECTIVENESS | INCREMENTAL_COST_EFFECTIVENESS | Cost_Verified | DOLLAR_YEAR_USED_IN_COST_ESTIMATES | POLLUTANT_COMPLIANCE_NOTES | CONTROL_METHOD_DESCRIPTION | EMISSION_LIMIT_1 | EMISSION_LIMIT_1_UNIT | EMISSION_LIMIT_1_AVG_TIME_CONDITION | CASE-BY-CASE_BASIS | OTHER_ APPLICABLE_REQUIREMENTS | OTHER_FACTORS | PERCENT_EFFICIENCY | COMPLIANCE_VERIFIED | EMISSION_LIMIT_2 | EMISSION_LIMIT_2_UNIT | EMISSION_LIMIT_2_AVGERAGE_TIME_CONDITION | STANDARAD_EMISSION_LIMIT | STANDARD_EMISSION_LIMIT_UNIT | STANDARD_LIMIT_AVERAGE_TIME_CONDITION | COST_EFFECTIVENESS | INCREMENTAL_COST_EFFECTIVENESS | Cost_Verified | DOLLAR_YEAR_USED_IN_COST_ESTIMATES | POLLUTANT_COMPLIANCE_NOTES | CONTROL_METHOD_DESCRIPTION | EMISSION_LIMIT_1 | EMISSION_LIMIT_1_UNIT | EMISSION_LIMIT_1_AVG_TIME_CONDITION | CASE-BY-CASE_BASIS | OTHER_ APPLICABLE_REQUIREMENTS | OTHER_FACTORS | PERCENT_EFFICIENCY | COMPLIANCE_VERIFIED | EMISSION_LIMIT_2 | EMISSION_LIMIT_2_UNIT | EMISSION_LIMIT_2_AVGERAGE_TIME_CONDITION | STANDARAD_EMISSION_LIMIT | STANDARD_EMISSION_LIMIT_UNIT | STANDARD_LIMIT_AVERAGE_TIME_CONDITION | COST_EFFECTIVENESS | INCREMENTAL_COST_EFFECTIVENESS | Cost_Verified | DOLLAR_YEAR_USED_IN_COST_ESTIMATES | POLLUTANT_COMPLIANCE_NOTES | CONTROL_METHOD_DESCRIPTION | EMISSION_LIMIT_1 | EMISSION_LIMIT_1_UNIT | EMISSION_LIMIT_1_AVG_TIME_CONDITION | CASE-BY-CASE_BASIS | OTHER_ APPLICABLE_REQUIREMENTS | OTHER_FACTORS | PERCENT_EFFICIENCY | COMPLIANCE_VERIFIED | EMISSION_LIMIT_2 | EMISSION_LIMIT_2_UNIT | EMISSION_LIMIT_2_AVGERAGE_TIME_CONDITION | STANDARAD_EMISSION_LIMIT | STANDARD_EMISSION_LIMIT_UNIT | STANDARD_LIMIT_AVERAGE_TIME_CONDITION | COST_EFFECTIVENESS | INCREMENTAL_COST_EFFECTIVENESS | Cost_Verified | DOLLAR_YEAR_USED_IN_COST_ESTIMATES | POLLUTANT_COMPLIANCE_NOTES | CONTROL_METHOD_DESCRIPTION | EMISSION_LIMIT_1 | EMISSION_LIMIT_1_UNIT | EMISSION_LIMIT_1_AVG_TIME_CONDITION | CASE-BY-CASE_BASIS | OTHER_ APPLICABLE_REQUIREMENTS | OTHER_FACTORS | PERCENT_EFFICIENCY | COMPLIANCE_VERIFIED | EMISSION_LIMIT_2 | EMISSION_LIMIT_2_UNIT | EMISSION_LIMIT_2_AVGERAGE_TIME_CONDITION | STANDARAD_EMISSION_LIMIT | STANDARD_EMISSION_LIMIT_UNIT | STANDARD_LIMIT_AVERAGE_TIME_CONDITION | COST_EFFECTIVENESS | INCREMENTAL_COST_EFFECTIVENESS | Cost_Verified | DOLLAR_YEAR_USED_IN_COST_ESTIMATES | POLLUTANT_COMPLIANCE_NOTES | CONTROL_METHOD_DESCRIPTION | EMISSION_LIMIT_1 | EMISSION_LIMIT_1_UNIT | EMISSION_LIMIT_1_AVG_TIME_CONDITION | CASE-BY-CASE_BASIS | OTHER_ APPLICABLE_REQUIREMENTS | OTHER_FACTORS | PERCENT_EFFICIENCY | COMPLIANCE_VERIFIED | EMISSION_LIMIT_2 | EMISSION_LIMIT_2_UNIT | EMISSION_LIMIT_2_AVGERAGE_TIME_CONDITION | STANDARAD_EMISSION_LIMIT | STANDARD_EMISSION_LIMIT_UNIT | STANDARD_LIMIT_AVERAGE_TIME_CONDITION | COST_EFFECTIVENESS | INCREMENTAL_COST_EFFECTIVENESS | Cost_Verified | DOLLAR_YEAR_USED_IN_COST_ESTIMATES | POLLUTANT_COMPLIANCE_NOTES | CONTROL_METHOD_DESCRIPTION | EMISSION_LIMIT_1 | EMISSION_LIMIT_1_UNIT | EMISSION_LIMIT_1_AVG_TIME_CONDITION | CASE-BY-CASE_BASIS | OTHER_ APPLICABLE_REQUIREMENTS | OTHER_FACTORS | PERCENT_EFFICIENCY | COMPLIANCE_VERIFIED | EMISSION_LIMIT_2 | EMISSION_LIMIT_2_UNIT | EMISSION_LIMIT_2_AVGERAGE_TIME_CONDITION | STANDARAD_EMISSION_LIMIT | STANDARD_EMISSION_LIMIT_UNIT | STANDARD_LIMIT_AVERAGE_TIME_CONDITION | COST_EFFECTIVENESS | INCREMENTAL_COST_EFFECTIVENESS | Cost_Verified | DOLLAR_YEAR_USED_IN_COST_ESTIMATES | POLLUTANT_COMPLIANCE_NOTES | CONTROL_METHOD_DESCRIPTION | EMISSION_LIMIT_1 | EMISSION_LIMIT_1_UNIT | EMISSION_LIMIT_1_AVG_TIME_CONDITION | CASE-BY-CASE_BASIS | OTHER_ APPLICABLE_REQUIREMENTS | OTHER_FACTORS | PERCENT_EFFICIENCY | COMPLIANCE_VERIFIED | EMISSION_LIMIT_2 | EMISSION_LIMIT_2_UNIT | EMISSION_LIMIT_2_AVGERAGE_TIME_CONDITION | STANDARAD_EMISSION_LIMIT | STANDARD_EMISSION_LIMIT_UNIT | STANDARD_LIMIT_AVERAGE_TIME_CONDITION | COST_EFFECTIVENESS | INCREMENTAL_COST_EFFECTIVENESS | Cost_Verified | DOLLAR_YEAR_USED_IN_COST_ESTIMATES | POLLUTANT_COMPLIANCE_NOTES | CONTROL_METHOD_DESCRIPTION | EMISSION_LIMIT_1 | EMISSION_LIMIT_1_UNIT | EMISSION_LIMIT_1_AVG_TIME_CONDITION | CASE-BY-CASE_BASIS | OTHER_ APPLICABLE_REQUIREMENTS | OTHER_FACTORS | PERCENT_EFFICIENCY | COMPLIANCE_VERIFIED | EMISSION_LIMIT_2 | EMISSION_LIMIT_2_UNIT | EMISSION_LIMIT_2_AVGERAGE_TIME_CONDITION | STANDARAD_EMISSION_LIMIT | STANDARD_EMISSION_LIMIT_UNIT | STANDARD_LIMIT_AVERAGE_TIME_CONDITION | COST_EFFECTIVENESS | INCREMENTAL_COST_EFFECTIVENESS | Cost_Verified | DOLLAR_YEAR_USED_IN_COST_ESTIMATES | POLLUTANT_COMPLIANCE_NOTES | CONTROL_METHOD_DESCRIPTION | EMISSION_LIMIT_1 | EMISSION_LIMIT_1_UNIT | EMISSION_LIMIT_1_AVG_TIME_CONDITION | CASE-BY-CASE_BASIS | OTHER_ APPLICABLE_REQUIREMENTS | OTHER_FACTORS | PERCENT_EFFICIENCY | COMPLIANCE_VERIFIED | EMISSION_LIMIT_2 | EMISSION_LIMIT_2_UNIT | EMISSION_LIMIT_2_AVGERAGE_TIME_CONDITION | STANDARAD_EMISSION_LIMIT | STANDARD_EMISSION_LIMIT_UNIT | STANDARD_LIMIT_AVERAGE_TIME_CONDITION | COST_EFFECTIVENESS | INCREMENTAL_COST_EFFECTIVENESS | Cost_Verified | DOLLAR_YEAR_USED_IN_COST_ESTIMATES | POLLUTANT_COMPLIANCE_NOTES | CONTROL_METHOD_DESCRIPTION | EMISSION_LIMIT_1 | EMISSION_LIMIT_1_UNIT | EMISSION_LIMIT_1_AVG_TIME_CONDITION | CASE-BY-CASE_BASIS | OTHER_ APPLICABLE_REQUIREMENTS | OTHER_FACTORS | PERCENT_EFFICIENCY | COMPLIANCE_VERIFIED | EMISSION_LIMIT_2 | EMISSION_LIMIT_2_UNIT | EMISSION_LIMIT_2_AVGERAGE_TIME_CONDITION | STANDARAD_EMISSION_LIMIT | STANDARD_EMISSION_LIMIT_UNIT | STANDARD_LIMIT_AVERAGE_TIME_CONDITION | COST_EFFECTIVENESS | INCREMENTAL_COST_EFFECTIVENESS | Cost_Verified | DOLLAR_YEAR_USED_IN_COST_ESTIMATES | POLLUTANT_COMPLIANCE_NOTES | CONTROL_METHOD_DESCRIPTION | EMISSION_LIMIT_1 | EMISSION_LIMIT_1_UNIT | EMISSION_LIMIT_1_AVG_TIME_CONDITION | CASE-BY-CASE_BASIS | OTHER_ APPLICABLE_REQUIREMENTS | OTHER_FACTORS | PERCENT_EFFICIENCY | COMPLIANCE_VERIFIED | EMISSION_LIMIT_2 | EMISSION_LIMIT_2_UNIT | EMISSION_LIMIT_2_AVGERAGE_TIME_CONDITION | STANDARAD_EMISSION_LIMIT | STANDARD_EMISSION_LIMIT_UNIT | STANDARD_LIMIT_AVERAGE_TIME_CONDITION | COST_EFFECTIVENESS | INCREMENTAL_COST_EFFECTIVENESS | Cost_Verified | DOLLAR_YEAR_USED_IN_COST_ESTIMATES | POLLUTANT_COMPLIANCE_NOTES | CONTROL_METHOD_DESCRIPTION | EMISSION_LIMIT_1 | EMISSION_LIMIT_1_UNIT | EMISSION_LIMIT_1_AVG_TIME_CONDITION | CASE-BY-CASE_BASIS | OTHER_ APPLICABLE_REQUIREMENTS | OTHER_FACTORS | PERCENT_EFFICIENCY | COMPLIANCE_VERIFIED | EMISSION_LIMIT_2 | EMISSION_LIMIT_2_UNIT | EMISSION_LIMIT_2_AVGERAGE_TIME_CONDITION | STANDARAD_EMISSION_LIMIT | STANDARD_EMISSION_LIMIT_UNIT | STANDARD_LIMIT_AVERAGE_TIME_CONDITION | COST_EFFECTIVENESS | INCREMENTAL_COST_EFFECTIVENESS | Cost_Verified | DOLLAR_YEAR_USED_IN_COST_ESTIMATES | POLLUTANT_COMPLIANCE_NOTES | CONTROL_METHOD_DESCRIPTION | EMISSION_LIMIT_1 | EMISSION_LIMIT_1_UNIT | EMISSION_LIMIT_1_AVG_TIME_CONDITION | CASE-BY-CASE_BASIS | OTHER_ APPLICABLE_REQUIREMENTS | OTHER_FACTORS | PERCENT_EFFICIENCY | COMPLIANCE_VERIFIED | EMISSION_LIMIT_2 | EMISSION_LIMIT_2_UNIT | EMISSION_LIMIT_2_AVGERAGE_TIME_CONDITION | STANDARAD_EMISSION_LIMIT | STANDARD_EMISSION_LIMIT_UNIT | STANDARD_LIMIT_AVERAGE_TIME_CONDITION | COST_EFFECTIVENESS | INCREMENTAL_COST_EFFECTIVENESS | Cost_Verified | DOLLAR_YEAR_USED_IN_COST_ESTIMATES | POLLUTANT_COMPLIANCE_NOTES | CONTROL_METHOD_DESCRIPTION | EMISSION_LIMIT_1 | EMISSION_LIMIT_1_UNIT | EMISSION_LIMIT_1_AVG_TIME_CONDITION | CASE-BY-CASE_BASIS | OTHER_ APPLICABLE_REQUIREMENTS | OTHER_FACTORS | PERCENT_EFFICIENCY | COMPLIANCE_VERIFIED | EMISSION_LIMIT_2 | EMISSION_LIMIT_2_UNIT | EMISSION_LIMIT_2_AVGERAGE_TIME_CONDITION | STANDARAD_EMISSION_LIMIT | STANDARD_EMISSION_LIMIT_UNIT | STANDARD_LIMIT_AVERAGE_TIME_CONDITION | COST_EFFECTIVENESS | INCREMENTAL_COST_EFFECTIVENESS | Cost_Verified | DOLLAR_YEAR_USED_IN_COST_ESTIMATES | POLLUTANT_COMPLIANCE_NOTES | CONTROL_METHOD_DESCRIPTION | EMISSION_LIMIT_1 | EMISSION_LIMIT_1_UNIT | EMISSION_LIMIT_1_AVG_TIME_CONDITION | CASE-BY-CASE_BASIS | OTHER_ APPLICABLE_REQUIREMENTS | OTHER_FACTORS | PERCENT_EFFICIENCY | COMPLIANCE_VERIFIED | EMISSION_LIMIT_2 | EMISSION_LIMIT_2_UNIT | EMISSION_LIMIT_2_AVGERAGE_TIME_CONDITION | STANDARAD_EMISSION_LIMIT | STANDARD_EMISSION_LIMIT_UNIT | STANDARD_LIMIT_AVERAGE_TIME_CONDITION | COST_EFFECTIVENESS | INCREMENTAL_COST_EFFECTIVENESS | Cost_Verified | DOLLAR_YEAR_USED_IN_COST_ESTIMATES | POLLUTANT_COMPLIANCE_NOTES | CONTROL_METHOD_DESCRIPTION | EMISSION_LIMIT_1 | EMISSION_LIMIT_1_UNIT | EMISSION_LIMIT_1_AVG_TIME_CONDITION | CASE-BY-CASE_BASIS | OTHER_ APPLICABLE_REQUIREMENTS | OTHER_FACTORS | PERCENT_EFFICIENCY | COMPLIANCE_VERIFIED | EMISSION_LIMIT_2 | EMISSION_LIMIT_2_UNIT | EMISSION_LIMIT_2_AVGERAGE_TIME_CONDITION | STANDARAD_EMISSION_LIMIT | STANDARD_EMISSION_LIMIT_UNIT | STANDARD_LIMIT_AVERAGE_TIME_CONDITION | COST_EFFECTIVENESS | INCREMENTAL_COST_EFFECTIVENESS | Cost_Verified | DOLLAR_YEAR_USED_IN_COST_ESTIMATES | POLLUTANT_COMPLIANCE_NOTES | CONTROL_METHOD_DESCRIPTION | EMISSION_LIMIT_1 | EMISSION_LIMIT_1_UNIT | EMISSION_LIMIT_1_AVG_TIME_CONDITION | CASE-BY-CASE_BASIS | OTHER_ APPLICABLE_REQUIREMENTS | OTHER_FACTORS | PERCENT_EFFICIENCY | COMPLIANCE_VERIFIED | EMISSION_LIMIT_2 | EMISSION_LIMIT_2_UNIT | EMISSION_LIMIT_2_AVGERAGE_TIME_CONDITION | STANDARAD_EMISSION_LIMIT | STANDARD_EMISSION_LIMIT_UNIT | STANDARD_LIMIT_AVERAGE_TIME_CONDITION | COST_EFFECTIVENESS | INCREMENTAL_COST_EFFECTIVENESS | Cost_Verified | DOLLAR_YEAR_USED_IN_COST_ESTIMATES | POLLUTANT_COMPLIANCE_NOTES | CONTROL_METHOD_DESCRIPTION | EMISSION_LIMIT_1 | EMISSION_LIMIT_1_UNIT | EMISSION_LIMIT_1_AVG_TIME_CONDITION | CASE-BY-CASE_BASIS | OTHER_ APPLICABLE_REQUIREMENTS | OTHER_FACTORS | PERCENT_EFFICIENCY | COMPLIANCE_VERIFIED | EMISSION_LIMIT_2 | EMISSION_LIMIT_2_UNIT | EMISSION_LIMIT_2_AVGERAGE_TIME_CONDITION | STANDARAD_EMISSION_LIMIT | STANDARD_EMISSION_LIMIT_UNIT | STANDARD_LIMIT_AVERAGE_TIME_CONDITION | COST_EFFECTIVENESS | INCREMENTAL_COST_EFFECTIVENESS | Cost_Verified | DOLLAR_YEAR_USED_IN_COST_ESTIMATES | POLLUTANT_COMPLIANCE_NOTES | CONTROL_METHOD_DESCRIPTION | EMISSION_LIMIT_1 | EMISSION_LIMIT_1_UNIT | EMISSION_LIMIT_1_AVG_TIME_CONDITION | CASE-BY-CASE_BASIS | OTHER_ APPLICABLE_REQUIREMENTS | OTHER_FACTORS | PERCENT_EFFICIENCY | COMPLIANCE_VERIFIED | EMISSION_LIMIT_2 | EMISSION_LIMIT_2_UNIT | EMISSION_LIMIT_2_AVGERAGE_TIME_CONDITION | STANDARAD_EMISSION_LIMIT | STANDARD_EMISSION_LIMIT_UNIT | STANDARD_LIMIT_AVERAGE_TIME_CONDITION | COST_EFFECTIVENESS | INCREMENTAL_COST_EFFECTIVENESS | Cost_Verified | DOLLAR_YEAR_USED_IN_COST_ESTIMATES | POLLUTANT_COMPLIANCE_NOTES | CONTROL_METHOD_DESCRIPTION | EMISSION_LIMIT_1 | EMISSION_LIMIT_1_UNIT | EMISSION_LIMIT_1_AVG_TIME_CONDITION | CASE-BY-CASE_BASIS | OTHER_ APPLICABLE_REQUIREMENTS | OTHER_FACTORS | PERCENT_EFFICIENCY | COMPLIANCE_VERIFIED | EMISSION_LIMIT_2 | EMISSION_LIMIT_2_UNIT | EMISSION_LIMIT_2_AVGERAGE_TIME_CONDITION | STANDARAD_EMISSION_LIMIT | STANDARD_EMISSION_LIMIT_UNIT | STANDARD_LIMIT_AVERAGE_TIME_CONDITION | COST_EFFECTIVENESS | INCREMENTAL_COST_EFFECTIVENESS | Cost_Verified | DOLLAR_YEAR_USED_IN_COST_ESTIMATES | POLLUTANT_COMPLIANCE_NOTES | CONTROL_METHOD_DESCRIPTION | EMISSION_LIMIT_1 | EMISSION_LIMIT_1_UNIT | EMISSION_LIMIT_1_AVG_TIME_CONDITION | CASE-BY-CASE_BASIS | OTHER_ APPLICABLE_REQUIREMENTS | OTHER_FACTORS | PERCENT_EFFICIENCY | COMPLIANCE_VERIFIED | EMISSION_LIMIT_2 | EMISSION_LIMIT_2_UNIT | EMISSION_LIMIT_2_AVGERAGE_TIME_CONDITION | STANDARAD_EMISSION_LIMIT | STANDARD_EMISSION_LIMIT_UNIT | STANDARD_LIMIT_AVERAGE_TIME_CONDITION | COST_EFFECTIVENESS | INCREMENTAL_COST_EFFECTIVENESS | Cost_Verified | DOLLAR_YEAR_USED_IN_COST_ESTIMATES | POLLUTANT_COMPLIANCE_NOTES | CONTROL_METHOD_DESCRIPTION | EMISSION_LIMIT_1 | EMISSION_LIMIT_1_UNIT | EMISSION_LIMIT_1_AVG_TIME_CONDITION | CASE-BY-CASE_BASIS | OTHER_ APPLICABLE_REQUIREMENTS | OTHER_FACTORS | PERCENT_EFFICIENCY | COMPLIANCE_VERIFIED | EMISSION_LIMIT_2 | EMISSION_LIMIT_2_UNIT | EMISSION_LIMIT_2_AVGERAGE_TIME_CONDITION | STANDARAD_EMISSION_LIMIT | STANDARD_EMISSION_LIMIT_UNIT | STANDARD_LIMIT_AVERAGE_TIME_CONDITION | COST_EFFECTIVENESS | INCREMENTAL_COST_EFFECTIVENESS | Cost_Verified | DOLLAR_YEAR_USED_IN_COST_ESTIMATES | POLLUTANT_COMPLIANCE_NOTES | CONTROL_METHOD_DESCRIPTION | EMISSION_LIMIT_1 | EMISSION_LIMIT_1_UNIT | EMISSION_LIMIT_1_AVG_TIME_CONDITION | CASE-BY-CASE_BASIS | OTHER_ APPLICABLE_REQUIREMENTS | OTHER_FACTORS | PERCENT_EFFICIENCY | COMPLIANCE_VERIFIED | EMISSION_LIMIT_2 | EMISSION_LIMIT_2_UNIT | EMISSION_LIMIT_2_AVGERAGE_TIME_CONDITION | STANDARAD_EMISSION_LIMIT | STANDARD_EMISSION_LIMIT_UNIT | STANDARD_LIMIT_AVERAGE_TIME_CONDITION | COST_EFFECTIVENESS | INCREMENTAL_COST_EFFECTIVENESS | Cost_Verified | DOLLAR_YEAR_USED_IN_COST_ESTIMATES | POLLUTANT_COMPLIANCE_NOTES | CONTROL_METHOD_DESCRIPTION | EMISSION_LIMIT_1 | EMISSION_LIMIT_1_UNIT | EMISSION_LIMIT_1_AVG_TIME_CONDITION | CASE-BY-CASE_BASIS | OTHER_ APPLICABLE_REQUIREMENTS | OTHER_FACTORS | PERCENT_EFFICIENCY | COMPLIANCE_VERIFIED | EMISSION_LIMIT_2 | EMISSION_LIMIT_2_UNIT | EMISSION_LIMIT_2_AVGERAGE_TIME_CONDITION | STANDARAD_EMISSION_LIMIT | STANDARD_EMISSION_LIMIT_UNIT | STANDARD_LIMIT_AVERAGE_TIME_CONDITION | COST_EFFECTIVENESS | INCREMENTAL_COST_EFFECTIVENESS | Cost_Verified | DOLLAR_YEAR_USED_IN_COST_ESTIMATES | POLLUTANT_COMPLIANCE_NOTES | CONTROL_METHOD_DESCRIPTION | EMISSION_LIMIT_1 | EMISSION_LIMIT_1_UNIT | EMISSION_LIMIT_1_AVG_TIME_CONDITION | CASE-BY-CASE_BASIS | OTHER_ APPLICABLE_REQUIREMENTS | OTHER_FACTORS | PERCENT_EFFICIENCY | COMPLIANCE_VERIFIED | EMISSION_LIMIT_2 | EMISSION_LIMIT_2_UNIT | EMISSION_LIMIT_2_AVGERAGE_TIME_CONDITION | STANDARAD_EMISSION_LIMIT | STANDARD_EMISSION_LIMIT_UNIT | STANDARD_LIMIT_AVERAGE_TIME_CONDITION | COST_EFFECTIVENESS | INCREMENTAL_COST_EFFECTIVENESS | Cost_Verified | DOLLAR_YEAR_USED_IN_COST_ESTIMATES | POLLUTANT_COMPLIANCE_NOTES | CONTROL_METHOD_DESCRIPTION | EMISSION_LIMIT_1 | EMISSION_LIMIT_1_UNIT | EMISSION_LIMIT_1_AVG_TIME_CONDITION | CASE-BY-CASE_BASIS | OTHER_ APPLICABLE_REQUIREMENTS | OTHER_FACTORS | PERCENT_EFFICIENCY | COMPLIANCE_VERIFIED | EMISSION_LIMIT_2 | EMISSION_LIMIT_2_UNIT | EMISSION_LIMIT_2_AVGERAGE_TIME_CONDITION | STANDARAD_EMISSION_LIMIT | STANDARD_EMISSION_LIMIT_UNIT | STANDARD_LIMIT_AVERAGE_TIME_CONDITION | COST_EFFECTIVENESS | INCREMENTAL_COST_EFFECTIVENESS | Cost_Verified | DOLLAR_YEAR_USED_IN_COST_ESTIMATES | POLLUTANT_COMPLIANCE_NOTES | CONTROL_METHOD_DESCRIPTION | EMISSION_LIMIT_1 | EMISSION_LIMIT_1_UNIT | EMISSION_LIMIT_1_AVG_TIME_CONDITION | CASE-BY-CASE_BASIS | OTHER_ APPLICABLE_REQUIREMENTS | OTHER_FACTORS | PERCENT_EFFICIENCY | COMPLIANCE_VERIFIED | EMISSION_LIMIT_2 | EMISSION_LIMIT_2_UNIT | EMISSION_LIMIT_2_AVGERAGE_TIME_CONDITION | STANDARAD_EMISSION_LIMIT | STANDARD_EMISSION_LIMIT_UNIT | STANDARD_LIMIT_AVERAGE_TIME_CONDITION | COST_EFFECTIVENESS | INCREMENTAL_COST_EFFECTIVENESS | Cost_Verified | DOLLAR_YEAR_USED_IN_COST_ESTIMATES | POLLUTANT_COMPLIANCE_NOTES | CONTROL_METHOD_DESCRIPTION | EMISSION_LIMIT_1 | EMISSION_LIMIT_1_UNIT | EMISSION_LIMIT_1_AVG_TIME_CONDITION | CASE-BY-CASE_BASIS | OTHER_ APPLICABLE_REQUIREMENTS | OTHER_FACTORS | PERCENT_EFFICIENCY | COMPLIANCE_VERIFIED | EMISSION_LIMIT_2 | EMISSION_LIMIT_2_UNIT | EMISSION_LIMIT_2_AVGERAGE_TIME_CONDITION | STANDARAD_EMISSION_LIMIT | STANDARD_EMISSION_LIMIT_UNIT | STANDARD_LIMIT_AVERAGE_TIME_CONDITION | COST_EFFECTIVENESS | INCREMENTAL_COST_EFFECTIVENESS | Cost_Verified | DOLLAR_YEAR_USED_IN_COST_ESTIMATES | POLLUTANT_COMPLIANCE_NOTES | CONTROL_METHOD_DESCRIPTION | EMISSION_LIMIT_1 | EMISSION_LIMIT_1_UNIT | EMISSION_LIMIT_1_AVG_TIME_CONDITION | CASE-BY-CASE_BASIS | OTHER_ APPLICABLE_REQUIREMENTS | OTHER_FACTORS | PERCENT_EFFICIENCY | COMPLIANCE_VERIFIED | EMISSION_LIMIT_2 | EMISSION_LIMIT_2_UNIT | EMISSION_LIMIT_2_AVGERAGE_TIME_CONDITION | STANDARAD_EMISSION_LIMIT | STANDARD_EMISSION_LIMIT_UNIT | STANDARD_LIMIT_AVERAGE_TIME_CONDITION | COST_EFFECTIVENESS | INCREMENTAL_COST_EFFECTIVENESS | Cost_Verified | DOLLAR_YEAR_USED_IN_COST_ESTIMATES | POLLUTANT_COMPLIANCE_NOTES | CONTROL_METHOD_DESCRIPTION | EMISSION_LIMIT_1 | EMISSION_LIMIT_1_UNIT | EMISSION_LIMIT_1_AVG_TIME_CONDITION | CASE-BY-CASE_BASIS | OTHER_ APPLICABLE_REQUIREMENTS | OTHER_FACTORS | PERCENT_EFFICIENCY | COMPLIANCE_VERIFIED | EMISSION_LIMIT_2 | EMISSION_LIMIT_2_UNIT | EMISSION_LIMIT_2_AVGERAGE_TIME_CONDITION | STANDARAD_EMISSION_LIMIT | STANDARD_EMISSION_LIMIT_UNIT | STANDARD_LIMIT_AVERAGE_TIME_CONDITION | COST_EFFECTIVENESS | INCREMENTAL_COST_EFFECTIVENESS | Cost_Verified | DOLLAR_YEAR_USED_IN_COST_ESTIMATES | POLLUTANT_COMPLIANCE_NOTES | CONTROL_METHOD_DESCRIPTION | EMISSION_LIMIT_1 | EMISSION_LIMIT_1_UNIT | EMISSION_LIMIT_1_AVG_TIME_CONDITION | CASE-BY-CASE_BASIS | OTHER_ APPLICABLE_REQUIREMENTS | OTHER_FACTORS | PERCENT_EFFICIENCY | COMPLIANCE_VERIFIED | EMISSION_LIMIT_2 | EMISSION_LIMIT_2_UNIT | EMISSION_LIMIT_2_AVGERAGE_TIME_CONDITION | STANDARAD_EMISSION_LIMIT | STANDARD_EMISSION_LIMIT_UNIT | STANDARD_LIMIT_AVERAGE_TIME_CONDITION | COST_EFFECTIVENESS | INCREMENTAL_COST_EFFECTIVENESS | Cost_Verified | DOLLAR_YEAR_USED_IN_COST_ESTIMATES | POLLUTANT_COMPLIANCE_NOTES | CONTROL_METHOD_DESCRIPTION | EMISSION_LIMIT_1 | EMISSION_LIMIT_1_UNIT | EMISSION_LIMIT_1_AVG_TIME_CONDITION | CASE-BY-CASE_BASIS | OTHER_ APPLICABLE_REQUIREMENTS | OTHER_FACTORS | PERCENT_EFFICIENCY | COMPLIANCE_VERIFIED | EMISSION_LIMIT_2 | EMISSION_LIMIT_2_UNIT | EMISSION_LIMIT_2_AVGERAGE_TIME_CONDITION | STANDARAD_EMISSION_LIMIT | STANDARD_EMISSION_LIMIT_UNIT | STANDARD_LIMIT_AVERAGE_TIME_CONDITION | COST_EFFECTIVENESS | INCREMENTAL_COST_EFFECTIVENESS | Cost_Verified | DOLLAR_YEAR_USED_IN_COST_ESTIMATES | POLLUTANT_COMPLIANCE_NOTES | CONTROL_METHOD_DESCRIPTION | EMISSION_LIMIT_1 | EMISSION_LIMIT_1_UNIT | EMISSION_LIMIT_1_AVG_TIME_CONDITION | CASE-BY-CASE_BASIS | OTHER_ APPLICABLE_REQUIREMENTS | OTHER_FACTORS | PERCENT_EFFICIENCY | COMPLIANCE_VERIFIED | EMISSION_LIMIT_2 | EMISSION_LIMIT_2_UNIT | EMISSION_LIMIT_2_AVGERAGE_TIME_CONDITION | STANDARAD_EMISSION_LIMIT | STANDARD_EMISSION_LIMIT_UNIT | STANDARD_LIMIT_AVERAGE_TIME_CONDITION | COST_EFFECTIVENESS | INCREMENTAL_COST_EFFECTIVENESS | Cost_Verified | DOLLAR_YEAR_USED_IN_COST_ESTIMATES | POLLUTANT_COMPLIANCE_NOTES | CONTROL_METHOD_DESCRIPTION | EMISSION_LIMIT_1 | EMISSION_LIMIT_1_UNIT | EMISSION_LIMIT_1_AVG_TIME_CONDITION | CASE-BY-CASE_BASIS | OTHER_ APPLICABLE_REQUIREMENTS | OTHER_FACTORS | PERCENT_EFFICIENCY | COMPLIANCE_VERIFIED | EMISSION_LIMIT_2 | EMISSION_LIMIT_2_UNIT | EMISSION_LIMIT_2_AVGERAGE_TIME_CONDITION | STANDARAD_EMISSION_LIMIT | STANDARD_EMISSION_LIMIT_UNIT | STANDARD_LIMIT_AVERAGE_TIME_CONDITION | COST_EFFECTIVENESS | INCREMENTAL_COST_EFFECTIVENESS | Cost_Verified | DOLLAR_YEAR_USED_IN_COST_ESTIMATES | POLLUTANT_COMPLIANCE_NOTES | CONTROL_METHOD_DESCRIPTION | EMISSION_LIMIT_1 | EMISSION_LIMIT_1_UNIT | EMISSION_LIMIT_1_AVG_TIME_CONDITION | CASE-BY-CASE_BASIS | OTHER_ APPLICABLE_REQUIREMENTS | OTHER_FACTORS | PERCENT_EFFICIENCY | COMPLIANCE_VERIFIED | EMISSION_LIMIT_2 | EMISSION_LIMIT_2_UNIT | EMISSION_LIMIT_2_AVGERAGE_TIME_CONDITION | STANDARAD_EMISSION_LIMIT | STANDARD_EMISSION_LIMIT_UNIT | STANDARD_LIMIT_AVERAGE_TIME_CONDITION | COST_EFFECTIVENESS | INCREMENTAL_COST_EFFECTIVENESS | Cost_Verified | DOLLAR_YEAR_USED_IN_COST_ESTIMATES | POLLUTANT_COMPLIANCE_NOTES | CONTROL_METHOD_DESCRIPTION | EMISSION_LIMIT_1 | EMISSION_LIMIT_1_UNIT | EMISSION_LIMIT_1_AVG_TIME_CONDITION | CASE-BY-CASE_BASIS | OTHER_ APPLICABLE_REQUIREMENTS | OTHER_FACTORS | PERCENT_EFFICIENCY | COMPLIANCE_VERIFIED | EMISSION_LIMIT_2 | EMISSION_LIMIT_2_UNIT | EMISSION_LIMIT_2_AVGERAGE_TIME_CONDITION | STANDARAD_EMISSION_LIMIT | STANDARD_EMISSION_LIMIT_UNIT | STANDARD_LIMIT_AVERAGE_TIME_CONDITION | COST_EFFECTIVENESS | INCREMENTAL_COST_EFFECTIVENESS | Cost_Verified | DOLLAR_YEAR_USED_IN_COST_ESTIMATES | POLLUTANT_COMPLIANCE_NOTES | CONTROL_METHOD_DESCRIPTION | EMISSION_LIMIT_1 | EMISSION_LIMIT_1_UNIT | EMISSION_LIMIT_1_AVG_TIME_CONDITION | CASE-BY-CASE_BASIS | OTHER_ APPLICABLE_REQUIREMENTS | OTHER_FACTORS | PERCENT_EFFICIENCY | COMPLIANCE_VERIFIED | EMISSION_LIMIT_2 | EMISSION_LIMIT_2_UNIT | EMISSION_LIMIT_2_AVGERAGE_TIME_CONDITION | STANDARAD_EMISSION_LIMIT | STANDARD_EMISSION_LIMIT_UNIT | STANDARD_LIMIT_AVERAGE_TIME_CONDITION | COST_EFFECTIVENESS | INCREMENTAL_COST_EFFECTIVENESS | Cost_Verified | DOLLAR_YEAR_USED_IN_COST_ESTIMATES | POLLUTANT_COMPLIANCE_NOTES | CONTROL_METHOD_DESCRIPTION | EMISSION_LIMIT_1 | EMISSION_LIMIT_1_UNIT | EMISSION_LIMIT_1_AVG_TIME_CONDITION | CASE-BY-CASE_BASIS | OTHER_ APPLICABLE_REQUIREMENTS | OTHER_FACTORS | PERCENT_EFFICIENCY | COMPLIANCE_VERIFIED | EMISSION_LIMIT_2 | EMISSION_LIMIT_2_UNIT | EMISSION_LIMIT_2_AVGERAGE_TIME_CONDITION | STANDARAD_EMISSION_LIMIT | STANDARD_EMISSION_LIMIT_UNIT | STANDARD_LIMIT_AVERAGE_TIME_CONDITION | COST_EFFECTIVENESS | INCREMENTAL_COST_EFFECTIVENESS | Cost_Verified | DOLLAR_YEAR_USED_IN_COST_ESTIMATES | POLLUTANT_COMPLIANCE_NOTES | CONTROL_METHOD_DESCRIPTION | EMISSION_LIMIT_1 | EMISSION_LIMIT_1_UNIT | EMISSION_LIMIT_1_AVG_TIME_CONDITION | CASE-BY-CASE_BASIS | OTHER_ APPLICABLE_REQUIREMENTS | OTHER_FACTORS | PERCENT_EFFICIENCY | COMPLIANCE_VERIFIED | EMISSION_LIMIT_2 | EMISSION_LIMIT_2_UNIT | EMISSION_LIMIT_2_AVGERAGE_TIME_CONDITION | STANDARAD_EMISSION_LIMIT | STANDARD_EMISSION_LIMIT_UNIT | STANDARD_LIMIT_AVERAGE_TIME_CONDITION | COST_EFFECTIVENESS | INCREMENTAL_COST_EFFECTIVENESS | Cost_Verified | DOLLAR_YEAR_USED_IN_COST_ESTIMATES | POLLUTANT_COMPLIANCE_NOTES | CONTROL_METHOD_DESCRIPTION | EMISSION_LIMIT_1 | EMISSION_LIMIT_1_UNIT | EMISSION_LIMIT_1_AVG_TIME_CONDITION | CASE-BY-CASE_BASIS | OTHER_ APPLICABLE_REQUIREMENTS | OTHER_FACTORS | PERCENT_EFFICIENCY | COMPLIANCE_VERIFIED | EMISSION_LIMIT_2 | EMISSION_LIMIT_2_UNIT | EMISSION_LIMIT_2_AVGERAGE_TIME_CONDITION | STANDARAD_EMISSION_LIMIT | STANDARD_EMISSION_LIMIT_UNIT | STANDARD_LIMIT_AVERAGE_TIME_CONDITION | COST_EFFECTIVENESS | INCREMENTAL_COST_EFFECTIVENESS | Cost_Verified | DOLLAR_YEAR_USED_IN_COST_ESTIMATES | POLLUTANT_COMPLIANCE_NOTES | CONTROL_METHOD_DESCRIPTION | EMISSION_LIMIT_1 | EMISSION_LIMIT_1_UNIT | EMISSION_LIMIT_1_AVG_TIME_CONDITION | CASE-BY-CASE_BASIS | OTHER_ APPLICABLE_REQUIREMENTS | OTHER_FACTORS | PERCENT_EFFICIENCY | COMPLIANCE_VERIFIED | EMISSION_LIMIT_2 | EMISSION_LIMIT_2_UNIT | EMISSION_LIMIT_2_AVGERAGE_TIME_CONDITION | STANDARAD_EMISSION_LIMIT | STANDARD_EMISSION_LIMIT_UNIT | STANDARD_LIMIT_AVERAGE_TIME_CONDITION | COST_EFFECTIVENESS | INCREMENTAL_COST_EFFECTIVENESS | Cost_Verified | DOLLAR_YEAR_USED_IN_COST_ESTIMATES | POLLUTANT_COMPLIANCE_NOTES | CONTROL_METHOD_DESCRIPTION | EMISSION_LIMIT_1 | EMISSION_LIMIT_1_UNIT | EMISSION_LIMIT_1_AVG_TIME_CONDITION | CASE-BY-CASE_BASIS | OTHER_ APPLICABLE_REQUIREMENTS | OTHER_FACTORS | PERCENT_EFFICIENCY | COMPLIANCE_VERIFIED | EMISSION_LIMIT_2 | EMISSION_LIMIT_2_UNIT | EMISSION_LIMIT_2_AVGERAGE_TIME_CONDITION | STANDARAD_EMISSION_LIMIT | STANDARD_EMISSION_LIMIT_UNIT | STANDARD_LIMIT_AVERAGE_TIME_CONDITION | COST_EFFECTIVENESS | INCREMENTAL_COST_EFFECTIVENESS | Cost_Verified | DOLLAR_YEAR_USED_IN_COST_ESTIMATES | POLLUTANT_COMPLIANCE_NOTES | CONTROL_METHOD_DESCRIPTION | EMISSION_LIMIT_1 | EMISSION_LIMIT_1_UNIT | EMISSION_LIMIT_1_AVG_TIME_CONDITION | CASE-BY-CASE_BASIS | OTHER_ APPLICABLE_REQUIREMENTS | OTHER_FACTORS | PERCENT_EFFICIENCY | COMPLIANCE_VERIFIED | EMISSION_LIMIT_2 | EMISSION_LIMIT_2_UNIT | EMISSION_LIMIT_2_AVGERAGE_TIME_CONDITION | STANDARAD_EMISSION_LIMIT | STANDARD_EMISSION_LIMIT_UNIT | STANDARD_LIMIT_AVERAGE_TIME_CONDITION | COST_EFFECTIVENESS | INCREMENTAL_COST_EFFECTIVENESS | Cost_Verified | DOLLAR_YEAR_USED_IN_COST_ESTIMATES | POLLUTANT_COMPLIANCE_NOTES | CONTROL_METHOD_DESCRIPTION | EMISSION_LIMIT_1 | EMISSION_LIMIT_1_UNIT | EMISSION_LIMIT_1_AVG_TIME_CONDITION | CASE-BY-CASE_BASIS | OTHER_ APPLICABLE_REQUIREMENTS | OTHER_FACTORS | PERCENT_EFFICIENCY | COMPLIANCE_VERIFIED | EMISSION_LIMIT_2 | EMISSION_LIMIT_2_UNIT | EMISSION_LIMIT_2_AVGERAGE_TIME_CONDITION | STANDARAD_EMISSION_LIMIT | STANDARD_EMISSION_LIMIT_UNIT | STANDARD_LIMIT_AVERAGE_TIME_CONDITION | COST_EFFECTIVENESS | INCREMENTAL_COST_EFFECTIVENESS | Cost_Verified | DOLLAR_YEAR_USED_IN_COST_ESTIMATES | POLLUTANT_COMPLIANCE_NOTES | CONTROL_METHOD_DESCRIPTION | EMISSION_LIMIT_1 | EMISSION_LIMIT_1_UNIT | EMISSION_LIMIT_1_AVG_TIME_CONDITION | CASE-BY-CASE_BASIS | OTHER_ APPLICABLE_REQUIREMENTS | OTHER_FACTORS | PERCENT_EFFICIENCY | COMPLIANCE_VERIFIED | EMISSION_LIMIT_2 | EMISSION_LIMIT_2_UNIT | EMISSION_LIMIT_2_AVGERAGE_TIME_CONDITION | STANDARAD_EMISSION_LIMIT | STANDARD_EMISSION_LIMIT_UNIT | STANDARD_LIMIT_AVERAGE_TIME_CONDITION | COST_EFFECTIVENESS | INCREMENTAL_COST_EFFECTIVENESS | Cost_Verified | DOLLAR_YEAR_USED_IN_COST_ESTIMATES | POLLUTANT_COMPLIANCE_NOTES | CONTROL_METHOD_DESCRIPTION | EMISSION_LIMIT_1 | EMISSION_LIMIT_1_UNIT | EMISSION_LIMIT_1_AVG_TIME_CONDITION | CASE-BY-CASE_BASIS | OTHER_ APPLICABLE_REQUIREMENTS | OTHER_FACTORS | PERCENT_EFFICIENCY | COMPLIANCE_VERIFIED | EMISSION_LIMIT_2 | EMISSION_LIMIT_2_UNIT | EMISSION_LIMIT_2_AVGERAGE_TIME_CONDITION | STANDARAD_EMISSION_LIMIT | STANDARD_EMISSION_LIMIT_UNIT | STANDARD_LIMIT_AVERAGE_TIME_CONDITION | COST_EFFECTIVENESS | INCREMENTAL_COST_EFFECTIVENESS | Cost_Verified | DOLLAR_YEAR_USED_IN_COST_ESTIMATES | POLLUTANT_COMPLIANCE_NOTES | CONTROL_METHOD_DESCRIPTION | EMISSION_LIMIT_1 | EMISSION_LIMIT_1_UNIT | EMISSION_LIMIT_1_AVG_TIME_CONDITION | CASE-BY-CASE_BASIS | OTHER_ APPLICABLE_REQUIREMENTS | OTHER_FACTORS | PERCENT_EFFICIENCY | COMPLIANCE_VERIFIED | EMISSION_LIMIT_2 | EMISSION_LIMIT_2_UNIT | EMISSION_LIMIT_2_AVGERAGE_TIME_CONDITION | STANDARAD_EMISSION_LIMIT | STANDARD_EMISSION_LIMIT_UNIT | STANDARD_LIMIT_AVERAGE_TIME_CONDITION | COST_EFFECTIVENESS | INCREMENTAL_COST_EFFECTIVENESS | Cost_Verified | DOLLAR_YEAR_USED_IN_COST_ESTIMATES | POLLUTANT_COMPLIANCE_NOTES | CONTROL_METHOD_DESCRIPTION | EMISSION_LIMIT_1 | EMISSION_LIMIT_1_UNIT | EMISSION_LIMIT_1_AVG_TIME_CONDITION | CASE-BY-CASE_BASIS | OTHER_ APPLICABLE_REQUIREMENTS | OTHER_FACTORS | PERCENT_EFFICIENCY | COMPLIANCE_VERIFIED | EMISSION_LIMIT_2 | EMISSION_LIMIT_2_UNIT | EMISSION_LIMIT_2_AVGERAGE_TIME_CONDITION | STANDARAD_EMISSION_LIMIT | STANDARD_EMISSION_LIMIT_UNIT | STANDARD_LIMIT_AVERAGE_TIME_CONDITION | COST_EFFECTIVENESS | INCREMENTAL_COST_EFFECTIVENESS | Cost_Verified | DOLLAR_YEAR_USED_IN_COST_ESTIMATES | POLLUTANT_COMPLIANCE_NOTES | CONTROL_METHOD_DESCRIPTION | EMISSION_LIMIT_1 | EMISSION_LIMIT_1_UNIT | EMISSION_LIMIT_1_AVG_TIME_CONDITION | CASE-BY-CASE_BASIS | OTHER_ APPLICABLE_REQUIREMENTS | OTHER_FACTORS | PERCENT_EFFICIENCY | COMPLIANCE_VERIFIED | EMISSION_LIMIT_2 | EMISSION_LIMIT_2_UNIT | EMISSION_LIMIT_2_AVGERAGE_TIME_CONDITION | STANDARAD_EMISSION_LIMIT | STANDARD_EMISSION_LIMIT_UNIT | STANDARD_LIMIT_AVERAGE_TIME_CONDITION | COST_EFFECTIVENESS | INCREMENTAL_COST_EFFECTIVENESS | Cost_Verified | DOLLAR_YEAR_USED_IN_COST_ESTIMATES | POLLUTANT_COMPLIANCE_NOTES | CONTROL_METHOD_DESCRIPTION | EMISSION_LIMIT_1 | EMISSION_LIMIT_1_UNIT | EMISSION_LIMIT_1_AVG_TIME_CONDITION | CASE-BY-CASE_BASIS | OTHER_ APPLICABLE_REQUIREMENTS | OTHER_FACTORS | PERCENT_EFFICIENCY | COMPLIANCE_VERIFIED | EMISSION_LIMIT_2 | EMISSION_LIMIT_2_UNIT | EMISSION_LIMIT_2_AVGERAGE_TIME_CONDITION | STANDARAD_EMISSION_LIMIT | STANDARD_EMISSION_LIMIT_UNIT | STANDARD_LIMIT_AVERAGE_TIME_CONDITION | COST_EFFECTIVENESS | INCREMENTAL_COST_EFFECTIVENESS | Cost_Verified | DOLLAR_YEAR_USED_IN_COST_ESTIMATES | POLLUTANT_COMPLIANCE_NOTES | CONTROL_METHOD_DESCRIPTION | EMISSION_LIMIT_1 | EMISSION_LIMIT_1_UNIT | EMISSION_LIMIT_1_AVG_TIME_CONDITION | CASE-BY-CASE_BASIS | OTHER_ APPLICABLE_REQUIREMENTS | OTHER_FACTORS | PERCENT_EFFICIENCY | COMPLIANCE_VERIFIED | EMISSION_LIMIT_2 | EMISSION_LIMIT_2_UNIT | EMISSION_LIMIT_2_AVGERAGE_TIME_CONDITION | STANDARAD_EMISSION_LIMIT | STANDARD_EMISSION_LIMIT_UNIT | STANDARD_LIMIT_AVERAGE_TIME_CONDITION | COST_EFFECTIVENESS | INCREMENTAL_COST_EFFECTIVENESS | Cost_Verified | DOLLAR_YEAR_USED_IN_COST_ESTIMATES | POLLUTANT_COMPLIANCE_NOTES | CONTROL_METHOD_DESCRIPTION | EMISSION_LIMIT_1 | EMISSION_LIMIT_1_UNIT | EMISSION_LIMIT_1_AVG_TIME_CONDITION | CASE-BY-CASE_BASIS | OTHER_ APPLICABLE_REQUIREMENTS | OTHER_FACTORS | PERCENT_EFFICIENCY | COMPLIANCE_VERIFIED | EMISSION_LIMIT_2 | EMISSION_LIMIT_2_UNIT | EMISSION_LIMIT_2_AVGERAGE_TIME_CONDITION | STANDARAD_EMISSION_LIMIT | STANDARD_EMISSION_LIMIT_UNIT | STANDARD_LIMIT_AVERAGE_TIME_CONDITION | COST_EFFECTIVENESS | INCREMENTAL_COST_EFFECTIVENESS | Cost_Verified | DOLLAR_YEAR_USED_IN_COST_ESTIMATES | POLLUTANT_COMPLIANCE_NOTES | CONTROL_METHOD_DESCRIPTION | EMISSION_LIMIT_1 | EMISSION_LIMIT_1_UNIT | EMISSION_LIMIT_1_AVG_TIME_CONDITION | CASE-BY-CASE_BASIS | OTHER_ APPLICABLE_REQUIREMENTS | OTHER_FACTORS | PERCENT_EFFICIENCY | COMPLIANCE_VERIFIED | EMISSION_LIMIT_2 | EMISSION_LIMIT_2_UNIT | EMISSION_LIMIT_2_AVGERAGE_TIME_CONDITION | STANDARAD_EMISSION_LIMIT | STANDARD_EMISSION_LIMIT_UNIT | STANDARD_LIMIT_AVERAGE_TIME_CONDITION | COST_EFFECTIVENESS | INCREMENTAL_COST_EFFECTIVENESS | Cost_Verified | DOLLAR_YEAR_USED_IN_COST_ESTIMATES | POLLUTANT_COMPLIANCE_NOTES | CONTROL_METHOD_DESCRIPTION | EMISSION_LIMIT_1 | EMISSION_LIMIT_1_UNIT | EMISSION_LIMIT_1_AVG_TIME_CONDITION | CASE-BY-CASE_BASIS | OTHER_ APPLICABLE_REQUIREMENTS | OTHER_FACTORS | PERCENT_EFFICIENCY | COMPLIANCE_VERIFIED | EMISSION_LIMIT_2 | EMISSION_LIMIT_2_UNIT | EMISSION_LIMIT_2_AVGERAGE_TIME_CONDITION | STANDARAD_EMISSION_LIMIT | STANDARD_EMISSION_LIMIT_UNIT | STANDARD_LIMIT_AVERAGE_TIME_CONDITION | COST_EFFECTIVENESS | INCREMENTAL_COST_EFFECTIVENESS | Cost_Verified | DOLLAR_YEAR_USED_IN_COST_ESTIMATES | POLLUTANT_COMPLIANCE_NOTES | CONTROL_METHOD_DESCRIPTION | EMISSION_LIMIT_1 | EMISSION_LIMIT_1_UNIT | EMISSION_LIMIT_1_AVG_TIME_CONDITION | CASE-BY-CASE_BASIS | OTHER_ APPLICABLE_REQUIREMENTS | OTHER_FACTORS | PERCENT_EFFICIENCY | COMPLIANCE_VERIFIED | EMISSION_LIMIT_2 | EMISSION_LIMIT_2_UNIT | EMISSION_LIMIT_2_AVGERAGE_TIME_CONDITION | STANDARAD_EMISSION_LIMIT | STANDARD_EMISSION_LIMIT_UNIT | STANDARD_LIMIT_AVERAGE_TIME_CONDITION | COST_EFFECTIVENESS | INCREMENTAL_COST_EFFECTIVENESS | Cost_Verified | DOLLAR_YEAR_USED_IN_COST_ESTIMATES | POLLUTANT_COMPLIANCE_NOTES | CONTROL_METHOD_DESCRIPTION | EMISSION_LIMIT_1 | EMISSION_LIMIT_1_UNIT | EMISSION_LIMIT_1_AVG_TIME_CONDITION | CASE-BY-CASE_BASIS | OTHER_ APPLICABLE_REQUIREMENTS | OTHER_FACTORS | PERCENT_EFFICIENCY | COMPLIANCE_VERIFIED | EMISSION_LIMIT_2 | EMISSION_LIMIT_2_UNIT | EMISSION_LIMIT_2_AVGERAGE_TIME_CONDITION | STANDARAD_EMISSION_LIMIT | STANDARD_EMISSION_LIMIT_UNIT | STANDARD_LIMIT_AVERAGE_TIME_CONDITION | COST_EFFECTIVENESS | INCREMENTAL_COST_EFFECTIVENESS | Cost_Verified | DOLLAR_YEAR_USED_IN_COST_ESTIMATES | POLLUTANT_COMPLIANCE_NOTES | CONTROL_METHOD_DESCRIPTION | EMISSION_LIMIT_1 | EMISSION_LIMIT_1_UNIT | EMISSION_LIMIT_1_AVG_TIME_CONDITION | CASE-BY-CASE_BASIS | OTHER_ APPLICABLE_REQUIREMENTS | OTHER_FACTORS | PERCENT_EFFICIENCY | COMPLIANCE_VERIFIED | EMISSION_LIMIT_2 | EMISSION_LIMIT_2_UNIT | EMISSION_LIMIT_2_AVGERAGE_TIME_CONDITION | STANDARAD_EMISSION_LIMIT | STANDARD_EMISSION_LIMIT_UNIT | STANDARD_LIMIT_AVERAGE_TIME_CONDITION | COST_EFFECTIVENESS | INCREMENTAL_COST_EFFECTIVENESS | Cost_Verified | DOLLAR_YEAR_USED_IN_COST_ESTIMATES | POLLUTANT_COMPLIANCE_NOTES | CONTROL_METHOD_DESCRIPTION | EMISSION_LIMIT_1 | EMISSION_LIMIT_1_UNIT | EMISSION_LIMIT_1_AVG_TIME_CONDITION | CASE-BY-CASE_BASIS | OTHER_ APPLICABLE_REQUIREMENTS | OTHER_FACTORS | PERCENT_EFFICIENCY | COMPLIANCE_VERIFIED | EMISSION_LIMIT_2 | EMISSION_LIMIT_2_UNIT | EMISSION_LIMIT_2_AVGERAGE_TIME_CONDITION | STANDARAD_EMISSION_LIMIT | STANDARD_EMISSION_LIMIT_UNIT | STANDARD_LIMIT_AVERAGE_TIME_CONDITION | COST_EFFECTIVENESS | INCREMENTAL_COST_EFFECTIVENESS | Cost_Verified | DOLLAR_YEAR_USED_IN_COST_ESTIMATES | POLLUTANT_COMPLIANCE_NOTES | CONTROL_METHOD_DESCRIPTION | EMISSION_LIMIT_1 | EMISSION_LIMIT_1_UNIT | EMISSION_LIMIT_1_AVG_TIME_CONDITION | CASE-BY-CASE_BASIS | OTHER_ APPLICABLE_REQUIREMENTS | OTHER_FACTORS | PERCENT_EFFICIENCY | COMPLIANCE_VERIFIED | EMISSION_LIMIT_2 | EMISSION_LIMIT_2_UNIT | EMISSION_LIMIT_2_AVGERAGE_TIME_CONDITION | STANDARAD_EMISSION_LIMIT | STANDARD_EMISSION_LIMIT_UNIT | STANDARD_LIMIT_AVERAGE_TIME_CONDITION | COST_EFFECTIVENESS | INCREMENTAL_COST_EFFECTIVENESS | Cost_Verified | DOLLAR_YEAR_USED_IN_COST_ESTIMATES | POLLUTANT_COMPLIANCE_NOTES | CONTROL_METHOD_DESCRIPTION | EMISSION_LIMIT_1 | EMISSION_LIMIT_1_UNIT | EMISSION_LIMIT_1_AVG_TIME_CONDITION | CASE-BY-CASE_BASIS | OTHER_ APPLICABLE_REQUIREMENTS | OTHER_FACTORS | PERCENT_EFFICIENCY | COMPLIANCE_VERIFIED | EMISSION_LIMIT_2 | EMISSION_LIMIT_2_UNIT | EMISSION_LIMIT_2_AVGERAGE_TIME_CONDITION | STANDARAD_EMISSION_LIMIT | STANDARD_EMISSION_LIMIT_UNIT | STANDARD_LIMIT_AVERAGE_TIME_CONDITION | COST_EFFECTIVENESS | INCREMENTAL_COST_EFFECTIVENESS | Cost_Verified | DOLLAR_YEAR_USED_IN_COST_ESTIMATES | POLLUTANT_COMPLIANCE_NOTES | CONTROL_METHOD_DESCRIPTION | EMISSION_LIMIT_1 | EMISSION_LIMIT_1_UNIT | EMISSION_LIMIT_1_AVG_TIME_CONDITION | CASE-BY-CASE_BASIS | OTHER_ APPLICABLE_REQUIREMENTS | OTHER_FACTORS | PERCENT_EFFICIENCY | COMPLIANCE_VERIFIED | EMISSION_LIMIT_2 | EMISSION_LIMIT_2_UNIT | EMISSION_LIMIT_2_AVGERAGE_TIME_CONDITION | STANDARAD_EMISSION_LIMIT | STANDARD_EMISSION_LIMIT_UNIT | STANDARD_LIMIT_AVERAGE_TIME_CONDITION | COST_EFFECTIVENESS | INCREMENTAL_COST_EFFECTIVENESS | Cost_Verified | DOLLAR_YEAR_USED_IN_COST_ESTIMATES | POLLUTANT_COMPLIANCE_NOTES | CONTROL_METHOD_DESCRIPTION | EMISSION_LIMIT_1 | EMISSION_LIMIT_1_UNIT | EMISSION_LIMIT_1_AVG_TIME_CONDITION | CASE-BY-CASE_BASIS | OTHER_ APPLICABLE_REQUIREMENTS | OTHER_FACTORS | PERCENT_EFFICIENCY | COMPLIANCE_VERIFIED | EMISSION_LIMIT_2 | EMISSION_LIMIT_2_UNIT | EMISSION_LIMIT_2_AVGERAGE_TIME_CONDITION | STANDARAD_EMISSION_LIMIT | STANDARD_EMISSION_LIMIT_UNIT | STANDARD_LIMIT_AVERAGE_TIME_CONDITION | COST_EFFECTIVENESS | INCREMENTAL_COST_EFFECTIVENESS | Cost_Verified | DOLLAR_YEAR_USED_IN_COST_ESTIMATES | POLLUTANT_COMPLIANCE_NOTES | CONTROL_METHOD_DESCRIPTION | EMISSION_LIMIT_1 | EMISSION_LIMIT_1_UNIT | EMISSION_LIMIT_1_AVG_TIME_CONDITION | CASE-BY-CASE_BASIS | OTHER_ APPLICABLE_REQUIREMENTS | OTHER_FACTORS | PERCENT_EFFICIENCY | COMPLIANCE_VERIFIED | EMISSION_LIMIT_2 | EMISSION_LIMIT_2_UNIT | EMISSION_LIMIT_2_AVGERAGE_TIME_CONDITION | STANDARAD_EMISSION_LIMIT | STANDARD_EMISSION_LIMIT_UNIT | STANDARD_LIMIT_AVERAGE_TIME_CONDITION | COST_EFFECTIVENESS | INCREMENTAL_COST_EFFECTIVENESS | Cost_Verified | DOLLAR_YEAR_USED_IN_COST_ESTIMATES | POLLUTANT_COMPLIANCE_NOTES | CONTROL_METHOD_DESCRIPTION | EMISSION_LIMIT_1 | EMISSION_LIMIT_1_UNIT | EMISSION_LIMIT_1_AVG_TIME_CONDITION | CASE-BY-CASE_BASIS | OTHER_ APPLICABLE_REQUIREMENTS | OTHER_FACTORS | PERCENT_EFFICIENCY | COMPLIANCE_VERIFIED | EMISSION_LIMIT_2 | EMISSION_LIMIT_2_UNIT | EMISSION_LIMIT_2_AVGERAGE_TIME_CONDITION | STANDARAD_EMISSION_LIMIT | STANDARD_EMISSION_LIMIT_UNIT | STANDARD_LIMIT_AVERAGE_TIME_CONDITION | COST_EFFECTIVENESS | INCREMENTAL_COST_EFFECTIVENESS | Cost_Verified | DOLLAR_YEAR_USED_IN_COST_ESTIMATES | POLLUTANT_COMPLIANCE_NOTES | CONTROL_METHOD_DESCRIPTION | EMISSION_LIMIT_1 | EMISSION_LIMIT_1_UNIT | EMISSION_LIMIT_1_AVG_TIME_CONDITION | CASE-BY-CASE_BASIS | OTHER_ APPLICABLE_REQUIREMENTS | OTHER_FACTORS | PERCENT_EFFICIENCY | COMPLIANCE_VERIFIED | EMISSION_LIMIT_2 | EMISSION_LIMIT_2_UNIT | EMISSION_LIMIT_2_AVGERAGE_TIME_CONDITION | STANDARAD_EMISSION_LIMIT | STANDARD_EMISSION_LIMIT_UNIT | STANDARD_LIMIT_AVERAGE_TIME_CONDITION | COST_EFFECTIVENESS | INCREMENTAL_COST_EFFECTIVENESS | Cost_Verified | DOLLAR_YEAR_USED_IN_COST_ESTIMATES | POLLUTANT_COMPLIANCE_NOTES | CONTROL_METHOD_DESCRIPTION | EMISSION_LIMIT_1 | EMISSION_LIMIT_1_UNIT | EMISSION_LIMIT_1_AVG_TIME_CONDITION | CASE-BY-CASE_BASIS | OTHER_ APPLICABLE_REQUIREMENTS | OTHER_FACTORS | PERCENT_EFFICIENCY | COMPLIANCE_VERIFIED | EMISSION_LIMIT_2 | EMISSION_LIMIT_2_UNIT | EMISSION_LIMIT_2_AVGERAGE_TIME_CONDITION | STANDARAD_EMISSION_LIMIT | STANDARD_EMISSION_LIMIT_UNIT | STANDARD_LIMIT_AVERAGE_TIME_CONDITION | COST_EFFECTIVENESS | INCREMENTAL_COST_EFFECTIVENESS | Cost_Verified | DOLLAR_YEAR_USED_IN_COST_ESTIMATES | POLLUTANT_COMPLIANCE_NOTES | CONTROL_METHOD_DESCRIPTION | EMISSION_LIMIT_1 | EMISSION_LIMIT_1_UNIT | EMISSION_LIMIT_1_AVG_TIME_CONDITION | CASE-BY-CASE_BASIS | OTHER_ APPLICABLE_REQUIREMENTS | OTHER_FACTORS | PERCENT_EFFICIENCY | COMPLIANCE_VERIFIED | EMISSION_LIMIT_2 | EMISSION_LIMIT_2_UNIT | EMISSION_LIMIT_2_AVGERAGE_TIME_CONDITION | STANDARAD_EMISSION_LIMIT | STANDARD_EMISSION_LIMIT_UNIT | STANDARD_LIMIT_AVERAGE_TIME_CONDITION | COST_EFFECTIVENESS | INCREMENTAL_COST_EFFECTIVENESS | Cost_Verified | DOLLAR_YEAR_USED_IN_COST_ESTIMATES | POLLUTANT_COMPLIANCE_NOTES | CONTROL_METHOD_DESCRIPTION | EMISSION_LIMIT_1 | EMISSION_LIMIT_1_UNIT | EMISSION_LIMIT_1_AVG_TIME_CONDITION | CASE-BY-CASE_BASIS | OTHER_ APPLICABLE_REQUIREMENTS | OTHER_FACTORS | PERCENT_EFFICIENCY | COMPLIANCE_VERIFIED | EMISSION_LIMIT_2 | EMISSION_LIMIT_2_UNIT | EMISSION_LIMIT_2_AVGERAGE_TIME_CONDITION | STANDARAD_EMISSION_LIMIT | STANDARD_EMISSION_LIMIT_UNIT | STANDARD_LIMIT_AVERAGE_TIME_CONDITION | COST_EFFECTIVENESS | INCREMENTAL_COST_EFFECTIVENESS | Cost_Verified | DOLLAR_YEAR_USED_IN_COST_ESTIMATES | POLLUTANT_COMPLIANCE_NOTES | CONTROL_METHOD_DESCRIPTION | EMISSION_LIMIT_1 | EMISSION_LIMIT_1_UNIT | EMISSION_LIMIT_1_AVG_TIME_CONDITION | CASE-BY-CASE_BASIS | OTHER_ APPLICABLE_REQUIREMENTS | OTHER_FACTORS | PERCENT_EFFICIENCY | COMPLIANCE_VERIFIED | EMISSION_LIMIT_2 | EMISSION_LIMIT_2_UNIT | EMISSION_LIMIT_2_AVGERAGE_TIME_CONDITION | STANDARAD_EMISSION_LIMIT | STANDARD_EMISSION_LIMIT_UNIT | STANDARD_LIMIT_AVERAGE_TIME_CONDITION | COST_EFFECTIVENESS | INCREMENTAL_COST_EFFECTIVENESS | Cost_Verified | DOLLAR_YEAR_USED_IN_COST_ESTIMATES | POLLUTANT_COMPLIANCE_NOTES | CONTROL_METHOD_DESCRIPTION | EMISSION_LIMIT_1 | EMISSION_LIMIT_1_UNIT | EMISSION_LIMIT_1_AVG_TIME_CONDITION | CASE-BY-CASE_BASIS | OTHER_ APPLICABLE_REQUIREMENTS | OTHER_FACTORS | PERCENT_EFFICIENCY | COMPLIANCE_VERIFIED | EMISSION_LIMIT_2 | EMISSION_LIMIT_2_UNIT | EMISSION_LIMIT_2_AVGERAGE_TIME_CONDITION | STANDARAD_EMISSION_LIMIT | STANDARD_EMISSION_LIMIT_UNIT | STANDARD_LIMIT_AVERAGE_TIME_CONDITION | COST_EFFECTIVENESS | INCREMENTAL_COST_EFFECTIVENESS | Cost_Verified | DOLLAR_YEAR_USED_IN_COST_ESTIMATES | POLLUTANT_COMPLIANCE_NOTES | CONTROL_METHOD_DESCRIPTION | EMISSION_LIMIT_1 | EMISSION_LIMIT_1_UNIT | EMISSION_LIMIT_1_AVG_TIME_CONDITION | CASE-BY-CASE_BASIS | OTHER_ APPLICABLE_REQUIREMENTS | OTHER_FACTORS | PERCENT_EFFICIENCY | COMPLIANCE_VERIFIED | EMISSION_LIMIT_2 | EMISSION_LIMIT_2_UNIT | EMISSION_LIMIT_2_AVGERAGE_TIME_CONDITION | STANDARAD_EMISSION_LIMIT | STANDARD_EMISSION_LIMIT_UNIT | STANDARD_LIMIT_AVERAGE_TIME_CONDITION | COST_EFFECTIVENESS | INCREMENTAL_COST_EFFECTIVENESS | Cost_Verified | DOLLAR_YEAR_USED_IN_COST_ESTIMATES | POLLUTANT_COMPLIANCE_NOTES | CONTROL_METHOD_DESCRIPTION | EMISSION_LIMIT_1 | EMISSION_LIMIT_1_UNIT | EMISSION_LIMIT_1_AVG_TIME_CONDITION | CASE-BY-CASE_BASIS | OTHER_ APPLICABLE_REQUIREMENTS | OTHER_FACTORS | PERCENT_EFFICIENCY | COMPLIANCE_VERIFIED | EMISSION_LIMIT_2 | EMISSION_LIMIT_2_UNIT | EMISSION_LIMIT_2_AVGERAGE_TIME_CONDITION | STANDARAD_EMISSION_LIMIT | STANDARD_EMISSION_LIMIT_UNIT | STANDARD_LIMIT_AVERAGE_TIME_CONDITION | COST_EFFECTIVENESS | INCREMENTAL_COST_EFFECTIVENESS | Cost_Verified | DOLLAR_YEAR_USED_IN_COST_ESTIMATES | POLLUTANT_COMPLIANCE_NOTES | CONTROL_METHOD_DESCRIPTION | EMISSION_LIMIT_1 | EMISSION_LIMIT_1_UNIT | EMISSION_LIMIT_1_AVG_TIME_CONDITION | CASE-BY-CASE_BASIS | OTHER_ APPLICABLE_REQUIREMENTS | OTHER_FACTORS | PERCENT_EFFICIENCY | COMPLIANCE_VERIFIED | EMISSION_LIMIT_2 | EMISSION_LIMIT_2_UNIT | EMISSION_LIMIT_2_AVGERAGE_TIME_CONDITION | STANDARAD_EMISSION_LIMIT | STANDARD_EMISSION_LIMIT_UNIT | STANDARD_LIMIT_AVERAGE_TIME_CONDITION | COST_EFFECTIVENESS | INCREMENTAL_COST_EFFECTIVENESS | Cost_Verified | DOLLAR_YEAR_USED_IN_COST_ESTIMATES | POLLUTANT_COMPLIANCE_NOTES | CONTROL_METHOD_DESCRIPTION | EMISSION_LIMIT_1 | EMISSION_LIMIT_1_UNIT | EMISSION_LIMIT_1_AVG_TIME_CONDITION | CASE-BY-CASE_BASIS | OTHER_ APPLICABLE_REQUIREMENTS | OTHER_FACTORS | PERCENT_EFFICIENCY | COMPLIANCE_VERIFIED | EMISSION_LIMIT_2 | EMISSION_LIMIT_2_UNIT | EMISSION_LIMIT_2_AVGERAGE_TIME_CONDITION | STANDARAD_EMISSION_LIMIT | STANDARD_EMISSION_LIMIT_UNIT | STANDARD_LIMIT_AVERAGE_TIME_CONDITION | COST_EFFECTIVENESS | INCREMENTAL_COST_EFFECTIVENESS | Cost_Verified | DOLLAR_YEAR_USED_IN_COST_ESTIMATES | POLLUTANT_COMPLIANCE_NOTES | CONTROL_METHOD_DESCRIPTION | EMISSION_LIMIT_1 | EMISSION_LIMIT_1_UNIT | EMISSION_LIMIT_1_AVG_TIME_CONDITION | CASE-BY-CASE_BASIS | OTHER_ APPLICABLE_REQUIREMENTS | OTHER_FACTORS | PERCENT_EFFICIENCY | COMPLIANCE_VERIFIED | EMISSION_LIMIT_2 | EMISSION_LIMIT_2_UNIT | EMISSION_LIMIT_2_AVGERAGE_TIME_CONDITION | STANDARAD_EMISSION_LIMIT | STANDARD_EMISSION_LIMIT_UNIT | STANDARD_LIMIT_AVERAGE_TIME_CONDITION | COST_EFFECTIVENESS | INCREMENTAL_COST_EFFECTIVENESS | Cost_Verified | DOLLAR_YEAR_USED_IN_COST_ESTIMATES | POLLUTANT_COMPLIANCE_NOTES | CONTROL_METHOD_DESCRIPTION | EMISSION_LIMIT_1 | EMISSION_LIMIT_1_UNIT | EMISSION_LIMIT_1_AVG_TIME_CONDITION | CASE-BY-CASE_BASIS | OTHER_ APPLICABLE_REQUIREMENTS | OTHER_FACTORS | PERCENT_EFFICIENCY | COMPLIANCE_VERIFIED | EMISSION_LIMIT_2 | EMISSION_LIMIT_2_UNIT | EMISSION_LIMIT_2_AVGERAGE_TIME_CONDITION | STANDARAD_EMISSION_LIMIT | STANDARD_EMISSION_LIMIT_UNIT | STANDARD_LIMIT_AVERAGE_TIME_CONDITION | COST_EFFECTIVENESS | INCREMENTAL_COST_EFFECTIVENESS | Cost_Verified | DOLLAR_YEAR_USED_IN_COST_ESTIMATES | POLLUTANT_COMPLIANCE_NOTES | CONTROL_METHOD_DESCRIPTION | EMISSION_LIMIT_1 | EMISSION_LIMIT_1_UNIT | EMISSION_LIMIT_1_AVG_TIME_CONDITION | CASE-BY-CASE_BASIS | OTHER_ APPLICABLE_REQUIREMENTS | OTHER_FACTORS | PERCENT_EFFICIENCY | COMPLIANCE_VERIFIED | EMISSION_LIMIT_2 | EMISSION_LIMIT_2_UNIT | EMISSION_LIMIT_2_AVGERAGE_TIME_CONDITION | STANDARAD_EMISSION_LIMIT | STANDARD_EMISSION_LIMIT_UNIT | STANDARD_LIMIT_AVERAGE_TIME_CONDITION | COST_EFFECTIVENESS | INCREMENTAL_COST_EFFECTIVENESS | Cost_Verified | DOLLAR_YEAR_USED_IN_COST_ESTIMATES | POLLUTANT_COMPLIANCE_NOTES | CONTROL_METHOD_DESCRIPTION | EMISSION_LIMIT_1 | EMISSION_LIMIT_1_UNIT | EMISSION_LIMIT_1_AVG_TIME_CONDITION | CASE-BY-CASE_BASIS | OTHER_ APPLICABLE_REQUIREMENTS | OTHER_FACTORS | PERCENT_EFFICIENCY | COMPLIANCE_VERIFIED | EMISSION_LIMIT_2 | EMISSION_LIMIT_2_UNIT | EMISSION_LIMIT_2_AVGERAGE_TIME_CONDITION | STANDARAD_EMISSION_LIMIT | STANDARD_EMISSION_LIMIT_UNIT | STANDARD_LIMIT_AVERAGE_TIME_CONDITION | COST_EFFECTIVENESS | INCREMENTAL_COST_EFFECTIVENESS | Cost_Verified | DOLLAR_YEAR_USED_IN_COST_ESTIMATES | POLLUTANT_COMPLIANCE_NOTES | CONTROL_METHOD_DESCRIPTION | EMISSION_LIMIT_1 | EMISSION_LIMIT_1_UNIT | EMISSION_LIMIT_1_AVG_TIME_CONDITION | CASE-BY-CASE_BASIS | OTHER_ APPLICABLE_REQUIREMENTS | OTHER_FACTORS | PERCENT_EFFICIENCY | COMPLIANCE_VERIFIED | EMISSION_LIMIT_2 | EMISSION_LIMIT_2_UNIT | EMISSION_LIMIT_2_AVGERAGE_TIME_CONDITION | STANDARAD_EMISSION_LIMIT | STANDARD_EMISSION_LIMIT_UNIT | STANDARD_LIMIT_AVERAGE_TIME_CONDITION | COST_EFFECTIVENESS | INCREMENTAL_COST_EFFECTIVENESS | Cost_Verified | DOLLAR_YEAR_USED_IN_COST_ESTIMATES | POLLUTANT_COMPLIANCE_NOTES | CONTROL_METHOD_DESCRIPTION | EMISSION_LIMIT_1 | EMISSION_LIMIT_1_UNIT | EMISSION_LIMIT_1_AVG_TIME_CONDITION | CASE-BY-CASE_BASIS | OTHER_ APPLICABLE_REQUIREMENTS | OTHER_FACTORS | PERCENT_EFFICIENCY | COMPLIANCE_VERIFIED | EMISSION_LIMIT_2 | EMISSION_LIMIT_2_UNIT | EMISSION_LIMIT_2_AVGERAGE_TIME_CONDITION | STANDARAD_EMISSION_LIMIT | STANDARD_EMISSION_LIMIT_UNIT | STANDARD_LIMIT_AVERAGE_TIME_CONDITION | COST_EFFECTIVENESS | INCREMENTAL_COST_EFFECTIVENESS | Cost_Verified | DOLLAR_YEAR_USED_IN_COST_ESTIMATES | POLLUTANT_COMPLIANCE_NOTES | CONTROL_METHOD_DESCRIPTION | EMISSION_LIMIT_1 | EMISSION_LIMIT_1_UNIT | EMISSION_LIMIT_1_AVG_TIME_CONDITION | CASE-BY-CASE_BASIS | OTHER_ APPLICABLE_REQUIREMENTS | OTHER_FACTORS | PERCENT_EFFICIENCY | COMPLIANCE_VERIFIED | EMISSION_LIMIT_2 | EMISSION_LIMIT_2_UNIT | EMISSION_LIMIT_2_AVGERAGE_TIME_CONDITION | STANDARAD_EMISSION_LIMIT | STANDARD_EMISSION_LIMIT_UNIT | STANDARD_LIMIT_AVERAGE_TIME_CONDITION | COST_EFFECTIVENESS | INCREMENTAL_COST_EFFECTIVENESS | Cost_Verified | DOLLAR_YEAR_USED_IN_COST_ESTIMATES | POLLUTANT_COMPLIANCE_NOTES | CONTROL_METHOD_DESCRIPTION | EMISSION_LIMIT_1 | EMISSION_LIMIT_1_UNIT | EMISSION_LIMIT_1_AVG_TIME_CONDITION | CASE-BY-CASE_BASIS | OTHER_ APPLICABLE_REQUIREMENTS | OTHER_FACTORS | PERCENT_EFFICIENCY | COMPLIANCE_VERIFIED | EMISSION_LIMIT_2 | EMISSION_LIMIT_2_UNIT | EMISSION_LIMIT_2_AVGERAGE_TIME_CONDITION | STANDARAD_EMISSION_LIMIT | STANDARD_EMISSION_LIMIT_UNIT | STANDARD_LIMIT_AVERAGE_TIME_CONDITION | COST_EFFECTIVENESS | INCREMENTAL_COST_EFFECTIVENESS | Cost_Verified | DOLLAR_YEAR_USED_IN_COST_ESTIMATES | POLLUTANT_COMPLIANCE_NOTES | CONTROL_METHOD_DESCRIPTION | EMISSION_LIMIT_1 | EMISSION_LIMIT_1_UNIT | EMISSION_LIMIT_1_AVG_TIME_CONDITION | CASE-BY-CASE_BASIS | OTHER_ APPLICABLE_REQUIREMENTS | OTHER_FACTORS | PERCENT_EFFICIENCY | COMPLIANCE_VERIFIED | EMISSION_LIMIT_2 | EMISSION_LIMIT_2_UNIT | EMISSION_LIMIT_2_AVGERAGE_TIME_CONDITION | STANDARAD_EMISSION_LIMIT | STANDARD_EMISSION_LIMIT_UNIT | STANDARD_LIMIT_AVERAGE_TIME_CONDITION | COST_EFFECTIVENESS | INCREMENTAL_COST_EFFECTIVENESS | Cost_Verified | DOLLAR_YEAR_USED_IN_COST_ESTIMATES | POLLUTANT_COMPLIANCE_NOTES | CONTROL_METHOD_DESCRIPTION | EMISSION_LIMIT_1 | EMISSION_LIMIT_1_UNIT | EMISSION_LIMIT_1_AVG_TIME_CONDITION | CASE-BY-CASE_BASIS | OTHER_ APPLICABLE_REQUIREMENTS | OTHER_FACTORS | PERCENT_EFFICIENCY | COMPLIANCE_VERIFIED | EMISSION_LIMIT_2 | EMISSION_LIMIT_2_UNIT | EMISSION_LIMIT_2_AVGERAGE_TIME_CONDITION | STANDARAD_EMISSION_LIMIT | STANDARD_EMISSION_LIMIT_UNIT | STANDARD_LIMIT_AVERAGE_TIME_CONDITION | COST_EFFECTIVENESS | INCREMENTAL_COST_EFFECTIVENESS | Cost_Verified | DOLLAR_YEAR_USED_IN_COST_ESTIMATES | POLLUTANT_COMPLIANCE_NOTES | CONTROL_METHOD_DESCRIPTION | EMISSION_LIMIT_1 | EMISSION_LIMIT_1_UNIT | EMISSION_LIMIT_1_AVG_TIME_CONDITION | CASE-BY-CASE_BASIS | OTHER_ APPLICABLE_REQUIREMENTS | OTHER_FACTORS | PERCENT_EFFICIENCY | COMPLIANCE_VERIFIED | EMISSION_LIMIT_2 | EMISSION_LIMIT_2_UNIT | EMISSION_LIMIT_2_AVGERAGE_TIME_CONDITION | STANDARAD_EMISSION_LIMIT | STANDARD_EMISSION_LIMIT_UNIT | STANDARD_LIMIT_AVERAGE_TIME_CONDITION | COST_EFFECTIVENESS | INCREMENTAL_COST_EFFECTIVENESS | Cost_Verified | DOLLAR_YEAR_USED_IN_COST_ESTIMATES | POLLUTANT_COMPLIANCE_NOTES | CONTROL_METHOD_DESCRIPTION | EMISSION_LIMIT_1 | EMISSION_LIMIT_1_UNIT | EMISSION_LIMIT_1_AVG_TIME_CONDITION | CASE-BY-CASE_BASIS | OTHER_ APPLICABLE_REQUIREMENTS | OTHER_FACTORS | PERCENT_EFFICIENCY | COMPLIANCE_VERIFIED | EMISSION_LIMIT_2 | EMISSION_LIMIT_2_UNIT | EMISSION_LIMIT_2_AVGERAGE_TIME_CONDITION | STANDARAD_EMISSION_LIMIT | STANDARD_EMISSION_LIMIT_UNIT | STANDARD_LIMIT_AVERAGE_TIME_CONDITION | COST_EFFECTIVENESS | INCREMENTAL_COST_EFFECTIVENESS | Cost_Verified | DOLLAR_YEAR_USED_IN_COST_ESTIMATES | POLLUTANT_COMPLIANCE_NOTES | CONTROL_METHOD_DESCRIPTION | EMISSION_LIMIT_1 | EMISSION_LIMIT_1_UNIT | EMISSION_LIMIT_1_AVG_TIME_CONDITION | CASE-BY-CASE_BASIS | OTHER_ APPLICABLE_REQUIREMENTS | OTHER_FACTORS | PERCENT_EFFICIENCY | COMPLIANCE_VERIFIED | EMISSION_LIMIT_2 | EMISSION_LIMIT_2_UNIT | EMISSION_LIMIT_2_AVGERAGE_TIME_CONDITION | STANDARAD_EMISSION_LIMIT | STANDARD_EMISSION_LIMIT_UNIT | STANDARD_LIMIT_AVERAGE_TIME_CONDITION | COST_EFFECTIVENESS | INCREMENTAL_COST_EFFECTIVENESS | Cost_Verified | DOLLAR_YEAR_USED_IN_COST_ESTIMATES | POLLUTANT_COMPLIANCE_NOTES | CONTROL_METHOD_DESCRIPTION | EMISSION_LIMIT_1 | EMISSION_LIMIT_1_UNIT | EMISSION_LIMIT_1_AVG_TIME_CONDITION | CASE-BY-CASE_BASIS | OTHER_ APPLICABLE_REQUIREMENTS | OTHER_FACTORS | PERCENT_EFFICIENCY | COMPLIANCE_VERIFIED | EMISSION_LIMIT_2 | EMISSION_LIMIT_2_UNIT | EMISSION_LIMIT_2_AVGERAGE_TIME_CONDITION | STANDARAD_EMISSION_LIMIT | STANDARD_EMISSION_LIMIT_UNIT | STANDARD_LIMIT_AVERAGE_TIME_CONDITION | COST_EFFECTIVENESS | INCREMENTAL_COST_EFFECTIVENESS | Cost_Verified | DOLLAR_YEAR_USED_IN_COST_ESTIMATES | POLLUTANT_COMPLIANCE_NOTES | CONTROL_METHOD_DESCRIPTION | EMISSION_LIMIT_1 | EMISSION_LIMIT_1_UNIT | EMISSION_LIMIT_1_AVG_TIME_CONDITION | CASE-BY-CASE_BASIS | OTHER_ APPLICABLE_REQUIREMENTS | OTHER_FACTORS | PERCENT_EFFICIENCY | COMPLIANCE_VERIFIED | EMISSION_LIMIT_2 | EMISSION_LIMIT_2_UNIT | EMISSION_LIMIT_2_AVGERAGE_TIME_CONDITION | STANDARAD_EMISSION_LIMIT | STANDARD_EMISSION_LIMIT_UNIT | STANDARD_LIMIT_AVERAGE_TIME_CONDITION | COST_EFFECTIVENESS | INCREMENTAL_COST_EFFECTIVENESS | Cost_Verified | DOLLAR_YEAR_USED_IN_COST_ESTIMATES | POLLUTANT_COMPLIANCE_NOTES | CONTROL_METHOD_DESCRIPTION | EMISSION_LIMIT_1 | EMISSION_LIMIT_1_UNIT | EMISSION_LIMIT_1_AVG_TIME_CONDITION | CASE-BY-CASE_BASIS | OTHER_ APPLICABLE_REQUIREMENTS | OTHER_FACTORS | PERCENT_EFFICIENCY | COMPLIANCE_VERIFIED | EMISSION_LIMIT_2 | EMISSION_LIMIT_2_UNIT | EMISSION_LIMIT_2_AVGERAGE_TIME_CONDITION | STANDARAD_EMISSION_LIMIT | STANDARD_EMISSION_LIMIT_UNIT | STANDARD_LIMIT_AVERAGE_TIME_CONDITION | COST_EFFECTIVENESS | INCREMENTAL_COST_EFFECTIVENESS | Cost_Verified | DOLLAR_YEAR_USED_IN_COST_ESTIMATES | POLLUTANT_COMPLIANCE_NOTES | CONTROL_METHOD_DESCRIPTION | EMISSION_LIMIT_1 | EMISSION_LIMIT_1_UNIT | EMISSION_LIMIT_1_AVG_TIME_CONDITION | CASE-BY-CASE_BASIS | OTHER_ APPLICABLE_REQUIREMENTS | OTHER_FACTORS | PERCENT_EFFICIENCY | COMPLIANCE_VERIFIED | EMISSION_LIMIT_2 | EMISSION_LIMIT_2_UNIT | EMISSION_LIMIT_2_AVGERAGE_TIME_CONDITION | STANDARAD_EMISSION_LIMIT | STANDARD_EMISSION_LIMIT_UNIT | STANDARD_LIMIT_AVERAGE_TIME_CONDITION | COST_EFFECTIVENESS | INCREMENTAL_COST_EFFECTIVENESS | Cost_Verified | DOLLAR_YEAR_USED_IN_COST_ESTIMATES | POLLUTANT_COMPLIANCE_NOTES | CONTROL_METHOD_DESCRIPTION | EMISSION_LIMIT_1 | EMISSION_LIMIT_1_UNIT | EMISSION_LIMIT_1_AVG_TIME_CONDITION | CASE-BY-CASE_BASIS | OTHER_ APPLICABLE_REQUIREMENTS | OTHER_FACTORS | PERCENT_EFFICIENCY | COMPLIANCE_VERIFIED | EMISSION_LIMIT_2 | EMISSION_LIMIT_2_UNIT | EMISSION_LIMIT_2_AVGERAGE_TIME_CONDITION | STANDARAD_EMISSION_LIMIT | STANDARD_EMISSION_LIMIT_UNIT | STANDARD_LIMIT_AVERAGE_TIME_CONDITION | COST_EFFECTIVENESS | INCREMENTAL_COST_EFFECTIVENESS | Cost_Verified | DOLLAR_YEAR_USED_IN_COST_ESTIMATES | POLLUTANT_COMPLIANCE_NOTES | CONTROL_METHOD_DESCRIPTION | EMISSION_LIMIT_1 | EMISSION_LIMIT_1_UNIT | EMISSION_LIMIT_1_AVG_TIME_CONDITION | CASE-BY-CASE_BASIS | OTHER_ APPLICABLE_REQUIREMENTS | OTHER_FACTORS | PERCENT_EFFICIENCY | COMPLIANCE_VERIFIED | EMISSION_LIMIT_2 | EMISSION_LIMIT_2_UNIT | EMISSION_LIMIT_2_AVGERAGE_TIME_CONDITION | STANDARAD_EMISSION_LIMIT | STANDARD_EMISSION_LIMIT_UNIT | STANDARD_LIMIT_AVERAGE_TIME_CONDITION | COST_EFFECTIVENESS | INCREMENTAL_COST_EFFECTIVENESS | Cost_Verified | DOLLAR_YEAR_USED_IN_COST_ESTIMATES | POLLUTANT_COMPLIANCE_NOTES | CONTROL_METHOD_DESCRIPTION | EMISSION_LIMIT_1 | EMISSION_LIMIT_1_UNIT | EMISSION_LIMIT_1_AVG_TIME_CONDITION | CASE-BY-CASE_BASIS | OTHER_ APPLICABLE_REQUIREMENTS | OTHER_FACTORS | PERCENT_EFFICIENCY | COMPLIANCE_VERIFIED | EMISSION_LIMIT_2 | EMISSION_LIMIT_2_UNIT | EMISSION_LIMIT_2_AVGERAGE_TIME_CONDITION | STANDARAD_EMISSION_LIMIT | STANDARD_EMISSION_LIMIT_UNIT | STANDARD_LIMIT_AVERAGE_TIME_CONDITION | COST_EFFECTIVENESS | INCREMENTAL_COST_EFFECTIVENESS | Cost_Verified | DOLLAR_YEAR_USED_IN_COST_ESTIMATES | POLLUTANT_COMPLIANCE_NOTES | CONTROL_METHOD_DESCRIPTION | EMISSION_LIMIT_1 | EMISSION_LIMIT_1_UNIT | EMISSION_LIMIT_1_AVG_TIME_CONDITION | CASE-BY-CASE_BASIS | OTHER_ APPLICABLE_REQUIREMENTS | OTHER_FACTORS | PERCENT_EFFICIENCY | COMPLIANCE_VERIFIED | EMISSION_LIMIT_2 | EMISSION_LIMIT_2_UNIT | EMISSION_LIMIT_2_AVGERAGE_TIME_CONDITION | STANDARAD_EMISSION_LIMIT | STANDARD_EMISSION_LIMIT_UNIT | STANDARD_LIMIT_AVERAGE_TIME_CONDITION | COST_EFFECTIVENESS | INCREMENTAL_COST_EFFECTIVENESS | Cost_Verified | DOLLAR_YEAR_USED_IN_COST_ESTIMATES | POLLUTANT_COMPLIANCE_NOTES | CONTROL_METHOD_DESCRIPTION | EMISSION_LIMIT_1 | EMISSION_LIMIT_1_UNIT | EMISSION_LIMIT_1_AVG_TIME_CONDITION | CASE-BY-CASE_BASIS | OTHER_ APPLICABLE_REQUIREMENTS | OTHER_FACTORS | PERCENT_EFFICIENCY | COMPLIANCE_VERIFIED | EMISSION_LIMIT_2 | EMISSION_LIMIT_2_UNIT | EMISSION_LIMIT_2_AVGERAGE_TIME_CONDITION | STANDARAD_EMISSION_LIMIT | STANDARD_EMISSION_LIMIT_UNIT | STANDARD_LIMIT_AVERAGE_TIME_CONDITION | COST_EFFECTIVENESS | INCREMENTAL_COST_EFFECTIVENESS | Cost_Verified | DOLLAR_YEAR_USED_IN_COST_ESTIMATES | POLLUTANT_COMPLIANCE_NOTES | CONTROL_METHOD_DESCRIPTION | EMISSION_LIMIT_1 | EMISSION_LIMIT_1_UNIT | EMISSION_LIMIT_1_AVG_TIME_CONDITION | CASE-BY-CASE_BASIS | OTHER_ APPLICABLE_REQUIREMENTS | OTHER_FACTORS | PERCENT_EFFICIENCY | COMPLIANCE_VERIFIED | EMISSION_LIMIT_2 | EMISSION_LIMIT_2_UNIT | EMISSION_LIMIT_2_AVGERAGE_TIME_CONDITION | STANDARAD_EMISSION_LIMIT | STANDARD_EMISSION_LIMIT_UNIT | STANDARD_LIMIT_AVERAGE_TIME_CONDITION | COST_EFFECTIVENESS | INCREMENTAL_COST_EFFECTIVENESS | Cost_Verified | DOLLAR_YEAR_USED_IN_COST_ESTIMATES | POLLUTANT_COMPLIANCE_NOTES | CONTROL_METHOD_DESCRIPTION | EMISSION_LIMIT_1 | EMISSION_LIMIT_1_UNIT | EMISSION_LIMIT_1_AVG_TIME_CONDITION | CASE-BY-CASE_BASIS | OTHER_ APPLICABLE_REQUIREMENTS | OTHER_FACTORS | PERCENT_EFFICIENCY | COMPLIANCE_VERIFIED | EMISSION_LIMIT_2 | EMISSION_LIMIT_2_UNIT | EMISSION_LIMIT_2_AVGERAGE_TIME_CONDITION | STANDARAD_EMISSION_LIMIT | STANDARD_EMISSION_LIMIT_UNIT | STANDARD_LIMIT_AVERAGE_TIME_CONDITION | COST_EFFECTIVENESS | INCREMENTAL_COST_EFFECTIVENESS | Cost_Verified | DOLLAR_YEAR_USED_IN_COST_ESTIMATES | POLLUTANT_COMPLIANCE_NOTES | CONTROL_METHOD_DESCRIPTION | EMISSION_LIMIT_1 | EMISSION_LIMIT_1_UNIT | EMISSION_LIMIT_1_AVG_TIME_CONDITION | CASE-BY-CASE_BASIS | OTHER_ APPLICABLE_REQUIREMENTS | OTHER_FACTORS | PERCENT_EFFICIENCY | COMPLIANCE_VERIFIED | EMISSION_LIMIT_2 | EMISSION_LIMIT_2_UNIT | EMISSION_LIMIT_2_AVGERAGE_TIME_CONDITION | STANDARAD_EMISSION_LIMIT | STANDARD_EMISSION_LIMIT_UNIT | STANDARD_LIMIT_AVERAGE_TIME_CONDITION | COST_EFFECTIVENESS | INCREMENTAL_COST_EFFECTIVENESS | Cost_Verified | DOLLAR_YEAR_USED_IN_COST_ESTIMATES | POLLUTANT_COMPLIANCE_NOTES | CONTROL_METHOD_DESCRIPTION | EMISSION_LIMIT_1 | EMISSION_LIMIT_1_UNIT | EMISSION_LIMIT_1_AVG_TIME_CONDITION | CASE-BY-CASE_BASIS | OTHER_ APPLICABLE_REQUIREMENTS | OTHER_FACTORS | PERCENT_EFFICIENCY | COMPLIANCE_VERIFIED | EMISSION_LIMIT_2 | EMISSION_LIMIT_2_UNIT | EMISSION_LIMIT_2_AVGERAGE_TIME_CONDITION | STANDARAD_EMISSION_LIMIT | STANDARD_EMISSION_LIMIT_UNIT | STANDARD_LIMIT_AVERAGE_TIME_CONDITION | COST_EFFECTIVENESS | INCREMENTAL_COST_EFFECTIVENESS | Cost_Verified | DOLLAR_YEAR_USED_IN_COST_ESTIMATES | POLLUTANT_COMPLIANCE_NOTES | CONTROL_METHOD_DESCRIPTION | EMISSION_LIMIT_1 | EMISSION_LIMIT_1_UNIT | EMISSION_LIMIT_1_AVG_TIME_CONDITION | CASE-BY-CASE_BASIS | OTHER_ APPLICABLE_REQUIREMENTS | OTHER_FACTORS | PERCENT_EFFICIENCY | COMPLIANCE_VERIFIED | EMISSION_LIMIT_2 | EMISSION_LIMIT_2_UNIT | EMISSION_LIMIT_2_AVGERAGE_TIME_CONDITION | STANDARAD_EMISSION_LIMIT | STANDARD_EMISSION_LIMIT_UNIT | STANDARD_LIMIT_AVERAGE_TIME_CONDITION | COST_EFFECTIVENESS | INCREMENTAL_COST_EFFECTIVENESS | Cost_Verified | DOLLAR_YEAR_USED_IN_COST_ESTIMATES | POLLUTANT_COMPLIANCE_NOTES | CONTROL_METHOD_DESCRIPTION | EMISSION_LIMIT_1 | EMISSION_LIMIT_1_UNIT | EMISSION_LIMIT_1_AVG_TIME_CONDITION | CASE-BY-CASE_BASIS | OTHER_ APPLICABLE_REQUIREMENTS | OTHER_FACTORS | PERCENT_EFFICIENCY | COMPLIANCE_VERIFIED | EMISSION_LIMIT_2 | EMISSION_LIMIT_2_UNIT | EMISSION_LIMIT_2_AVGERAGE_TIME_CONDITION | STANDARAD_EMISSION_LIMIT | STANDARD_EMISSION_LIMIT_UNIT | STANDARD_LIMIT_AVERAGE_TIME_CONDITION | COST_EFFECTIVENESS | INCREMENTAL_COST_EFFECTIVENESS | Cost_Verified | DOLLAR_YEAR_USED_IN_COST_ESTIMATES | POLLUTANT_COMPLIANCE_NOTES | CONTROL_METHOD_DESCRIPTION | EMISSION_LIMIT_1 | EMISSION_LIMIT_1_UNIT | EMISSION_LIMIT_1_AVG_TIME_CONDITION | CASE-BY-CASE_BASIS | OTHER_ APPLICABLE_REQUIREMENTS | OTHER_FACTORS | PERCENT_EFFICIENCY | COMPLIANCE_VERIFIED | EMISSION_LIMIT_2 | EMISSION_LIMIT_2_UNIT | EMISSION_LIMIT_2_AVGERAGE_TIME_CONDITION | STANDARAD_EMISSION_LIMIT | STANDARD_EMISSION_LIMIT_UNIT | STANDARD_LIMIT_AVERAGE_TIME_CONDITION | COST_EFFECTIVENESS | INCREMENTAL_COST_EFFECTIVENESS | Cost_Verified | DOLLAR_YEAR_USED_IN_COST_ESTIMATES | POLLUTANT_COMPLIANCE_NOTES | CONTROL_METHOD_DESCRIPTION | EMISSION_LIMIT_1 | EMISSION_LIMIT_1_UNIT | EMISSION_LIMIT_1_AVG_TIME_CONDITION | CASE-BY-CASE_BASIS | OTHER_ APPLICABLE_REQUIREMENTS | OTHER_FACTORS | PERCENT_EFFICIENCY | COMPLIANCE_VERIFIED | EMISSION_LIMIT_2 | EMISSION_LIMIT_2_UNIT | EMISSION_LIMIT_2_AVGERAGE_TIME_CONDITION | STANDARAD_EMISSION_LIMIT | STANDARD_EMISSION_LIMIT_UNIT | STANDARD_LIMIT_AVERAGE_TIME_CONDITION | COST_EFFECTIVENESS | INCREMENTAL_COST_EFFECTIVENESS | Cost_Verified | DOLLAR_YEAR_USED_IN_COST_ESTIMATES | POLLUTANT_COMPLIANCE_NOTES | CONTROL_METHOD_DESCRIPTION | EMISSION_LIMIT_1 | EMISSION_LIMIT_1_UNIT | EMISSION_LIMIT_1_AVG_TIME_CONDITION | CASE-BY-CASE_BASIS | OTHER_ APPLICABLE_REQUIREMENTS | OTHER_FACTORS | PERCENT_EFFICIENCY | COMPLIANCE_VERIFIED | EMISSION_LIMIT_2 | EMISSION_LIMIT_2_UNIT | EMISSION_LIMIT_2_AVGERAGE_TIME_CONDITION | STANDARAD_EMISSION_LIMIT | STANDARD_EMISSION_LIMIT_UNIT | STANDARD_LIMIT_AVERAGE_TIME_CONDITION | COST_EFFECTIVENESS | INCREMENTAL_COST_EFFECTIVENESS | Cost_Verified | DOLLAR_YEAR_USED_IN_COST_ESTIMATES | POLLUTANT_COMPLIANCE_NOTES | CONTROL_METHOD_DESCRIPTION | EMISSION_LIMIT_1 | EMISSION_LIMIT_1_UNIT | EMISSION_LIMIT_1_AVG_TIME_CONDITION | CASE-BY-CASE_BASIS | OTHER_ APPLICABLE_REQUIREMENTS | OTHER_FACTORS | PERCENT_EFFICIENCY | COMPLIANCE_VERIFIED | EMISSION_LIMIT_2 | EMISSION_LIMIT_2_UNIT | EMISSION_LIMIT_2_AVGERAGE_TIME_CONDITION | STANDARAD_EMISSION_LIMIT | STANDARD_EMISSION_LIMIT_UNIT | STANDARD_LIMIT_AVERAGE_TIME_CONDITION | COST_EFFECTIVENESS | INCREMENTAL_COST_EFFECTIVENESS | Cost_Verified | DOLLAR_YEAR_USED_IN_COST_ESTIMATES | POLLUTANT_COMPLIANCE_NOTES | CONTROL_METHOD_DESCRIPTION | EMISSION_LIMIT_1 | EMISSION_LIMIT_1_UNIT | EMISSION_LIMIT_1_AVG_TIME_CONDITION | CASE-BY-CASE_BASIS | OTHER_ APPLICABLE_REQUIREMENTS | OTHER_FACTORS | PERCENT_EFFICIENCY | COMPLIANCE_VERIFIED | EMISSION_LIMIT_2 | EMISSION_LIMIT_2_UNIT | EMISSION_LIMIT_2_AVGERAGE_TIME_CONDITION | STANDARAD_EMISSION_LIMIT | STANDARD_EMISSION_LIMIT_UNIT | STANDARD_LIMIT_AVERAGE_TIME_CONDITION | COST_EFFECTIVENESS | INCREMENTAL_COST_EFFECTIVENESS | Cost_Verified | DOLLAR_YEAR_USED_IN_COST_ESTIMATES | POLLUTANT_COMPLIANCE_NOTES | CONTROL_METHOD_DESCRIPTION | EMISSION_LIMIT_1 | EMISSION_LIMIT_1_UNIT | EMISSION_LIMIT_1_AVG_TIME_CONDITION | CASE-BY-CASE_BASIS | OTHER_ APPLICABLE_REQUIREMENTS | OTHER_FACTORS | PERCENT_EFFICIENCY | COMPLIANCE_VERIFIED | EMISSION_LIMIT_2 | EMISSION_LIMIT_2_UNIT | EMISSION_LIMIT_2_AVGERAGE_TIME_CONDITION | STANDARAD_EMISSION_LIMIT | STANDARD_EMISSION_LIMIT_UNIT | STANDARD_LIMIT_AVERAGE_TIME_CONDITION | COST_EFFECTIVENESS | INCREMENTAL_COST_EFFECTIVENESS | Cost_Verified | DOLLAR_YEAR_USED_IN_COST_ESTIMATES | POLLUTANT_COMPLIANCE_NOTES | CONTROL_METHOD_DESCRIPTION | EMISSION_LIMIT_1 | EMISSION_LIMIT_1_UNIT | EMISSION_LIMIT_1_AVG_TIME_CONDITION | CASE-BY-CASE_BASIS | OTHER_ APPLICABLE_REQUIREMENTS | OTHER_FACTORS | PERCENT_EFFICIENCY | COMPLIANCE_VERIFIED | EMISSION_LIMIT_2 | EMISSION_LIMIT_2_UNIT | EMISSION_LIMIT_2_AVGERAGE_TIME_CONDITION | STANDARAD_EMISSION_LIMIT | STANDARD_EMISSION_LIMIT_UNIT | STANDARD_LIMIT_AVERAGE_TIME_CONDITION | COST_EFFECTIVENESS | INCREMENTAL_COST_EFFECTIVENESS | Cost_Verified | DOLLAR_YEAR_USED_IN_COST_ESTIMATES | POLLUTANT_COMPLIANCE_NOTES | CONTROL_METHOD_DESCRIPTION | EMISSION_LIMIT_1 | EMISSION_LIMIT_1_UNIT | EMISSION_LIMIT_1_AVG_TIME_CONDITION | CASE-BY-CASE_BASIS | OTHER_ APPLICABLE_REQUIREMENTS | OTHER_FACTORS | PERCENT_EFFICIENCY | COMPLIANCE_VERIFIED | EMISSION_LIMIT_2 | EMISSION_LIMIT_2_UNIT | EMISSION_LIMIT_2_AVGERAGE_TIME_CONDITION | STANDARAD_EMISSION_LIMIT | STANDARD_EMISSION_LIMIT_UNIT | STANDARD_LIMIT_AVERAGE_TIME_CONDITION | COST_EFFECTIVENESS | INCREMENTAL_COST_EFFECTIVENESS | Cost_Verified | DOLLAR_YEAR_USED_IN_COST_ESTIMATES | POLLUTANT_COMPLIANCE_NOTES | CONTROL_METHOD_DESCRIPTION | EMISSION_LIMIT_1 | EMISSION_LIMIT_1_UNIT | EMISSION_LIMIT_1_AVG_TIME_CONDITION | CASE-BY-CASE_BASIS | OTHER_ APPLICABLE_REQUIREMENTS | OTHER_FACTORS | PERCENT_EFFICIENCY | COMPLIANCE_VERIFIED | EMISSION_LIMIT_2 | EMISSION_LIMIT_2_UNIT | EMISSION_LIMIT_2_AVGERAGE_TIME_CONDITION | STANDARAD_EMISSION_LIMIT | STANDARD_EMISSION_LIMIT_UNIT | STANDARD_LIMIT_AVERAGE_TIME_CONDITION | COST_EFFECTIVENESS | INCREMENTAL_COST_EFFECTIVENESS | Cost_Verified | DOLLAR_YEAR_USED_IN_COST_ESTIMATES | POLLUTANT_COMPLIANCE_NOTES | CONTROL_METHOD_DESCRIPTION | EMISSION_LIMIT_1 | EMISSION_LIMIT_1_UNIT | EMISSION_LIMIT_1_AVG_TIME_CONDITION | CASE-BY-CASE_BASIS | OTHER_ APPLICABLE_REQUIREMENTS | OTHER_FACTORS | PERCENT_EFFICIENCY | COMPLIANCE_VERIFIED | EMISSION_LIMIT_2 | EMISSION_LIMIT_2_UNIT | EMISSION_LIMIT_2_AVGERAGE_TIME_CONDITION | STANDARAD_EMISSION_LIMIT | STANDARD_EMISSION_LIMIT_UNIT | STANDARD_LIMIT_AVERAGE_TIME_CONDITION | COST_EFFECTIVENESS | INCREMENTAL_COST_EFFECTIVENESS | Cost_Verified | DOLLAR_YEAR_USED_IN_COST_ESTIMATES | POLLUTANT_COMPLIANCE_NOTES | CONTROL_METHOD_DESCRIPTION | EMISSION_LIMIT_1 | EMISSION_LIMIT_1_UNIT | EMISSION_LIMIT_1_AVG_TIME_CONDITION | CASE-BY-CASE_BASIS | OTHER_ APPLICABLE_REQUIREMENTS | OTHER_FACTORS | PERCENT_EFFICIENCY | COMPLIANCE_VERIFIED | EMISSION_LIMIT_2 | EMISSION_LIMIT_2_UNIT | EMISSION_LIMIT_2_AVGERAGE_TIME_CONDITION | STANDARAD_EMISSION_LIMIT | STANDARD_EMISSION_LIMIT_UNIT | STANDARD_LIMIT_AVERAGE_TIME_CONDITION | COST_EFFECTIVENESS | INCREMENTAL_COST_EFFECTIVENESS | Cost_Verified | DOLLAR_YEAR_USED_IN_COST_ESTIMATES | POLLUTANT_COMPLIANCE_NOTES | CONTROL_METHOD_DESCRIPTION | EMISSION_LIMIT_1 | EMISSION_LIMIT_1_UNIT | EMISSION_LIMIT_1_AVG_TIME_CONDITION | CASE-BY-CASE_BASIS | OTHER_ APPLICABLE_REQUIREMENTS | OTHER_FACTORS | PERCENT_EFFICIENCY | COMPLIANCE_VERIFIED | EMISSION_LIMIT_2 | EMISSION_LIMIT_2_UNIT | EMISSION_LIMIT_2_AVGERAGE_TIME_CONDITION | STANDARAD_EMISSION_LIMIT | STANDARD_EMISSION_LIMIT_UNIT | STANDARD_LIMIT_AVERAGE_TIME_CONDITION | COST_EFFECTIVENESS | INCREMENTAL_COST_EFFECTIVENESS | Cost_Verified | DOLLAR_YEAR_USED_IN_COST_ESTIMATES | POLLUTANT_COMPLIANCE_NOTES | CONTROL_METHOD_DESCRIPTION | EMISSION_LIMIT_1 | EMISSION_LIMIT_1_UNIT | EMISSION_LIMIT_1_AVG_TIME_CONDITION | CASE-BY-CASE_BASIS | OTHER_ APPLICABLE_REQUIREMENTS | OTHER_FACTORS | PERCENT_EFFICIENCY | COMPLIANCE_VERIFIED | EMISSION_LIMIT_2 | EMISSION_LIMIT_2_UNIT | EMISSION_LIMIT_2_AVGERAGE_TIME_CONDITION | STANDARAD_EMISSION_LIMIT | STANDARD_EMISSION_LIMIT_UNIT | STANDARD_LIMIT_AVERAGE_TIME_CONDITION | COST_EFFECTIVENESS | INCREMENTAL_COST_EFFECTIVENESS | Cost_Verified | DOLLAR_YEAR_USED_IN_COST_ESTIMATES | POLLUTANT_COMPLIANCE_NOTES | CONTROL_METHOD_DESCRIPTION | EMISSION_LIMIT_1 | EMISSION_LIMIT_1_UNIT | EMISSION_LIMIT_1_AVG_TIME_CONDITION | CASE-BY-CASE_BASIS | OTHER_ APPLICABLE_REQUIREMENTS | OTHER_FACTORS | PERCENT_EFFICIENCY | COMPLIANCE_VERIFIED | EMISSION_LIMIT_2 | EMISSION_LIMIT_2_UNIT | EMISSION_LIMIT_2_AVGERAGE_TIME_CONDITION | STANDARAD_EMISSION_LIMIT | STANDARD_EMISSION_LIMIT_UNIT | STANDARD_LIMIT_AVERAGE_TIME_CONDITION | COST_EFFECTIVENESS | INCREMENTAL_COST_EFFECTIVENESS | Cost_Verified | DOLLAR_YEAR_USED_IN_COST_ESTIMATES | POLLUTANT_COMPLIANCE_NOTES | CONTROL_METHOD_DESCRIPTION | EMISSION_LIMIT_1 | EMISSION_LIMIT_1_UNIT | EMISSION_LIMIT_1_AVG_TIME_CONDITION | CASE-BY-CASE_BASIS | OTHER_ APPLICABLE_REQUIREMENTS | OTHER_FACTORS | PERCENT_EFFICIENCY | COMPLIANCE_VERIFIED | EMISSION_LIMIT_2 | EMISSION_LIMIT_2_UNIT | EMISSION_LIMIT_2_AVGERAGE_TIME_CONDITION | STANDARAD_EMISSION_LIMIT | STANDARD_EMISSION_LIMIT_UNIT | STANDARD_LIMIT_AVERAGE_TIME_CONDITION | COST_EFFECTIVENESS | INCREMENTAL_COST_EFFECTIVENESS | Cost_Verified | DOLLAR_YEAR_USED_IN_COST_ESTIMATES | POLLUTANT_COMPLIANCE_NOTES | CONTROL_METHOD_DESCRIPTION | EMISSION_LIMIT_1 | EMISSION_LIMIT_1_UNIT | EMISSION_LIMIT_1_AVG_TIME_CONDITION | CASE-BY-CASE_BASIS | OTHER_ APPLICABLE_REQUIREMENTS | OTHER_FACTORS | PERCENT_EFFICIENCY | COMPLIANCE_VERIFIED | EMISSION_LIMIT_2 | EMISSION_LIMIT_2_UNIT | EMISSION_LIMIT_2_AVGERAGE_TIME_CONDITION | STANDARAD_EMISSION_LIMIT | STANDARD_EMISSION_LIMIT_UNIT | STANDARD_LIMIT_AVERAGE_TIME_CONDITION | COST_EFFECTIVENESS | INCREMENTAL_COST_EFFECTIVENESS | Cost_Verified | DOLLAR_YEAR_USED_IN_COST_ESTIMATES | POLLUTANT_COMPLIANCE_NOTES | CONTROL_METHOD_DESCRIPTION | EMISSION_LIMIT_1 | EMISSION_LIMIT_1_UNIT | EMISSION_LIMIT_1_AVG_TIME_CONDITION | CASE-BY-CASE_BASIS | OTHER_ APPLICABLE_REQUIREMENTS | OTHER_FACTORS | PERCENT_EFFICIENCY | COMPLIANCE_VERIFIED | EMISSION_LIMIT_2 | EMISSION_LIMIT_2_UNIT | EMISSION_LIMIT_2_AVGERAGE_TIME_CONDITION | STANDARAD_EMISSION_LIMIT | STANDARD_EMISSION_LIMIT_UNIT | STANDARD_LIMIT_AVERAGE_TIME_CONDITION | COST_EFFECTIVENESS | INCREMENTAL_COST_EFFECTIVENESS | Cost_Verified | DOLLAR_YEAR_USED_IN_COST_ESTIMATES | POLLUTANT_COMPLIANCE_NOTES | CONTROL_METHOD_DESCRIPTION | EMISSION_LIMIT_1 | EMISSION_LIMIT_1_UNIT | EMISSION_LIMIT_1_AVG_TIME_CONDITION | CASE-BY-CASE_BASIS | OTHER_ APPLICABLE_REQUIREMENTS | OTHER_FACTORS | PERCENT_EFFICIENCY | COMPLIANCE_VERIFIED | EMISSION_LIMIT_2 | EMISSION_LIMIT_2_UNIT | EMISSION_LIMIT_2_AVGERAGE_TIME_CONDITION | STANDARAD_EMISSION_LIMIT | STANDARD_EMISSION_LIMIT_UNIT | STANDARD_LIMIT_AVERAGE_TIME_CONDITION | COST_EFFECTIVENESS | INCREMENTAL_COST_EFFECTIVENESS | Cost_Verified | DOLLAR_YEAR_USED_IN_COST_ESTIMATES | POLLUTANT_COMPLIANCE_NOTES
Good combustion practices will limit VOC emissions to 0.005 lb per 1000 scf. Fuel flow will be measured. | 0.0049 | LB/MMBtu | EACH BOILER | BACT-PSD | NSPS | N | 0 | U | 0 |  |  | 0 |  |  | 0 | 0 | N |  | 40CFR60 Subparts A and Dc | Good combustion practices will limit VOC emissions to 0.005 lb per 1000 scf. Fuel flow will be measured. | 0.0049 | LB/MMBtu | EACH BOILER | BACT-PSD | NSPS | N | 0 | U | 0 |  |  | 0 |  |  | 0 | 0 | N |  | 40CFR60 Subparts A and Dc | Good combustion practices will limit VOC emissions to 0.005 lb per 1000 scf. Fuel flow will be measured. | 0.0049 | LB/MMBtu | EACH BOILER | BACT-PSD | NSPS | N | 0 | U | 0 |  |  | 0 |  |  | 0 | 0 | N |  | 40CFR60 Subparts A and Dc | Good combustion practices will limit VOC emissions to 0.005 lb per 1000 scf. Fuel flow will be measured. | 0.0049 | LB/MMBtu | EACH BOILER | BACT-PSD | NSPS | N | 0 | U | 0 |  |  | 0 |  |  | 0 | 0 | N |  | 40CFR60 Subparts A and Dc | Good combustion practices will limit VOC emissions to 0.005 lb per 1000 scf. Fuel flow will be measured. | 0.0049 | LB/MMBtu | EACH BOILER | BACT-PSD | NSPS | N | 0 | U | 0 |  |  | 0 |  |  | 0 | 0 | N |  | 40CFR60 Subparts A and Dc | Good combustion practices will limit VOC emissions to 0.005 lb per 1000 scf. Fuel flow will be measured. | 0.0049 | LB/MMBtu | EACH BOILER | BACT-PSD | NSPS | N | 0 | U | 0 |  |  | 0 |  |  | 0 | 0 | N |  | 40CFR60 Subparts A and Dc | Good combustion practices will limit VOC emissions to 0.005 lb per 1000 scf. Fuel flow will be measured. | 0.0049 | LB/MMBtu | EACH BOILER | BACT-PSD | NSPS | N | 0 | U | 0 |  |  | 0 |  |  | 0 | 0 | N |  | 40CFR60 Subparts A and Dc | Good combustion practices will limit VOC emissions to 0.005 lb per 1000 scf. Fuel flow will be measured. | 0.0049 | LB/MMBtu | EACH BOILER | BACT-PSD | NSPS | N | 0 | U | 0 |  |  | 0 |  |  | 0 | 0 | N |  | 40CFR60 Subparts A and Dc | Good combustion practices will limit VOC emissions to 0.005 lb per 1000 scf. Fuel flow will be measured. | 0.0049 | LB/MMBtu | EACH BOILER | BACT-PSD | NSPS | N | 0 | U | 0 |  |  | 0 |  |  | 0 | 0 | N |  | 40CFR60 Subparts A and Dc | Good combustion practices will limit VOC emissions to 0.005 lb per 1000 scf. Fuel flow will be measured. | 0.0049 | LB/MMBtu | EACH BOILER | BACT-PSD | NSPS | N | 0 | U | 0 |  |  | 0 |  |  | 0 | 0 | N |  | 40CFR60 Subparts A and Dc | Good combustion practices will limit VOC emissions to 0.005 lb per 1000 scf. Fuel flow will be measured. | 0.0049 | LB/MMBtu | EACH BOILER | BACT-PSD | NSPS | N | 0 | U | 0 |  |  | 0 |  |  | 0 | 0 | N |  | 40CFR60 Subparts A and Dc | Good combustion practices will limit VOC emissions to 0.005 lb per 1000 scf. Fuel flow will be measured. | 0.0049 | LB/MMBtu | EACH BOILER | BACT-PSD | NSPS | N | 0 | U | 0 |  |  | 0 |  |  | 0 | 0 | N |  | 40CFR60 Subparts A and Dc | Good combustion practices will limit VOC emissions to 0.005 lb per 1000 scf. Fuel flow will be measured. | 0.0049 | LB/MMBtu | EACH BOILER | BACT-PSD | NSPS | N | 0 | U | 0 |  |  | 0 |  |  | 0 | 0 | N |  | 40CFR60 Subparts A and Dc | Good combustion practices will limit VOC emissions to 0.005 lb per 1000 scf. Fuel flow will be measured. | 0.0049 | LB/MMBtu | EACH BOILER | BACT-PSD | NSPS | N | 0 | U | 0 |  |  | 0 |  |  | 0 | 0 | N |  | 40CFR60 Subparts A and Dc | Good combustion practices will limit VOC emissions to 0.005 lb per 1000 scf. Fuel flow will be measured. | 0.0049 | LB/MMBtu | EACH BOILER | BACT-PSD | NSPS | N | 0 | U | 0 |  |  | 0 |  |  | 0 | 0 | N |  | 40CFR60 Subparts A and Dc | Good combustion practices will limit VOC emissions to 0.005 lb per 1000 scf. Fuel flow will be measured. | 0.0049 | LB/MMBtu | EACH BOILER | BACT-PSD | NSPS | N | 0 | U | 0 |  |  | 0 |  |  | 0 | 0 | N |  | 40CFR60 Subparts A and Dc | Good combustion practices will limit VOC emissions to 0.005 lb per 1000 scf. Fuel flow will be measured. | 0.0049 | LB/MMBtu | EACH BOILER | BACT-PSD | NSPS | N | 0 | U | 0 |  |  | 0 |  |  | 0 | 0 | N |  | 40CFR60 Subparts A and Dc | Good combustion practices will limit VOC emissions to 0.005 lb per 1000 scf. Fuel flow will be measured. | 0.0049 | LB/MMBtu | EACH BOILER | BACT-PSD | NSPS | N | 0 | U | 0 |  |  | 0 |  |  | 0 | 0 | N |  | 40CFR60 Subparts A and Dc | Good combustion practices will limit VOC emissions to 0.005 lb per 1000 scf. Fuel flow will be measured. | 0.0049 | LB/MMBtu | EACH BOILER | BACT-PSD | NSPS | N | 0 | U | 0 |  |  | 0 |  |  | 0 | 0 | N |  | 40CFR60 Subparts A and Dc | Good combustion practices will limit VOC emissions to 0.005 lb per 1000 scf. Fuel flow will be measured. | 0.0049 | LB/MMBtu | EACH BOILER | BACT-PSD | NSPS | N | 0 | U | 0 |  |  | 0 |  |  | 0 | 0 | N |  | 40CFR60 Subparts A and Dc | Good combustion practices will limit VOC emissions to 0.005 lb per 1000 scf. Fuel flow will be measured. | 0.0049 | LB/MMBtu | EACH BOILER | BACT-PSD | NSPS | N | 0 | U | 0 |  |  | 0 |  |  | 0 | 0 | N |  | 40CFR60 Subparts A and Dc | Good combustion practices will limit VOC emissions to 0.005 lb per 1000 scf. Fuel flow will be measured. | 0.0049 | LB/MMBtu | EACH BOILER | BACT-PSD | NSPS | N | 0 | U | 0 |  |  | 0 |  |  | 0 | 0 | N |  | 40CFR60 Subparts A and Dc | Good combustion practices will limit VOC emissions to 0.005 lb per 1000 scf. Fuel flow will be measured. | 0.0049 | LB/MMBtu | EACH BOILER | BACT-PSD | NSPS | N | 0 | U | 0 |  |  | 0 |  |  | 0 | 0 | N |  | 40CFR60 Subparts A and Dc | Good combustion practices will limit VOC emissions to 0.005 lb per 1000 scf. Fuel flow will be measured. | 0.0049 | LB/MMBtu | EACH BOILER | BACT-PSD | NSPS | N | 0 | U | 0 |  |  | 0 |  |  | 0 | 0 | N |  | 40CFR60 Subparts A and Dc | Good combustion practices will limit VOC emissions to 0.005 lb per 1000 scf. Fuel flow will be measured. | 0.0049 | LB/MMBtu | EACH BOILER | BACT-PSD | NSPS | N | 0 | U | 0 |  |  | 0 |  |  | 0 | 0 | N |  | 40CFR60 Subparts A and Dc | Good combustion practices will limit VOC emissions to 0.005 lb per 1000 scf. Fuel flow will be measured. | 0.0049 | LB/MMBtu | EACH BOILER | BACT-PSD | NSPS | N | 0 | U | 0 |  |  | 0 |  |  | 0 | 0 | N |  | 40CFR60 Subparts A and Dc | Good combustion practices will limit VOC emissions to 0.005 lb per 1000 scf. Fuel flow will be measured. | 0.0049 | LB/MMBtu | EACH BOILER | BACT-PSD | NSPS | N | 0 | U | 0 |  |  | 0 |  |  | 0 | 0 | N |  | 40CFR60 Subparts A and Dc | Good combustion practices will limit VOC emissions to 0.005 lb per 1000 scf. Fuel flow will be measured. | 0.0049 | LB/MMBtu | EACH BOILER | BACT-PSD | NSPS | N | 0 | U | 0 |  |  | 0 |  |  | 0 | 0 | N |  | 40CFR60 Subparts A and Dc | Good combustion practices will limit VOC emissions to 0.005 lb per 1000 scf. Fuel flow will be measured. | 0.0049 | LB/MMBtu | EACH BOILER | BACT-PSD | NSPS | N | 0 | U | 0 |  |  | 0 |  |  | 0 | 0 | N |  | 40CFR60 Subparts A and Dc | Good combustion practices will limit VOC emissions to 0.005 lb per 1000 scf. Fuel flow will be measured. | 0.0049 | LB/MMBtu | EACH BOILER | BACT-PSD | NSPS | N | 0 | U | 0 |  |  | 0 |  |  | 0 | 0 | N |  | 40CFR60 Subparts A and Dc | Good combustion practices will limit VOC emissions to 0.005 lb per 1000 scf. Fuel flow will be measured. | 0.0049 | LB/MMBtu | EACH BOILER | BACT-PSD | NSPS | N | 0 | U | 0 |  |  | 0 |  |  | 0 | 0 | N |  | 40CFR60 Subparts A and Dc | Good combustion practices will limit VOC emissions to 0.005 lb per 1000 scf. Fuel flow will be measured. | 0.0049 | LB/MMBtu | EACH BOILER | BACT-PSD | NSPS | N | 0 | U | 0 |  |  | 0 |  |  | 0 | 0 | N |  | 40CFR60 Subparts A and Dc | Good combustion practices will limit VOC emissions to 0.005 lb per 1000 scf. Fuel flow will be measured. | 0.0049 | LB/MMBtu | EACH BOILER | BACT-PSD | NSPS | N | 0 | U | 0 |  |  | 0 |  |  | 0 | 0 | N |  | 40CFR60 Subparts A and Dc | Good combustion practices will limit VOC emissions to 0.005 lb per 1000 scf. Fuel flow will be measured. | 0.0049 | LB/MMBtu | EACH BOILER | BACT-PSD | NSPS | N | 0 | U | 0 |  |  | 0 |  |  | 0 | 0 | N |  | 40CFR60 Subparts A and Dc | Good combustion practices will limit VOC emissions to 0.005 lb per 1000 scf. Fuel flow will be measured. | 0.0049 | LB/MMBtu | EACH BOILER | BACT-PSD | NSPS | N | 0 | U | 0 |  |  | 0 |  |  | 0 | 0 | N |  | 40CFR60 Subparts A and Dc | Good combustion practices will limit VOC emissions to 0.005 lb per 1000 scf. Fuel flow will be measured. | 0.0049 | LB/MMBtu | EACH BOILER | BACT-PSD | NSPS | N | 0 | U | 0 |  |  | 0 |  |  | 0 | 0 | N |  | 40CFR60 Subparts A and Dc | Good combustion practices will limit VOC emissions to 0.005 lb per 1000 scf. Fuel flow will be measured. | 0.0049 | LB/MMBtu | EACH BOILER | BACT-PSD | NSPS | N | 0 | U | 0 |  |  | 0 |  |  | 0 | 0 | N |  | 40CFR60 Subparts A and Dc | Good combustion practices will limit VOC emissions to 0.005 lb per 1000 scf. Fuel flow will be measured. | 0.0049 | LB/MMBtu | EACH BOILER | BACT-PSD | NSPS | N | 0 | U | 0 |  |  | 0 |  |  | 0 | 0 | N |  | 40CFR60 Subparts A and Dc | Good combustion practices will limit VOC emissions to 0.005 lb per 1000 scf. Fuel flow will be measured. | 0.0049 | LB/MMBtu | EACH BOILER | BACT-PSD | NSPS | N | 0 | U | 0 |  |  | 0 |  |  | 0 | 0 | N |  | 40CFR60 Subparts A and Dc | Good combustion practices will limit VOC emissions to 0.005 lb per 1000 scf. Fuel flow will be measured. | 0.0049 | LB/MMBtu | EACH BOILER | BACT-PSD | NSPS | N | 0 | U | 0 |  |  | 0 |  |  | 0 | 0 | N |  | 40CFR60 Subparts A and Dc | Good combustion practices will limit VOC emissions to 0.005 lb per 1000 scf. Fuel flow will be measured. | 0.0049 | LB/MMBtu | EACH BOILER | BACT-PSD | NSPS | N | 0 | U | 0 |  |  | 0 |  |  | 0 | 0 | N |  | 40CFR60 Subparts A and Dc | Good combustion practices will limit VOC emissions to 0.005 lb per 1000 scf. Fuel flow will be measured. | 0.0049 | LB/MMBtu | EACH BOILER | BACT-PSD | NSPS | N | 0 | U | 0 |  |  | 0 |  |  | 0 | 0 | N |  | 40CFR60 Subparts A and Dc | Good combustion practices will limit VOC emissions to 0.005 lb per 1000 scf. Fuel flow will be measured. | 0.0049 | LB/MMBtu | EACH BOILER | BACT-PSD | NSPS | N | 0 | U | 0 |  |  | 0 |  |  | 0 | 0 | N |  | 40CFR60 Subparts A and Dc | Good combustion practices will limit VOC emissions to 0.005 lb per 1000 scf. Fuel flow will be measured. | 0.0049 | LB/MMBtu | EACH BOILER | BACT-PSD | NSPS | N | 0 | U | 0 |  |  | 0 |  |  | 0 | 0 | N |  | 40CFR60 Subparts A and Dc | Good combustion practices will limit VOC emissions to 0.005 lb per 1000 scf. Fuel flow will be measured. | 0.0049 | LB/MMBtu | EACH BOILER | BACT-PSD | NSPS | N | 0 | U | 0 |  |  | 0 |  |  | 0 | 0 | N |  | 40CFR60 Subparts A and Dc | Good combustion practices will limit VOC emissions to 0.005 lb per 1000 scf. Fuel flow will be measured. | 0.0049 | LB/MMBtu | EACH BOILER | BACT-PSD | NSPS | N | 0 | U | 0 |  |  | 0 |  |  | 0 | 0 | N |  | 40CFR60 Subparts A and Dc | Good combustion practices will limit VOC emissions to 0.005 lb per 1000 scf. Fuel flow will be measured. | 0.0049 | LB/MMBtu | EACH BOILER | BACT-PSD | NSPS | N | 0 | U | 0 |  |  | 0 |  |  | 0 | 0 | N |  | 40CFR60 Subparts A and Dc | Good combustion practices will limit VOC emissions to 0.005 lb per 1000 scf. Fuel flow will be measured. | 0.0049 | LB/MMBtu | EACH BOILER | BACT-PSD | NSPS | N | 0 | U | 0 |  |  | 0 |  |  | 0 | 0 | N |  | 40CFR60 Subparts A and Dc | Good combustion practices will limit VOC emissions to 0.005 lb per 1000 scf. Fuel flow will be measured. | 0.0049 | LB/MMBtu | EACH BOILER | BACT-PSD | NSPS | N | 0 | U | 0 |  |  | 0 |  |  | 0 | 0 | N |  | 40CFR60 Subparts A and Dc | Good combustion practices will limit VOC emissions to 0.005 lb per 1000 scf. Fuel flow will be measured. | 0.0049 | LB/MMBtu | EACH BOILER | BACT-PSD | NSPS | N | 0 | U | 0 |  |  | 0 |  |  | 0 | 0 | N |  | 40CFR60 Subparts A and Dc | Good combustion practices will limit VOC emissions to 0.005 lb per 1000 scf. Fuel flow will be measured. | 0.0049 | LB/MMBtu | EACH BOILER | BACT-PSD | NSPS | N | 0 | U | 0 |  |  | 0 |  |  | 0 | 0 | N |  | 40CFR60 Subparts A and Dc | Good combustion practices will limit VOC emissions to 0.005 lb per 1000 scf. Fuel flow will be measured. | 0.0049 | LB/MMBtu | EACH BOILER | BACT-PSD | NSPS | N | 0 | U | 0 |  |  | 0 |  |  | 0 | 0 | N |  | 40CFR60 Subparts A and Dc | Good combustion practices will limit VOC emissions to 0.005 lb per 1000 scf. Fuel flow will be measured. | 0.0049 | LB/MMBtu | EACH BOILER | BACT-PSD | NSPS | N | 0 | U | 0 |  |  | 0 |  |  | 0 | 0 | N |  | 40CFR60 Subparts A and Dc | Good combustion practices will limit VOC emissions to 0.005 lb per 1000 scf. Fuel flow will be measured. | 0.0049 | LB/MMBtu | EACH BOILER | BACT-PSD | NSPS | N | 0 | U | 0 |  |  | 0 |  |  | 0 | 0 | N |  | 40CFR60 Subparts A and Dc | Good combustion practices will limit VOC emissions to 0.005 lb per 1000 scf. Fuel flow will be measured. | 0.0049 | LB/MMBtu | EACH BOILER | BACT-PSD | NSPS | N | 0 | U | 0 |  |  | 0 |  |  | 0 | 0 | N |  | 40CFR60 Subparts A and Dc | Good combustion practices will limit VOC emissions to 0.005 lb per 1000 scf. Fuel flow will be measured. | 0.0049 | LB/MMBtu | EACH BOILER | BACT-PSD | NSPS | N | 0 | U | 0 |  |  | 0 |  |  | 0 | 0 | N |  | 40CFR60 Subparts A and Dc | Good combustion practices will limit VOC emissions to 0.005 lb per 1000 scf. Fuel flow will be measured. | 0.0049 | LB/MMBtu | EACH BOILER | BACT-PSD | NSPS | N | 0 | U | 0 |  |  | 0 |  |  | 0 | 0 | N |  | 40CFR60 Subparts A and Dc | Good combustion practices will limit VOC emissions to 0.005 lb per 1000 scf. Fuel flow will be measured. | 0.0049 | LB/MMBtu | EACH BOILER | BACT-PSD | NSPS | N | 0 | U | 0 |  |  | 0 |  |  | 0 | 0 | N |  | 40CFR60 Subparts A and Dc | Good combustion practices will limit VOC emissions to 0.005 lb per 1000 scf. Fuel flow will be measured. | 0.0049 | LB/MMBtu | EACH BOILER | BACT-PSD | NSPS | N | 0 | U | 0 |  |  | 0 |  |  | 0 | 0 | N |  | 40CFR60 Subparts A and Dc | Good combustion practices will limit VOC emissions to 0.005 lb per 1000 scf. Fuel flow will be measured. | 0.0049 | LB/MMBtu | EACH BOILER | BACT-PSD | NSPS | N | 0 | U | 0 |  |  | 0 |  |  | 0 | 0 | N |  | 40CFR60 Subparts A and Dc | Good combustion practices will limit VOC emissions to 0.005 lb per 1000 scf. Fuel flow will be measured. | 0.0049 | LB/MMBtu | EACH BOILER | BACT-PSD | NSPS | N | 0 | U | 0 |  |  | 0 |  |  | 0 | 0 | N |  | 40CFR60 Subparts A and Dc | Good combustion practices will limit VOC emissions to 0.005 lb per 1000 scf. Fuel flow will be measured. | 0.0049 | LB/MMBtu | EACH BOILER | BACT-PSD | NSPS | N | 0 | U | 0 |  |  | 0 |  |  | 0 | 0 | N |  | 40CFR60 Subparts A and Dc | Good combustion practices will limit VOC emissions to 0.005 lb per 1000 scf. Fuel flow will be measured. | 0.0049 | LB/MMBtu | EACH BOILER | BACT-PSD | NSPS | N | 0 | U | 0 |  |  | 0 |  |  | 0 | 0 | N |  | 40CFR60 Subparts A and Dc | Good combustion practices will limit VOC emissions to 0.005 lb per 1000 scf. Fuel flow will be measured. | 0.0049 | LB/MMBtu | EACH BOILER | BACT-PSD | NSPS | N | 0 | U | 0 |  |  | 0 |  |  | 0 | 0 | N |  | 40CFR60 Subparts A and Dc | Good combustion practices will limit VOC emissions to 0.005 lb per 1000 scf. Fuel flow will be measured. | 0.0049 | LB/MMBtu | EACH BOILER | BACT-PSD | NSPS | N | 0 | U | 0 |  |  | 0 |  |  | 0 | 0 | N |  | 40CFR60 Subparts A and Dc | Good combustion practices will limit VOC emissions to 0.005 lb per 1000 scf. Fuel flow will be measured. | 0.0049 | LB/MMBtu | EACH BOILER | BACT-PSD | NSPS | N | 0 | U | 0 |  |  | 0 |  |  | 0 | 0 | N |  | 40CFR60 Subparts A and Dc | Good combustion practices will limit VOC emissions to 0.005 lb per 1000 scf. Fuel flow will be measured. | 0.0049 | LB/MMBtu | EACH BOILER | BACT-PSD | NSPS | N | 0 | U | 0 |  |  | 0 |  |  | 0 | 0 | N |  | 40CFR60 Subparts A and Dc | Good combustion practices will limit VOC emissions to 0.005 lb per 1000 scf. Fuel flow will be measured. | 0.0049 | LB/MMBtu | EACH BOILER | BACT-PSD | NSPS | N | 0 | U | 0 |  |  | 0 |  |  | 0 | 0 | N |  | 40CFR60 Subparts A and Dc | Good combustion practices will limit VOC emissions to 0.005 lb per 1000 scf. Fuel flow will be measured. | 0.0049 | LB/MMBtu | EACH BOILER | BACT-PSD | NSPS | N | 0 | U | 0 |  |  | 0 |  |  | 0 | 0 | N |  | 40CFR60 Subparts A and Dc | Good combustion practices will limit VOC emissions to 0.005 lb per 1000 scf. Fuel flow will be measured. | 0.0049 | LB/MMBtu | EACH BOILER | BACT-PSD | NSPS | N | 0 | U | 0 |  |  | 0 |  |  | 0 | 0 | N |  | 40CFR60 Subparts A and Dc | Good combustion practices will limit VOC emissions to 0.005 lb per 1000 scf. Fuel flow will be measured. | 0.0049 | LB/MMBtu | EACH BOILER | BACT-PSD | NSPS | N | 0 | U | 0 |  |  | 0 |  |  | 0 | 0 | N |  | 40CFR60 Subparts A and Dc | Good combustion practices will limit VOC emissions to 0.005 lb per 1000 scf. Fuel flow will be measured. | 0.0049 | LB/MMBtu | EACH BOILER | BACT-PSD | NSPS | N | 0 | U | 0 |  |  | 0 |  |  | 0 | 0 | N |  | 40CFR60 Subparts A and Dc | Good combustion practices will limit VOC emissions to 0.005 lb per 1000 scf. Fuel flow will be measured. | 0.0049 | LB/MMBtu | EACH BOILER | BACT-PSD | NSPS | N | 0 | U | 0 |  |  | 0 |  |  | 0 | 0 | N |  | 40CFR60 Subparts A and Dc | Good combustion practices will limit VOC emissions to 0.005 lb per 1000 scf. Fuel flow will be measured. | 0.0049 | LB/MMBtu | EACH BOILER | BACT-PSD | NSPS | N | 0 | U | 0 |  |  | 0 |  |  | 0 | 0 | N |  | 40CFR60 Subparts A and Dc | Good combustion practices will limit VOC emissions to 0.005 lb per 1000 scf. Fuel flow will be measured. | 0.0049 | LB/MMBtu | EACH BOILER | BACT-PSD | NSPS | N | 0 | U | 0 |  |  | 0 |  |  | 0 | 0 | N |  | 40CFR60 Subparts A and Dc | Good combustion practices will limit VOC emissions to 0.005 lb per 1000 scf. Fuel flow will be measured. | 0.0049 | LB/MMBtu | EACH BOILER | BACT-PSD | NSPS | N | 0 | U | 0 |  |  | 0 |  |  | 0 | 0 | N |  | 40CFR60 Subparts A and Dc | Good combustion practices will limit VOC emissions to 0.005 lb per 1000 scf. Fuel flow will be measured. | 0.0049 | LB/MMBtu | EACH BOILER | BACT-PSD | NSPS | N | 0 | U | 0 |  |  | 0 |  |  | 0 | 0 | N |  | 40CFR60 Subparts A and Dc | Good combustion practices will limit VOC emissions to 0.005 lb per 1000 scf. Fuel flow will be measured. | 0.0049 | LB/MMBtu | EACH BOILER | BACT-PSD | NSPS | N | 0 | U | 0 |  |  | 0 |  |  | 0 | 0 | N |  | 40CFR60 Subparts A and Dc | Good combustion practices will limit VOC emissions to 0.005 lb per 1000 scf. Fuel flow will be measured. | 0.0049 | LB/MMBtu | EACH BOILER | BACT-PSD | NSPS | N | 0 | U | 0 |  |  | 0 |  |  | 0 | 0 | N |  | 40CFR60 Subparts A and Dc | Good combustion practices will limit VOC emissions to 0.005 lb per 1000 scf. Fuel flow will be measured. | 0.0049 | LB/MMBtu | EACH BOILER | BACT-PSD | NSPS | N | 0 | U | 0 |  |  | 0 |  |  | 0 | 0 | N |  | 40CFR60 Subparts A and Dc | Good combustion practices will limit VOC emissions to 0.005 lb per 1000 scf. Fuel flow will be measured. | 0.0049 | LB/MMBtu | EACH BOILER | BACT-PSD | NSPS | N | 0 | U | 0 |  |  | 0 |  |  | 0 | 0 | N |  | 40CFR60 Subparts A and Dc | Good combustion practices will limit VOC emissions to 0.005 lb per 1000 scf. Fuel flow will be measured. | 0.0049 | LB/MMBtu | EACH BOILER | BACT-PSD | NSPS | N | 0 | U | 0 |  |  | 0 |  |  | 0 | 0 | N |  | 40CFR60 Subparts A and Dc | Good combustion practices will limit VOC emissions to 0.005 lb per 1000 scf. Fuel flow will be measured. | 0.0049 | LB/MMBtu | EACH BOILER | BACT-PSD | NSPS | N | 0 | U | 0 |  |  | 0 |  |  | 0 | 0 | N |  | 40CFR60 Subparts A and Dc | Good combustion practices will limit VOC emissions to 0.005 lb per 1000 scf. Fuel flow will be measured. | 0.0049 | LB/MMBtu | EACH BOILER | BACT-PSD | NSPS | N | 0 | U | 0 |  |  | 0 |  |  | 0 | 0 | N |  | 40CFR60 Subparts A and Dc | Good combustion practices will limit VOC emissions to 0.005 lb per 1000 scf. Fuel flow will be measured. | 0.0049 | LB/MMBtu | EACH BOILER | BACT-PSD | NSPS | N | 0 | U | 0 |  |  | 0 |  |  | 0 | 0 | N |  | 40CFR60 Subparts A and Dc | Good combustion practices will limit VOC emissions to 0.005 lb per 1000 scf. Fuel flow will be measured. | 0.0049 | LB/MMBtu | EACH BOILER | BACT-PSD | NSPS | N | 0 | U | 0 |  |  | 0 |  |  | 0 | 0 | N |  | 40CFR60 Subparts A and Dc | Good combustion practices will limit VOC emissions to 0.005 lb per 1000 scf. Fuel flow will be measured. | 0.0049 | LB/MMBtu | EACH BOILER | BACT-PSD | NSPS | N | 0 | U | 0 |  |  | 0 |  |  | 0 | 0 | N |  | 40CFR60 Subparts A and Dc | Good combustion practices will limit VOC emissions to 0.005 lb per 1000 scf. Fuel flow will be measured. | 0.0049 | LB/MMBtu | EACH BOILER | BACT-PSD | NSPS | N | 0 | U | 0 |  |  | 0 |  |  | 0 | 0 | N |  | 40CFR60 Subparts A and Dc | Good combustion practices will limit VOC emissions to 0.005 lb per 1000 scf. Fuel flow will be measured. | 0.0049 | LB/MMBtu | EACH BOILER | BACT-PSD | NSPS | N | 0 | U | 0 |  |  | 0 |  |  | 0 | 0 | N |  | 40CFR60 Subparts A and Dc | Good combustion practices will limit VOC emissions to 0.005 lb per 1000 scf. Fuel flow will be measured. | 0.0049 | LB/MMBtu | EACH BOILER | BACT-PSD | NSPS | N | 0 | U | 0 |  |  | 0 |  |  | 0 | 0 | N |  | 40CFR60 Subparts A and Dc | Good combustion practices will limit VOC emissions to 0.005 lb per 1000 scf. Fuel flow will be measured. | 0.0049 | LB/MMBtu | EACH BOILER | BACT-PSD | NSPS | N | 0 | U | 0 |  |  | 0 |  |  | 0 | 0 | N |  | 40CFR60 Subparts A and Dc | Good combustion practices will limit VOC emissions to 0.005 lb per 1000 scf. Fuel flow will be measured. | 0.0049 | LB/MMBtu | EACH BOILER | BACT-PSD | NSPS | N | 0 | U | 0 |  |  | 0 |  |  | 0 | 0 | N |  | 40CFR60 Subparts A and Dc | Good combustion practices will limit VOC emissions to 0.005 lb per 1000 scf. Fuel flow will be measured. | 0.0049 | LB/MMBtu | EACH BOILER | BACT-PSD | NSPS | N | 0 | U | 0 |  |  | 0 |  |  | 0 | 0 | N |  | 40CFR60 Subparts A and Dc | Good combustion practices will limit VOC emissions to 0.005 lb per 1000 scf. Fuel flow will be measured. | 0.0049 | LB/MMBtu | EACH BOILER | BACT-PSD | NSPS | N | 0 | U | 0 |  |  | 0 |  |  | 0 | 0 | N |  | 40CFR60 Subparts A and Dc | Good combustion practices will limit VOC emissions to 0.005 lb per 1000 scf. Fuel flow will be measured. | 0.0049 | LB/MMBtu | EACH BOILER | BACT-PSD | NSPS | N | 0 | U | 0 |  |  | 0 |  |  | 0 | 0 | N |  | 40CFR60 Subparts A and Dc | Good combustion practices will limit VOC emissions to 0.005 lb per 1000 scf. Fuel flow will be measured. | 0.0049 | LB/MMBtu | EACH BOILER | BACT-PSD | NSPS | N | 0 | U | 0 |  |  | 0 |  |  | 0 | 0 | N |  | 40CFR60 Subparts A and Dc | Good combustion practices will limit VOC emissions to 0.005 lb per 1000 scf. Fuel flow will be measured. | 0.0049 | LB/MMBtu | EACH BOILER | BACT-PSD | NSPS | N | 0 | U | 0 |  |  | 0 |  |  | 0 | 0 | N |  | 40CFR60 Subparts A and Dc | Good combustion practices will limit VOC emissions to 0.005 lb per 1000 scf. Fuel flow will be measured. | 0.0049 | LB/MMBtu | EACH BOILER | BACT-PSD | NSPS | N | 0 | U | 0 |  |  | 0 |  |  | 0 | 0 | N |  | 40CFR60 Subparts A and Dc | Good combustion practices will limit VOC emissions to 0.005 lb per 1000 scf. Fuel flow will be measured. | 0.0049 | LB/MMBtu | EACH BOILER | BACT-PSD | NSPS | N | 0 | U | 0 |  |  | 0 |  |  | 0 | 0 | N |  | 40CFR60 Subparts A and Dc | Good combustion practices will limit VOC emissions to 0.005 lb per 1000 scf. Fuel flow will be measured. | 0.0049 | LB/MMBtu | EACH BOILER | BACT-PSD | NSPS | N | 0 | U | 0 |  |  | 0 |  |  | 0 | 0 | N |  | 40CFR60 Subparts A and Dc | Good combustion practices will limit VOC emissions to 0.005 lb per 1000 scf. Fuel flow will be measured. | 0.0049 | LB/MMBtu | EACH BOILER | BACT-PSD | NSPS | N | 0 | U | 0 |  |  | 0 |  |  | 0 | 0 | N |  | 40CFR60 Subparts A and Dc | Good combustion practices will limit VOC emissions to 0.005 lb per 1000 scf. Fuel flow will be measured. | 0.0049 | LB/MMBtu | EACH BOILER | BACT-PSD | NSPS | N | 0 | U | 0 |  |  | 0 |  |  | 0 | 0 | N |  | 40CFR60 Subparts A and Dc | Good combustion practices will limit VOC emissions to 0.005 lb per 1000 scf. Fuel flow will be measured. | 0.0049 | LB/MMBtu | EACH BOILER | BACT-PSD | NSPS | N | 0 | U | 0 |  |  | 0 |  |  | 0 | 0 | N |  | 40CFR60 Subparts A and Dc | Good combustion practices will limit VOC emissions to 0.005 lb per 1000 scf. Fuel flow will be measured. | 0.0049 | LB/MMBtu | EACH BOILER | BACT-PSD | NSPS | N | 0 | U | 0 |  |  | 0 |  |  | 0 | 0 | N |  | 40CFR60 Subparts A and Dc | Good combustion practices will limit VOC emissions to 0.005 lb per 1000 scf. Fuel flow will be measured. | 0.0049 | LB/MMBtu | EACH BOILER | BACT-PSD | NSPS | N | 0 | U | 0 |  |  | 0 |  |  | 0 | 0 | N |  | 40CFR60 Subparts A and Dc | Good combustion practices will limit VOC emissions to 0.005 lb per 1000 scf. Fuel flow will be measured. | 0.0049 | LB/MMBtu | EACH BOILER | BACT-PSD | NSPS | N | 0 | U | 0 |  |  | 0 |  |  | 0 | 0 | N |  | 40CFR60 Subparts A and Dc | Good combustion practices will limit VOC emissions to 0.005 lb per 1000 scf. Fuel flow will be measured. | 0.0049 | LB/MMBtu | EACH BOILER | BACT-PSD | NSPS | N | 0 | U | 0 |  |  | 0 |  |  | 0 | 0 | N |  | 40CFR60 Subparts A and Dc | Good combustion practices will limit VOC emissions to 0.005 lb per 1000 scf. Fuel flow will be measured. | 0.0049 | LB/MMBtu | EACH BOILER | BACT-PSD | NSPS | N | 0 | U | 0 |  |  | 0 |  |  | 0 | 0 | N |  | 40CFR60 Subparts A and Dc | Good combustion practices will limit VOC emissions to 0.005 lb per 1000 scf. Fuel flow will be measured. | 0.0049 | LB/MMBtu | EACH BOILER | BACT-PSD | NSPS | N | 0 | U | 0 |  |  | 0 |  |  | 0 | 0 | N |  | 40CFR60 Subparts A and Dc | Good combustion practices will limit VOC emissions to 0.005 lb per 1000 scf. Fuel flow will be measured. | 0.0049 | LB/MMBtu | EACH BOILER | BACT-PSD | NSPS | N | 0 | U | 0 |  |  | 0 |  |  | 0 | 0 | N |  | 40CFR60 Subparts A and Dc | Good combustion practices will limit VOC emissions to 0.005 lb per 1000 scf. Fuel flow will be measured. | 0.0049 | LB/MMBtu | EACH BOILER | BACT-PSD | NSPS | N | 0 | U | 0 |  |  | 0 |  |  | 0 | 0 | N |  | 40CFR60 Subparts A and Dc | Good combustion practices will limit VOC emissions to 0.005 lb per 1000 scf. Fuel flow will be measured. | 0.0049 | LB/MMBtu | EACH BOILER | BACT-PSD | NSPS | N | 0 | U | 0 |  |  | 0 |  |  | 0 | 0 | N |  | 40CFR60 Subparts A and Dc | Good combustion practices will limit VOC emissions to 0.005 lb per 1000 scf. Fuel flow will be measured. | 0.0049 | LB/MMBtu | EACH BOILER | BACT-PSD | NSPS | N | 0 | U | 0 |  |  | 0 |  |  | 0 | 0 | N |  | 40CFR60 Subparts A and Dc | Good combustion practices will limit VOC emissions to 0.005 lb per 1000 scf. Fuel flow will be measured. | 0.0049 | LB/MMBtu | EACH BOILER | BACT-PSD | NSPS | N | 0 | U | 0 |  |  | 0 |  |  | 0 | 0 | N |  | 40CFR60 Subparts A and Dc | Good combustion practices will limit VOC emissions to 0.005 lb per 1000 scf. Fuel flow will be measured. | 0.0049 | LB/MMBtu | EACH BOILER | BACT-PSD | NSPS | N | 0 | U | 0 |  |  | 0 |  |  | 0 | 0 | N |  | 40CFR60 Subparts A and Dc | Good combustion practices will limit VOC emissions to 0.005 lb per 1000 scf. Fuel flow will be measured. | 0.0049 | LB/MMBtu | EACH BOILER | BACT-PSD | NSPS | N | 0 | U | 0 |  |  | 0 |  |  | 0 | 0 | N |  | 40CFR60 Subparts A and Dc | Good combustion practices will limit VOC emissions to 0.005 lb per 1000 scf. Fuel flow will be measured. | 0.0049 | LB/MMBtu | EACH BOILER | BACT-PSD | NSPS | N | 0 | U | 0 |  |  | 0 |  |  | 0 | 0 | N |  | 40CFR60 Subparts A and Dc | Good combustion practices will limit VOC emissions to 0.005 lb per 1000 scf. Fuel flow will be measured. | 0.0049 | LB/MMBtu | EACH BOILER | BACT-PSD | NSPS | N | 0 | U | 0 |  |  | 0 |  |  | 0 | 0 | N |  | 40CFR60 Subparts A and Dc | Good combustion practices will limit VOC emissions to 0.005 lb per 1000 scf. Fuel flow will be measured. | 0.0049 | LB/MMBtu | EACH BOILER | BACT-PSD | NSPS | N | 0 | U | 0 |  |  | 0 |  |  | 0 | 0 | N |  | 40CFR60 Subparts A and Dc | Good combustion practices will limit VOC emissions to 0.005 lb per 1000 scf. Fuel flow will be measured. | 0.0049 | LB/MMBtu | EACH BOILER | BACT-PSD | NSPS | N | 0 | U | 0 |  |  | 0 |  |  | 0 | 0 | N |  | 40CFR60 Subparts A and Dc | Good combustion practices will limit VOC emissions to 0.005 lb per 1000 scf. Fuel flow will be measured. | 0.0049 | LB/MMBtu | EACH BOILER | BACT-PSD | NSPS | N | 0 | U | 0 |  |  | 0 |  |  | 0 | 0 | N |  | 40CFR60 Subparts A and Dc | Good combustion practices will limit VOC emissions to 0.005 lb per 1000 scf. Fuel flow will be measured. | 0.0049 | LB/MMBtu | EACH BOILER | BACT-PSD | NSPS | N | 0 | U | 0 |  |  | 0 |  |  | 0 | 0 | N |  | 40CFR60 Subparts A and Dc | Good combustion practices will limit VOC emissions to 0.005 lb per 1000 scf. Fuel flow will be measured. | 0.0049 | LB/MMBtu | EACH BOILER | BACT-PSD | NSPS | N | 0 | U | 0 |  |  | 0 |  |  | 0 | 0 | N |  | 40CFR60 Subparts A and Dc | Good combustion practices will limit VOC emissions to 0.005 lb per 1000 scf. Fuel flow will be measured. | 0.0049 | LB/MMBtu | EACH BOILER | BACT-PSD | NSPS | N | 0 | U | 0 |  |  | 0 |  |  | 0 | 0 | N |  | 40CFR60 Subparts A and Dc | Good combustion practices will limit VOC emissions to 0.005 lb per 1000 scf. Fuel flow will be measured. | 0.0049 | LB/MMBtu | EACH BOILER | BACT-PSD | NSPS | N | 0 | U | 0 |  |  | 0 |  |  | 0 | 0 | N |  | 40CFR60 Subparts A and Dc | Good combustion practices will limit VOC emissions to 0.005 lb per 1000 scf. Fuel flow will be measured. | 0.0049 | LB/MMBtu | EACH BOILER | BACT-PSD | NSPS | N | 0 | U | 0 |  |  | 0 |  |  | 0 | 0 | N |  | 40CFR60 Subparts A and Dc | Good combustion practices will limit VOC emissions to 0.005 lb per 1000 scf. Fuel flow will be measured. | 0.0049 | LB/MMBtu | EACH BOILER | BACT-PSD | NSPS | N | 0 | U | 0 |  |  | 0 |  |  | 0 | 0 | N |  | 40CFR60 Subparts A and Dc | Good combustion practices will limit VOC emissions to 0.005 lb per 1000 scf. Fuel flow will be measured. | 0.0049 | LB/MMBtu | EACH BOILER | BACT-PSD | NSPS | N | 0 | U | 0 |  |  | 0 |  |  | 0 | 0 | N |  | 40CFR60 Subparts A and Dc | Good combustion practices will limit VOC emissions to 0.005 lb per 1000 scf. Fuel flow will be measured. | 0.0049 | LB/MMBtu | EACH BOILER | BACT-PSD | NSPS | N | 0 | U | 0 |  |  | 0 |  |  | 0 | 0 | N |  | 40CFR60 Subparts A and Dc | Good combustion practices will limit VOC emissions to 0.005 lb per 1000 scf. Fuel flow will be measured. | 0.0049 | LB/MMBtu | EACH BOILER | BACT-PSD | NSPS | N | 0 | U | 0 |  |  | 0 |  |  | 0 | 0 | N |  | 40CFR60 Subparts A and Dc | Good combustion practices will limit VOC emissions to 0.005 lb per 1000 scf. Fuel flow will be measured. | 0.0049 | LB/MMBtu | EACH BOILER | BACT-PSD | NSPS | N | 0 | U | 0 |  |  | 0 |  |  | 0 | 0 | N |  | 40CFR60 Subparts A and Dc | Good combustion practices will limit VOC emissions to 0.005 lb per 1000 scf. Fuel flow will be measured. | 0.0049 | LB/MMBtu | EACH BOILER | BACT-PSD | NSPS | N | 0 | U | 0 |  |  | 0 |  |  | 0 | 0 | N |  | 40CFR60 Subparts A and Dc | Good combustion practices will limit VOC emissions to 0.005 lb per 1000 scf. Fuel flow will be measured. | 0.0049 | LB/MMBtu | EACH BOILER | BACT-PSD | NSPS | N | 0 | U | 0 |  |  | 0 |  |  | 0 | 0 | N |  | 40CFR60 Subparts A and Dc | Good combustion practices will limit VOC emissions to 0.005 lb per 1000 scf. Fuel flow will be measured. | 0.0049 | LB/MMBtu | EACH BOILER | BACT-PSD | NSPS | N | 0 | U | 0 |  |  | 0 |  |  | 0 | 0 | N |  | 40CFR60 Subparts A and Dc | Good combustion practices will limit VOC emissions to 0.005 lb per 1000 scf. Fuel flow will be measured. | 0.0049 | LB/MMBtu | EACH BOILER | BACT-PSD | NSPS | N | 0 | U | 0 |  |  | 0 |  |  | 0 | 0 | N |  | 40CFR60 Subparts A and Dc | Good combustion practices will limit VOC emissions to 0.005 lb per 1000 scf. Fuel flow will be measured. | 0.0049 | LB/MMBtu | EACH BOILER | BACT-PSD | NSPS | N | 0 | U | 0 |  |  | 0 |  |  | 0 | 0 | N |  | 40CFR60 Subparts A and Dc | Good combustion practices will limit VOC emissions to 0.005 lb per 1000 scf. Fuel flow will be measured. | 0.0049 | LB/MMBtu | EACH BOILER | BACT-PSD | NSPS | N | 0 | U | 0 |  |  | 0 |  |  | 0 | 0 | N |  | 40CFR60 Subparts A and Dc | Good combustion practices will limit VOC emissions to 0.005 lb per 1000 scf. Fuel flow will be measured. | 0.0049 | LB/MMBtu | EACH BOILER | BACT-PSD | NSPS | N | 0 | U | 0 |  |  | 0 |  |  | 0 | 0 | N |  | 40CFR60 Subparts A and Dc | Good combustion practices will limit VOC emissions to 0.005 lb per 1000 scf. Fuel flow will be measured. | 0.0049 | LB/MMBtu | EACH BOILER | BACT-PSD | NSPS | N | 0 | U | 0 |  |  | 0 |  |  | 0 | 0 | N |  | 40CFR60 Subparts A and Dc | Good combustion practices will limit VOC emissions to 0.005 lb per 1000 scf. Fuel flow will be measured. | 0.0049 | LB/MMBtu | EACH BOILER | BACT-PSD | NSPS | N | 0 | U | 0 |  |  | 0 |  |  | 0 | 0 | N |  | 40CFR60 Subparts A and Dc | Good combustion practices will limit VOC emissions to 0.005 lb per 1000 scf. Fuel flow will be measured. | 0.0049 | LB/MMBtu | EACH BOILER | BACT-PSD | NSPS | N | 0 | U | 0 |  |  | 0 |  |  | 0 | 0 | N |  | 40CFR60 Subparts A and Dc | Good combustion practices will limit VOC emissions to 0.005 lb per 1000 scf. Fuel flow will be measured. | 0.0049 | LB/MMBtu | EACH BOILER | BACT-PSD | NSPS | N | 0 | U | 0 |  |  | 0 |  |  | 0 | 0 | N |  | 40CFR60 Subparts A and Dc | Good combustion practices will limit VOC emissions to 0.005 lb per 1000 scf. Fuel flow will be measured. | 0.0049 | LB/MMBtu | EACH BOILER | BACT-PSD | NSPS | N | 0 | U | 0 |  |  | 0 |  |  | 0 | 0 | N |  | 40CFR60 Subparts A and Dc | Good combustion practices will limit VOC emissions to 0.005 lb per 1000 scf. Fuel flow will be measured. | 0.0049 | LB/MMBtu | EACH BOILER | BACT-PSD | NSPS | N | 0 | U | 0 |  |  | 0 |  |  | 0 | 0 | N |  | 40CFR60 Subparts A and Dc | Good combustion practices will limit VOC emissions to 0.005 lb per 1000 scf. Fuel flow will be measured. | 0.0049 | LB/MMBtu | EACH BOILER | BACT-PSD | NSPS | N | 0 | U | 0 |  |  | 0 |  |  | 0 | 0 | N |  | 40CFR60 Subparts A and Dc | Good combustion practices will limit VOC emissions to 0.005 lb per 1000 scf. Fuel flow will be measured. | 0.0049 | LB/MMBtu | EACH BOILER | BACT-PSD | NSPS | N | 0 | U | 0 |  |  | 0 |  |  | 0 | 0 | N |  | 40CFR60 Subparts A and Dc | Good combustion practices will limit VOC emissions to 0.005 lb per 1000 scf. Fuel flow will be measured. | 0.0049 | LB/MMBtu | EACH BOILER | BACT-PSD | NSPS | N | 0 | U | 0 |  |  | 0 |  |  | 0 | 0 | N |  | 40CFR60 Subparts A and Dc | Good combustion practices will limit VOC emissions to 0.005 lb per 1000 scf. Fuel flow will be measured. | 0.0049 | LB/MMBtu | EACH BOILER | BACT-PSD | NSPS | N | 0 | U | 0 |  |  | 0 |  |  | 0 | 0 | N |  | 40CFR60 Subparts A and Dc | Good combustion practices will limit VOC emissions to 0.005 lb per 1000 scf. Fuel flow will be measured. | 0.0049 | LB/MMBtu | EACH BOILER | BACT-PSD | NSPS | N | 0 | U | 0 |  |  | 0 |  |  | 0 | 0 | N |  | 40CFR60 Subparts A and Dc | Good combustion practices will limit VOC emissions to 0.005 lb per 1000 scf. Fuel flow will be measured. | 0.0049 | LB/MMBtu | EACH BOILER | BACT-PSD | NSPS | N | 0 | U | 0 |  |  | 0 |  |  | 0 | 0 | N |  | 40CFR60 Subparts A and Dc | Good combustion practices will limit VOC emissions to 0.005 lb per 1000 scf. Fuel flow will be measured. | 0.0049 | LB/MMBtu | EACH BOILER | BACT-PSD | NSPS | N | 0 | U | 0 |  |  | 0 |  |  | 0 | 0 | N |  | 40CFR60 Subparts A and Dc | Good combustion practices will limit VOC emissions to 0.005 lb per 1000 scf. Fuel flow will be measured. | 0.0049 | LB/MMBtu | EACH BOILER | BACT-PSD | NSPS | N | 0 | U | 0 |  |  | 0 |  |  | 0 | 0 | N |  | 40CFR60 Subparts A and Dc | Good combustion practices will limit VOC emissions to 0.005 lb per 1000 scf. Fuel flow will be measured. | 0.0049 | LB/MMBtu | EACH BOILER | BACT-PSD | NSPS | N | 0 | U | 0 |  |  | 0 |  |  | 0 | 0 | N |  | 40CFR60 Subparts A and Dc | Good combustion practices will limit VOC emissions to 0.005 lb per 1000 scf. Fuel flow will be measured. | 0.0049 | LB/MMBtu | EACH BOILER | BACT-PSD | NSPS | N | 0 | U | 0 |  |  | 0 |  |  | 0 | 0 | N |  | 40CFR60 Subparts A and Dc | Good combustion practices will limit VOC emissions to 0.005 lb per 1000 scf. Fuel flow will be measured. | 0.0049 | LB/MMBtu | EACH BOILER | BACT-PSD | NSPS | N | 0 | U | 0 |  |  | 0 |  |  | 0 | 0 | N |  | 40CFR60 Subparts A and Dc | Good combustion practices will limit VOC emissions to 0.005 lb per 1000 scf. Fuel flow will be measured. | 0.0049 | LB/MMBtu | EACH BOILER | BACT-PSD | NSPS | N | 0 | U | 0 |  |  | 0 |  |  | 0 | 0 | N |  | 40CFR60 Subparts A and Dc | Good combustion practices will limit VOC emissions to 0.005 lb per 1000 scf. Fuel flow will be measured. | 0.0049 | LB/MMBtu | EACH BOILER | BACT-PSD | NSPS | N | 0 | U | 0 |  |  | 0 |  |  | 0 | 0 | N |  | 40CFR60 Subparts A and Dc | Good combustion practices will limit VOC emissions to 0.005 lb per 1000 scf. Fuel flow will be measured. | 0.0049 | LB/MMBtu | EACH BOILER | BACT-PSD | NSPS | N | 0 | U | 0 |  |  | 0 |  |  | 0 | 0 | N |  | 40CFR60 Subparts A and Dc | Good combustion practices will limit VOC emissions to 0.005 lb per 1000 scf. Fuel flow will be measured. | 0.0049 | LB/MMBtu | EACH BOILER | BACT-PSD | NSPS | N | 0 | U | 0 |  |  | 0 |  |  | 0 | 0 | N |  | 40CFR60 Subparts A and Dc | Good combustion practices will limit VOC emissions to 0.005 lb per 1000 scf. Fuel flow will be measured. | 0.0049 | LB/MMBtu | EACH BOILER | BACT-PSD | NSPS | N | 0 | U | 0 |  |  | 0 |  |  | 0 | 0 | N |  | 40CFR60 Subparts A and Dc | Good combustion practices will limit VOC emissions to 0.005 lb per 1000 scf. Fuel flow will be measured. | 0.0049 | LB/MMBtu | EACH BOILER | BACT-PSD | NSPS | N | 0 | U | 0 |  |  | 0 |  |  | 0 | 0 | N |  | 40CFR60 Subparts A and Dc | Good combustion practices will limit VOC emissions to 0.005 lb per 1000 scf. Fuel flow will be measured. | 0.0049 | LB/MMBtu | EACH BOILER | BACT-PSD | NSPS | N | 0 | U | 0 |  |  | 0 |  |  | 0 | 0 | N |  | 40CFR60 Subparts A and Dc | Good combustion practices will limit VOC emissions to 0.005 lb per 1000 scf. Fuel flow will be measured. | 0.0049 | LB/MMBtu | EACH BOILER | BACT-PSD | NSPS | N | 0 | U | 0 |  |  | 0 |  |  | 0 | 0 | N |  | 40CFR60 Subparts A and Dc | Good combustion practices will limit VOC emissions to 0.005 lb per 1000 scf. Fuel flow will be measured. | 0.0049 | LB/MMBtu | EACH BOILER | BACT-PSD | NSPS | N | 0 | U | 0 |  |  | 0 |  |  | 0 | 0 | N |  | 40CFR60 Subparts A and Dc | Good combustion practices will limit VOC emissions to 0.005 lb per 1000 scf. Fuel flow will be measured. | 0.0049 | LB/MMBtu | EACH BOILER | BACT-PSD | NSPS | N | 0 | U | 0 |  |  | 0 |  |  | 0 | 0 | N |  | 40CFR60 Subparts A and Dc | Good combustion practices will limit VOC emissions to 0.005 lb per 1000 scf. Fuel flow will be measured. | 0.0049 | LB/MMBtu | EACH BOILER | BACT-PSD | NSPS | N | 0 | U | 0 |  |  | 0 |  |  | 0 | 0 | N |  | 40CFR60 Subparts A and Dc | Good combustion practices will limit VOC emissions to 0.005 lb per 1000 scf. Fuel flow will be measured. | 0.0049 | LB/MMBtu | EACH BOILER | BACT-PSD | NSPS | N | 0 | U | 0 |  |  | 0 |  |  | 0 | 0 | N |  | 40CFR60 Subparts A and Dc | Good combustion practices will limit VOC emissions to 0.005 lb per 1000 scf. Fuel flow will be measured. | 0.0049 | LB/MMBtu | EACH BOILER | BACT-PSD | NSPS | N | 0 | U | 0 |  |  | 0 |  |  | 0 | 0 | N |  | 40CFR60 Subparts A and Dc | Good combustion practices will limit VOC emissions to 0.005 lb per 1000 scf. Fuel flow will be measured. | 0.0049 | LB/MMBtu | EACH BOILER | BACT-PSD | NSPS | N | 0 | U | 0 |  |  | 0 |  |  | 0 | 0 | N |  | 40CFR60 Subparts A and Dc | Good combustion practices will limit VOC emissions to 0.005 lb per 1000 scf. Fuel flow will be measured. | 0.0049 | LB/MMBtu | EACH BOILER | BACT-PSD | NSPS | N | 0 | U | 0 |  |  | 0 |  |  | 0 | 0 | N |  | 40CFR60 Subparts A and Dc | Good combustion practices will limit VOC emissions to 0.005 lb per 1000 scf. Fuel flow will be measured. | 0.0049 | LB/MMBtu | EACH BOILER | BACT-PSD | NSPS | N | 0 | U | 0 |  |  | 0 |  |  | 0 | 0 | N |  | 40CFR60 Subparts A and Dc | Good combustion practices will limit VOC emissions to 0.005 lb per 1000 scf. Fuel flow will be measured. | 0.0049 | LB/MMBtu | EACH BOILER | BACT-PSD | NSPS | N | 0 | U | 0 |  |  | 0 |  |  | 0 | 0 | N |  | 40CFR60 Subparts A and Dc | Good combustion practices will limit VOC emissions to 0.005 lb per 1000 scf. Fuel flow will be measured. | 0.0049 | LB/MMBtu | EACH BOILER | BACT-PSD | NSPS | N | 0 | U | 0 |  |  | 0 |  |  | 0 | 0 | N |  | 40CFR60 Subparts A and Dc | Good combustion practices will limit VOC emissions to 0.005 lb per 1000 scf. Fuel flow will be measured. | 0.0049 | LB/MMBtu | EACH BOILER | BACT-PSD | NSPS | N | 0 | U | 0 |  |  | 0 |  |  | 0 | 0 | N |  | 40CFR60 Subparts A and Dc | Good combustion practices will limit VOC emissions to 0.005 lb per 1000 scf. Fuel flow will be measured. | 0.0049 | LB/MMBtu | EACH BOILER | BACT-PSD | NSPS | N | 0 | U | 0 |  |  | 0 |  |  | 0 | 0 | N |  | 40CFR60 Subparts A and Dc | Good combustion practices will limit VOC emissions to 0.005 lb per 1000 scf. Fuel flow will be measured. | 0.0049 | LB/MMBtu | EACH BOILER | BACT-PSD | NSPS | N | 0 | U | 0 |  |  | 0 |  |  | 0 | 0 | N |  | 40CFR60 Subparts A and Dc | Good combustion practices will limit VOC emissions to 0.005 lb per 1000 scf. Fuel flow will be measured. | 0.0049 | LB/MMBtu | EACH BOILER | BACT-PSD | NSPS | N | 0 | U | 0 |  |  | 0 |  |  | 0 | 0 | N |  | 40CFR60 Subparts A and Dc | Good combustion practices will limit VOC emissions to 0.005 lb per 1000 scf. Fuel flow will be measured. | 0.0049 | LB/MMBtu | EACH BOILER | BACT-PSD | NSPS | N | 0 | U | 0 |  |  | 0 |  |  | 0 | 0 | N |  | 40CFR60 Subparts A and Dc | Good combustion practices will limit VOC emissions to 0.005 lb per 1000 scf. Fuel flow will be measured. | 0.0049 | LB/MMBtu | EACH BOILER | BACT-PSD | NSPS | N | 0 | U | 0 |  |  | 0 |  |  | 0 | 0 | N |  | 40CFR60 Subparts A and Dc | Good combustion practices will limit VOC emissions to 0.005 lb per 1000 scf. Fuel flow will be measured. | 0.0049 | LB/MMBtu | EACH BOILER | BACT-PSD | NSPS | N | 0 | U | 0 |  |  | 0 |  |  | 0 | 0 | N |  | 40CFR60 Subparts A and Dc | Good combustion practices will limit VOC emissions to 0.005 lb per 1000 scf. Fuel flow will be measured. | 0.0049 | LB/MMBtu | EACH BOILER | BACT-PSD | NSPS | N | 0 | U | 0 |  |  | 0 |  |  | 0 | 0 | N |  | 40CFR60 Subparts A and Dc | Good combustion practices will limit VOC emissions to 0.005 lb per 1000 scf. Fuel flow will be measured. | 0.0049 | LB/MMBtu | EACH BOILER | BACT-PSD | NSPS | N | 0 | U | 0 |  |  | 0 |  |  | 0 | 0 | N |  | 40CFR60 Subparts A and Dc | Good combustion practices will limit VOC emissions to 0.005 lb per 1000 scf. Fuel flow will be measured. | 0.0049 | LB/MMBtu | EACH BOILER | BACT-PSD | NSPS | N | 0 | U | 0 |  |  | 0 |  |  | 0 | 0 | N |  | 40CFR60 Subparts A and Dc | Good combustion practices will limit VOC emissions to 0.005 lb per 1000 scf. Fuel flow will be measured. | 0.0049 | LB/MMBtu | EACH BOILER | BACT-PSD | NSPS | N | 0 | U | 0 |  |  | 0 |  |  | 0 | 0 | N |  | 40CFR60 Subparts A and Dc | Good combustion practices will limit VOC emissions to 0.005 lb per 1000 scf. Fuel flow will be measured. | 0.0049 | LB/MMBtu | EACH BOILER | BACT-PSD | NSPS | N | 0 | U | 0 |  |  | 0 |  |  | 0 | 0 | N |  | 40CFR60 Subparts A and Dc | Good combustion practices will limit VOC emissions to 0.005 lb per 1000 scf. Fuel flow will be measured. | 0.0049 | LB/MMBtu | EACH BOILER | BACT-PSD | NSPS | N | 0 | U | 0 |  |  | 0 |  |  | 0 | 0 | N |  | 40CFR60 Subparts A and Dc | Good combustion practices will limit VOC emissions to 0.005 lb per 1000 scf. Fuel flow will be measured. | 0.0049 | LB/MMBtu | EACH BOILER | BACT-PSD | NSPS | N | 0 | U | 0 |  |  | 0 |  |  | 0 | 0 | N |  | 40CFR60 Subparts A and Dc | Good combustion practices will limit VOC emissions to 0.005 lb per 1000 scf. Fuel flow will be measured. | 0.0049 | LB/MMBtu | EACH BOILER | BACT-PSD | NSPS | N | 0 | U | 0 |  |  | 0 |  |  | 0 | 0 | N |  | 40CFR60 Subparts A and Dc | Good combustion practices will limit VOC emissions to 0.005 lb per 1000 scf. Fuel flow will be measured. | 0.0049 | LB/MMBtu | EACH BOILER | BACT-PSD | NSPS | N | 0 | U | 0 |  |  | 0 |  |  | 0 | 0 | N |  | 40CFR60 Subparts A and Dc | Good combustion practices will limit VOC emissions to 0.005 lb per 1000 scf. Fuel flow will be measured. | 0.0049 | LB/MMBtu | EACH BOILER | BACT-PSD | NSPS | N | 0 | U | 0 |  |  | 0 |  |  | 0 | 0 | N |  | 40CFR60 Subparts A and Dc | Good combustion practices will limit VOC emissions to 0.005 lb per 1000 scf. Fuel flow will be measured. | 0.0049 | LB/MMBtu | EACH BOILER | BACT-PSD | NSPS | N | 0 | U | 0 |  |  | 0 |  |  | 0 | 0 | N |  | 40CFR60 Subparts A and Dc | Good combustion practices will limit VOC emissions to 0.005 lb per 1000 scf. Fuel flow will be measured. | 0.0049 | LB/MMBtu | EACH BOILER | BACT-PSD | NSPS | N | 0 | U | 0 |  |  | 0 |  |  | 0 | 0 | N |  | 40CFR60 Subparts A and Dc | Good combustion practices will limit VOC emissions to 0.005 lb per 1000 scf. Fuel flow will be measured. | 0.0049 | LB/MMBtu | EACH BOILER | BACT-PSD | NSPS | N | 0 | U | 0 |  |  | 0 |  |  | 0 | 0 | N |  | 40CFR60 Subparts A and Dc | Good combustion practices will limit VOC emissions to 0.005 lb per 1000 scf. Fuel flow will be measured. | 0.0049 | LB/MMBtu | EACH BOILER | BACT-PSD | NSPS | N | 0 | U | 0 |  |  | 0 |  |  | 0 | 0 | N |  | 40CFR60 Subparts A and Dc | Good combustion practices will limit VOC emissions to 0.005 lb per 1000 scf. Fuel flow will be measured. | 0.0049 | LB/MMBtu | EACH BOILER | BACT-PSD | NSPS | N | 0 | U | 0 |  |  | 0 |  |  | 0 | 0 | N |  | 40CFR60 Subparts A and Dc | Good combustion practices will limit VOC emissions to 0.005 lb per 1000 scf. Fuel flow will be measured. | 0.0049 | LB/MMBtu | EACH BOILER | BACT-PSD | NSPS | N | 0 | U | 0 |  |  | 0 |  |  | 0 | 0 | N |  | 40CFR60 Subparts A and Dc | Good combustion practices will limit VOC emissions to 0.005 lb per 1000 scf. Fuel flow will be measured. | 0.0049 | LB/MMBtu | EACH BOILER | BACT-PSD | NSPS | N | 0 | U | 0 |  |  | 0 |  |  | 0 | 0 | N |  | 40CFR60 Subparts A and Dc | Good combustion practices will limit VOC emissions to 0.005 lb per 1000 scf. Fuel flow will be measured. | 0.0049 | LB/MMBtu | EACH BOILER | BACT-PSD | NSPS | N | 0 | U | 0 |  |  | 0 |  |  | 0 | 0 | N |  | 40CFR60 Subparts A and Dc | Good combustion practices will limit VOC emissions to 0.005 lb per 1000 scf. Fuel flow will be measured. | 0.0049 | LB/MMBtu | EACH BOILER | BACT-PSD | NSPS | N | 0 | U | 0 |  |  | 0 |  |  | 0 | 0 | N |  | 40CFR60 Subparts A and Dc | Good combustion practices will limit VOC emissions to 0.005 lb per 1000 scf. Fuel flow will be measured. | 0.0049 | LB/MMBtu | EACH BOILER | BACT-PSD | NSPS | N | 0 | U | 0 |  |  | 0 |  |  | 0 | 0 | N |  | 40CFR60 Subparts A and Dc | Good combustion practices will limit VOC emissions to 0.005 lb per 1000 scf. Fuel flow will be measured. | 0.0049 | LB/MMBtu | EACH BOILER | BACT-PSD | NSPS | N | 0 | U | 0 |  |  | 0 |  |  | 0 | 0 | N |  | 40CFR60 Subparts A and Dc | Good combustion practices will limit VOC emissions to 0.005 lb per 1000 scf. Fuel flow will be measured. | 0.0049 | LB/MMBtu | EACH BOILER | BACT-PSD | NSPS | N | 0 | U | 0 |  |  | 0 |  |  | 0 | 0 | N |  | 40CFR60 Subparts A and Dc | Good combustion practices will limit VOC emissions to 0.005 lb per 1000 scf. Fuel flow will be measured. | 0.0049 | LB/MMBtu | EACH BOILER | BACT-PSD | NSPS | N | 0 | U | 0 |  |  | 0 |  |  | 0 | 0 | N |  | 40CFR60 Subparts A and Dc | Good combustion practices will limit VOC emissions to 0.005 lb per 1000 scf. Fuel flow will be measured. | 0.0049 | LB/MMBtu | EACH BOILER | BACT-PSD | NSPS | N | 0 | U | 0 |  |  | 0 |  |  | 0 | 0 | N |  | 40CFR60 Subparts A and Dc | Good combustion practices will limit VOC emissions to 0.005 lb per 1000 scf. Fuel flow will be measured. | 0.0049 | LB/MMBtu | EACH BOILER | BACT-PSD | NSPS | N | 0 | U | 0 |  |  | 0 |  |  | 0 | 0 | N |  | 40CFR60 Subparts A and Dc | Good combustion practices will limit VOC emissions to 0.005 lb per 1000 scf. Fuel flow will be measured. | 0.0049 | LB/MMBtu | EACH BOILER | BACT-PSD | NSPS | N | 0 | U | 0 |  |  | 0 |  |  | 0 | 0 | N |  | 40CFR60 Subparts A and Dc | Good combustion practices will limit VOC emissions to 0.005 lb per 1000 scf. Fuel flow will be measured. | 0.0049 | LB/MMBtu | EACH BOILER | BACT-PSD | NSPS | N | 0 | U | 0 |  |  | 0 |  |  | 0 | 0 | N |  | 40CFR60 Subparts A and Dc | Good combustion practices will limit VOC emissions to 0.005 lb per 1000 scf. Fuel flow will be measured. | 0.0049 | LB/MMBtu | EACH BOILER | BACT-PSD | NSPS | N | 0 | U | 0 |  |  | 0 |  |  | 0 | 0 | N |  | 40CFR60 Subparts A and Dc | Good combustion practices will limit VOC emissions to 0.005 lb per 1000 scf. Fuel flow will be measured. | 0.0049 | LB/MMBtu | EACH BOILER | BACT-PSD | NSPS | N | 0 | U | 0 |  |  | 0 |  |  | 0 | 0 | N |  | 40CFR60 Subparts A and Dc | Good combustion practices will limit VOC emissions to 0.005 lb per 1000 scf. Fuel flow will be measured. | 0.0049 | LB/MMBtu | EACH BOILER | BACT-PSD | NSPS | N | 0 | U | 0 |  |  | 0 |  |  | 0 | 0 | N |  | 40CFR60 Subparts A and Dc | Good combustion practices will limit VOC emissions to 0.005 lb per 1000 scf. Fuel flow will be measured. | 0.0049 | LB/MMBtu | EACH BOILER | BACT-PSD | NSPS | N | 0 | U | 0 |  |  | 0 |  |  | 0 | 0 | N |  | 40CFR60 Subparts A and Dc | Good combustion practices will limit VOC emissions to 0.005 lb per 1000 scf. Fuel flow will be measured. | 0.0049 | LB/MMBtu | EACH BOILER | BACT-PSD | NSPS | N | 0 | U | 0 |  |  | 0 |  |  | 0 | 0 | N |  | 40CFR60 Subparts A and Dc | Good combustion practices will limit VOC emissions to 0.005 lb per 1000 scf. Fuel flow will be measured. | 0.0049 | LB/MMBtu | EACH BOILER | BACT-PSD | NSPS | N | 0 | U | 0 |  |  | 0 |  |  | 0 | 0 | N |  | 40CFR60 Subparts A and Dc | Good combustion practices will limit VOC emissions to 0.005 lb per 1000 scf. Fuel flow will be measured. | 0.0049 | LB/MMBtu | EACH BOILER | BACT-PSD | NSPS | N | 0 | U | 0 |  |  | 0 |  |  | 0 | 0 | N |  | 40CFR60 Subparts A and Dc | Good combustion practices will limit VOC emissions to 0.005 lb per 1000 scf. Fuel flow will be measured. | 0.0049 | LB/MMBtu | EACH BOILER | BACT-PSD | NSPS | N | 0 | U | 0 |  |  | 0 |  |  | 0 | 0 | N |  | 40CFR60 Subparts A and Dc | Good combustion practices will limit VOC emissions to 0.005 lb per 1000 scf. Fuel flow will be measured. | 0.0049 | LB/MMBtu | EACH BOILER | BACT-PSD | NSPS | N | 0 | U | 0 |  |  | 0 |  |  | 0 | 0 | N |  | 40CFR60 Subparts A and Dc | Good combustion practices will limit VOC emissions to 0.005 lb per 1000 scf. Fuel flow will be measured. | 0.0049 | LB/MMBtu | EACH BOILER | BACT-PSD | NSPS | N | 0 | U | 0 |  |  | 0 |  |  | 0 | 0 | N |  | 40CFR60 Subparts A and Dc | Good combustion practices will limit VOC emissions to 0.005 lb per 1000 scf. Fuel flow will be measured. | 0.0049 | LB/MMBtu | EACH BOILER | BACT-PSD | NSPS | N | 0 | U | 0 |  |  | 0 |  |  | 0 | 0 | N |  | 40CFR60 Subparts A and Dc | Good combustion practices will limit VOC emissions to 0.005 lb per 1000 scf. Fuel flow will be measured. | 0.0049 | LB/MMBtu | EACH BOILER | BACT-PSD | NSPS | N | 0 | U | 0 |  |  | 0 |  |  | 0 | 0 | N |  | 40CFR60 Subparts A and Dc | Good combustion practices will limit VOC emissions to 0.005 lb per 1000 scf. Fuel flow will be measured. | 0.0049 | LB/MMBtu | EACH BOILER | BACT-PSD | NSPS | N | 0 | U | 0 |  |  | 0 |  |  | 0 | 0 | N |  | 40CFR60 Subparts A and Dc | Good combustion practices will limit VOC emissions to 0.005 lb per 1000 scf. Fuel flow will be measured. | 0.0049 | LB/MMBtu | EACH BOILER | BACT-PSD | NSPS | N | 0 | U | 0 |  |  | 0 |  |  | 0 | 0 | N |  | 40CFR60 Subparts A and Dc | Good combustion practices will limit VOC emissions to 0.005 lb per 1000 scf. Fuel flow will be measured. | 0.0049 | LB/MMBtu | EACH BOILER | BACT-PSD | NSPS | N | 0 | U | 0 |  |  | 0 |  |  | 0 | 0 | N |  | 40CFR60 Subparts A and Dc | Good combustion practices will limit VOC emissions to 0.005 lb per 1000 scf. Fuel flow will be measured. | 0.0049 | LB/MMBtu | EACH BOILER | BACT-PSD | NSPS | N | 0 | U | 0 |  |  | 0 |  |  | 0 | 0 | N |  | 40CFR60 Subparts A and Dc | Good combustion practices will limit VOC emissions to 0.005 lb per 1000 scf. Fuel flow will be measured. | 0.0049 | LB/MMBtu | EACH BOILER | BACT-PSD | NSPS | N | 0 | U | 0 |  |  | 0 |  |  | 0 | 0 | N |  | 40CFR60 Subparts A and Dc | Good combustion practices will limit VOC emissions to 0.005 lb per 1000 scf. Fuel flow will be measured. | 0.0049 | LB/MMBtu | EACH BOILER | BACT-PSD | NSPS | N | 0 | U | 0 |  |  | 0 |  |  | 0 | 0 | N |  | 40CFR60 Subparts A and Dc | Good combustion practices will limit VOC emissions to 0.005 lb per 1000 scf. Fuel flow will be measured. | 0.0049 | LB/MMBtu | EACH BOILER | BACT-PSD | NSPS | N | 0 | U | 0 |  |  | 0 |  |  | 0 | 0 | N |  | 40CFR60 Subparts A and Dc | Good combustion practices will limit VOC emissions to 0.005 lb per 1000 scf. Fuel flow will be measured. | 0.0049 | LB/MMBtu | EACH BOILER | BACT-PSD | NSPS | N | 0 | U | 0 |  |  | 0 |  |  | 0 | 0 | N |  | 40CFR60 Subparts A and Dc | Good combustion practices will limit VOC emissions to 0.005 lb per 1000 scf. Fuel flow will be measured. | 0.0049 | LB/MMBtu | EACH BOILER | BACT-PSD | NSPS | N | 0 | U | 0 |  |  | 0 |  |  | 0 | 0 | N |  | 40CFR60 Subparts A and Dc | Good combustion practices will limit VOC emissions to 0.005 lb per 1000 scf. Fuel flow will be measured. | 0.0049 | LB/MMBtu | EACH BOILER | BACT-PSD | NSPS | N | 0 | U | 0 |  |  | 0 |  |  | 0 | 0 | N |  | 40CFR60 Subparts A and Dc | Good combustion practices will limit VOC emissions to 0.005 lb per 1000 scf. Fuel flow will be measured. | 0.0049 | LB/MMBtu | EACH BOILER | BACT-PSD | NSPS | N | 0 | U | 0 |  |  | 0 |  |  | 0 | 0 | N |  | 40CFR60 Subparts A and Dc | Good combustion practices will limit VOC emissions to 0.005 lb per 1000 scf. Fuel flow will be measured. | 0.0049 | LB/MMBtu | EACH BOILER | BACT-PSD | NSPS | N | 0 | U | 0 |  |  | 0 |  |  | 0 | 0 | N |  | 40CFR60 Subparts A and Dc | Good combustion practices will limit VOC emissions to 0.005 lb per 1000 scf. Fuel flow will be measured. | 0.0049 | LB/MMBtu | EACH BOILER | BACT-PSD | NSPS | N | 0 | U | 0 |  |  | 0 |  |  | 0 | 0 | N |  | 40CFR60 Subparts A and Dc | Good combustion practices will limit VOC emissions to 0.005 lb per 1000 scf. Fuel flow will be measured. | 0.0049 | LB/MMBtu | EACH BOILER | BACT-PSD | NSPS | N | 0 | U | 0 |  |  | 0 |  |  | 0 | 0 | N |  | 40CFR60 Subparts A and Dc | Good combustion practices will limit VOC emissions to 0.005 lb per 1000 scf. Fuel flow will be measured. | 0.0049 | LB/MMBtu | EACH BOILER | BACT-PSD | NSPS | N | 0 | U | 0 |  |  | 0 |  |  | 0 | 0 | N |  | 40CFR60 Subparts A and Dc | Good combustion practices will limit VOC emissions to 0.005 lb per 1000 scf. Fuel flow will be measured. | 0.0049 | LB/MMBtu | EACH BOILER | BACT-PSD | NSPS | N | 0 | U | 0 |  |  | 0 |  |  | 0 | 0 | N |  | 40CFR60 Subparts A and Dc | Good combustion practices will limit VOC emissions to 0.005 lb per 1000 scf. Fuel flow will be measured. | 0.0049 | LB/MMBtu | EACH BOILER | BACT-PSD | NSPS | N | 0 | U | 0 |  |  | 0 |  |  | 0 | 0 | N |  | 40CFR60 Subparts A and Dc | Good combustion practices will limit VOC emissions to 0.005 lb per 1000 scf. Fuel flow will be measured. | 0.0049 | LB/MMBtu | EACH BOILER | BACT-PSD | NSPS | N | 0 | U | 0 |  |  | 0 |  |  | 0 | 0 | N |  | 40CFR60 Subparts A and Dc | Good combustion practices will limit VOC emissions to 0.005 lb per 1000 scf. Fuel flow will be measured. | 0.0049 | LB/MMBtu | EACH BOILER | BACT-PSD | NSPS | N | 0 | U | 0 |  |  | 0 |  |  | 0 | 0 | N |  | 40CFR60 Subparts A and Dc | Good combustion practices will limit VOC emissions to 0.005 lb per 1000 scf. Fuel flow will be measured. | 0.0049 | LB/MMBtu | EACH BOILER | BACT-PSD | NSPS | N | 0 | U | 0 |  |  | 0 |  |  | 0 | 0 | N |  | 40CFR60 Subparts A and Dc | Good combustion practices will limit VOC emissions to 0.005 lb per 1000 scf. Fuel flow will be measured. | 0.0049 | LB/MMBtu | EACH BOILER | BACT-PSD | NSPS | N | 0 | U | 0 |  |  | 0 |  |  | 0 | 0 | N |  | 40CFR60 Subparts A and Dc | Good combustion practices will limit VOC emissions to 0.005 lb per 1000 scf. Fuel flow will be measured. | 0.0049 | LB/MMBtu | EACH BOILER | BACT-PSD | NSPS | N | 0 | U | 0 |  |  | 0 |  |  | 0 | 0 | N |  | 40CFR60 Subparts A and Dc | Good combustion practices will limit VOC emissions to 0.005 lb per 1000 scf. Fuel flow will be measured. | 0.0049 | LB/MMBtu | EACH BOILER | BACT-PSD | NSPS | N | 0 | U | 0 |  |  | 0 |  |  | 0 | 0 | N |  | 40CFR60 Subparts A and Dc | Good combustion practices will limit VOC emissions to 0.005 lb per 1000 scf. Fuel flow will be measured. | 0.0049 | LB/MMBtu | EACH BOILER | BACT-PSD | NSPS | N | 0 | U | 0 |  |  | 0 |  |  | 0 | 0 | N |  | 40CFR60 Subparts A and Dc | Good combustion practices will limit VOC emissions to 0.005 lb per 1000 scf. Fuel flow will be measured. | 0.0049 | LB/MMBtu | EACH BOILER | BACT-PSD | NSPS | N | 0 | U | 0 |  |  | 0 |  |  | 0 | 0 | N |  | 40CFR60 Subparts A and Dc | Good combustion practices will limit VOC emissions to 0.005 lb per 1000 scf. Fuel flow will be measured. | 0.0049 | LB/MMBtu | EACH BOILER | BACT-PSD | NSPS | N | 0 | U | 0 |  |  | 0 |  |  | 0 | 0 | N |  | 40CFR60 Subparts A and Dc | Good combustion practices will limit VOC emissions to 0.005 lb per 1000 scf. Fuel flow will be measured. | 0.0049 | LB/MMBtu | EACH BOILER | BACT-PSD | NSPS | N | 0 | U | 0 |  |  | 0 |  |  | 0 | 0 | N |  | 40CFR60 Subparts A and Dc | Good combustion practices will limit VOC emissions to 0.005 lb per 1000 scf. Fuel flow will be measured. | 0.0049 | LB/MMBtu | EACH BOILER | BACT-PSD | NSPS | N | 0 | U | 0 |  |  | 0 |  |  | 0 | 0 | N |  | 40CFR60 Subparts A and Dc | Good combustion practices will limit VOC emissions to 0.005 lb per 1000 scf. Fuel flow will be measured. | 0.0049 | LB/MMBtu | EACH BOILER | BACT-PSD | NSPS | N | 0 | U | 0 |  |  | 0 |  |  | 0 | 0 | N |  | 40CFR60 Subparts A and Dc | Good combustion practices will limit VOC emissions to 0.005 lb per 1000 scf. Fuel flow will be measured. | 0.0049 | LB/MMBtu | EACH BOILER | BACT-PSD | NSPS | N | 0 | U | 0 |  |  | 0 |  |  | 0 | 0 | N |  | 40CFR60 Subparts A and Dc | Good combustion practices will limit VOC emissions to 0.005 lb per 1000 scf. Fuel flow will be measured. | 0.0049 | LB/MMBtu | EACH BOILER | BACT-PSD | NSPS | N | 0 | U | 0 |  |  | 0 |  |  | 0 | 0 | N |  | 40CFR60 Subparts A and Dc | Good combustion practices will limit VOC emissions to 0.005 lb per 1000 scf. Fuel flow will be measured. | 0.0049 | LB/MMBtu | EACH BOILER | BACT-PSD | NSPS | N | 0 | U | 0 |  |  | 0 |  |  | 0 | 0 | N |  | 40CFR60 Subparts A and Dc | Good combustion practices will limit VOC emissions to 0.005 lb per 1000 scf. Fuel flow will be measured. | 0.0049 | LB/MMBtu | EACH BOILER | BACT-PSD | NSPS | N | 0 | U | 0 |  |  | 0 |  |  | 0 | 0 | N |  | 40CFR60 Subparts A and Dc | Good combustion practices will limit VOC emissions to 0.005 lb per 1000 scf. Fuel flow will be measured. | 0.0049 | LB/MMBtu | EACH BOILER | BACT-PSD | NSPS | N | 0 | U | 0 |  |  | 0 |  |  | 0 | 0 | N |  | 40CFR60 Subparts A and Dc | Good combustion practices will limit VOC emissions to 0.005 lb per 1000 scf. Fuel flow will be measured. | 0.0049 | LB/MMBtu | EACH BOILER | BACT-PSD | NSPS | N | 0 | U | 0 |  |  | 0 |  |  | 0 | 0 | N |  | 40CFR60 Subparts A and Dc | Good combustion practices will limit VOC emissions to 0.005 lb per 1000 scf. Fuel flow will be measured. | 0.0049 | LB/MMBtu | EACH BOILER | BACT-PSD | NSPS | N | 0 | U | 0 |  |  | 0 |  |  | 0 | 0 | N |  | 40CFR60 Subparts A and Dc | Good combustion practices will limit VOC emissions to 0.005 lb per 1000 scf. Fuel flow will be measured. | 0.0049 | LB/MMBtu | EACH BOILER | BACT-PSD | NSPS | N | 0 | U | 0 |  |  | 0 |  |  | 0 | 0 | N |  | 40CFR60 Subparts A and Dc | Good combustion practices will limit VOC emissions to 0.005 lb per 1000 scf. Fuel flow will be measured. | 0.0049 | LB/MMBtu | EACH BOILER | BACT-PSD | NSPS | N | 0 | U | 0 |  |  | 0 |  |  | 0 | 0 | N |  | 40CFR60 Subparts A and Dc | Good combustion practices will limit VOC emissions to 0.005 lb per 1000 scf. Fuel flow will be measured. | 0.0049 | LB/MMBtu | EACH BOILER | BACT-PSD | NSPS | N | 0 | U | 0 |  |  | 0 |  |  | 0 | 0 | N |  | 40CFR60 Subparts A and Dc | Good combustion practices will limit VOC emissions to 0.005 lb per 1000 scf. Fuel flow will be measured. | 0.0049 | LB/MMBtu | EACH BOILER | BACT-PSD | NSPS | N | 0 | U | 0 |  |  | 0 |  |  | 0 | 0 | N |  | 40CFR60 Subparts A and Dc | Good combustion practices will limit VOC emissions to 0.005 lb per 1000 scf. Fuel flow will be measured. | 0.0049 | LB/MMBtu | EACH BOILER | BACT-PSD | NSPS | N | 0 | U | 0 |  |  | 0 |  |  | 0 | 0 | N |  | 40CFR60 Subparts A and Dc | Good combustion practices will limit VOC emissions to 0.005 lb per 1000 scf. Fuel flow will be measured. | 0.0049 | LB/MMBtu | EACH BOILER | BACT-PSD | NSPS | N | 0 | U | 0 |  |  | 0 |  |  | 0 | 0 | N |  | 40CFR60 Subparts A and Dc | Good combustion practices will limit VOC emissions to 0.005 lb per 1000 scf. Fuel flow will be measured. | 0.0049 | LB/MMBtu | EACH BOILER | BACT-PSD | NSPS | N | 0 | U | 0 |  |  | 0 |  |  | 0 | 0 | N |  | 40CFR60 Subparts A and Dc | Good combustion practices will limit VOC emissions to 0.005 lb per 1000 scf. Fuel flow will be measured. | 0.0049 | LB/MMBtu | EACH BOILER | BACT-PSD | NSPS | N | 0 | U | 0 |  |  | 0 |  |  | 0 | 0 | N |  | 40CFR60 Subparts A and Dc | Good combustion practices will limit VOC emissions to 0.005 lb per 1000 scf. Fuel flow will be measured. | 0.0049 | LB/MMBtu | EACH BOILER | BACT-PSD | NSPS | N | 0 | U | 0 |  |  | 0 |  |  | 0 | 0 | N |  | 40CFR60 Subparts A and Dc | Good combustion practices will limit VOC emissions to 0.005 lb per 1000 scf. Fuel flow will be measured. | 0.0049 | LB/MMBtu | EACH BOILER | BACT-PSD | NSPS | N | 0 | U | 0 |  |  | 0 |  |  | 0 | 0 | N |  | 40CFR60 Subparts A and Dc | Good combustion practices will limit VOC emissions to 0.005 lb per 1000 scf. Fuel flow will be measured. | 0.0049 | LB/MMBtu | EACH BOILER | BACT-PSD | NSPS | N | 0 | U | 0 |  |  | 0 |  |  | 0 | 0 | N |  | 40CFR60 Subparts A and Dc | Good combustion practices will limit VOC emissions to 0.005 lb per 1000 scf. Fuel flow will be measured. | 0.0049 | LB/MMBtu | EACH BOILER | BACT-PSD | NSPS | N | 0 | U | 0 |  |  | 0 |  |  | 0 | 0 | N |  | 40CFR60 Subparts A and Dc | Good combustion practices will limit VOC emissions to 0.005 lb per 1000 scf. Fuel flow will be measured. | 0.0049 | LB/MMBtu | EACH BOILER | BACT-PSD | NSPS | N | 0 | U | 0 |  |  | 0 |  |  | 0 | 0 | N |  | 40CFR60 Subparts A and Dc | Good combustion practices will limit VOC emissions to 0.005 lb per 1000 scf. Fuel flow will be measured. | 0.0049 | LB/MMBtu | EACH BOILER | BACT-PSD | NSPS | N | 0 | U | 0 |  |  | 0 |  |  | 0 | 0 | N |  | 40CFR60 Subparts A and Dc | Good combustion practices will limit VOC emissions to 0.005 lb per 1000 scf. Fuel flow will be measured. | 0.0049 | LB/MMBtu | EACH BOILER | BACT-PSD | NSPS | N | 0 | U | 0 |  |  | 0 |  |  | 0 | 0 | N |  | 40CFR60 Subparts A and Dc | Good combustion practices will limit VOC emissions to 0.005 lb per 1000 scf. Fuel flow will be measured. | 0.0049 | LB/MMBtu | EACH BOILER | BACT-PSD | NSPS | N | 0 | U | 0 |  |  | 0 |  |  | 0 | 0 | N |  | 40CFR60 Subparts A and Dc | Good combustion practices will limit VOC emissions to 0.005 lb per 1000 scf. Fuel flow will be measured. | 0.0049 | LB/MMBtu | EACH BOILER | BACT-PSD | NSPS | N | 0 | U | 0 |  |  | 0 |  |  | 0 | 0 | N |  | 40CFR60 Subparts A and Dc | Good combustion practices will limit VOC emissions to 0.005 lb per 1000 scf. Fuel flow will be measured. | 0.0049 | LB/MMBtu | EACH BOILER | BACT-PSD | NSPS | N | 0 | U | 0 |  |  | 0 |  |  | 0 | 0 | N |  | 40CFR60 Subparts A and Dc | Good combustion practices will limit VOC emissions to 0.005 lb per 1000 scf. Fuel flow will be measured. | 0.0049 | LB/MMBtu | EACH BOILER | BACT-PSD | NSPS | N | 0 | U | 0 |  |  | 0 |  |  | 0 | 0 | N |  | 40CFR60 Subparts A and Dc | Good combustion practices will limit VOC emissions to 0.005 lb per 1000 scf. Fuel flow will be measured. | 0.0049 | LB/MMBtu | EACH BOILER | BACT-PSD | NSPS | N | 0 | U | 0 |  |  | 0 |  |  | 0 | 0 | N |  | 40CFR60 Subparts A and Dc | Good combustion practices will limit VOC emissions to 0.005 lb per 1000 scf. Fuel flow will be measured. | 0.0049 | LB/MMBtu | EACH BOILER | BACT-PSD | NSPS | N | 0 | U | 0 |  |  | 0 |  |  | 0 | 0 | N |  | 40CFR60 Subparts A and Dc | Good combustion practices will limit VOC emissions to 0.005 lb per 1000 scf. Fuel flow will be measured. | 0.0049 | LB/MMBtu | EACH BOILER | BACT-PSD | NSPS | N | 0 | U | 0 |  |  | 0 |  |  | 0 | 0 | N |  | 40CFR60 Subparts A and Dc | Good combustion practices will limit VOC emissions to 0.005 lb per 1000 scf. Fuel flow will be measured. | 0.0049 | LB/MMBtu | EACH BOILER | BACT-PSD | NSPS | N | 0 | U | 0 |  |  | 0 |  |  | 0 | 0 | N |  | 40CFR60 Subparts A and Dc | Good combustion practices will limit VOC emissions to 0.005 lb per 1000 scf. Fuel flow will be measured. | 0.0049 | LB/MMBtu | EACH BOILER | BACT-PSD | NSPS | N | 0 | U | 0 |  |  | 0 |  |  | 0 | 0 | N |  | 40CFR60 Subparts A and Dc | Good combustion practices will limit VOC emissions to 0.005 lb per 1000 scf. Fuel flow will be measured. | 0.0049 | LB/MMBtu | EACH BOILER | BACT-PSD | NSPS | N | 0 | U | 0 |  |  | 0 |  |  | 0 | 0 | N |  | 40CFR60 Subparts A and Dc | Good combustion practices will limit VOC emissions to 0.005 lb per 1000 scf. Fuel flow will be measured. | 0.0049 | LB/MMBtu | EACH BOILER | BACT-PSD | NSPS | N | 0 | U | 0 |  |  | 0 |  |  | 0 | 0 | N |  | 40CFR60 Subparts A and Dc | Good combustion practices will limit VOC emissions to 0.005 lb per 1000 scf. Fuel flow will be measured. | 0.0049 | LB/MMBtu | EACH BOILER | BACT-PSD | NSPS | N | 0 | U | 0 |  |  | 0 |  |  | 0 | 0 | N |  | 40CFR60 Subparts A and Dc | Good combustion practices will limit VOC emissions to 0.005 lb per 1000 scf. Fuel flow will be measured. | 0.0049 | LB/MMBtu | EACH BOILER | BACT-PSD | NSPS | N | 0 | U | 0 |  |  | 0 |  |  | 0 | 0 | N |  | 40CFR60 Subparts A and Dc | Good combustion practices will limit VOC emissions to 0.005 lb per 1000 scf. Fuel flow will be measured. | 0.0049 | LB/MMBtu | EACH BOILER | BACT-PSD | NSPS | N | 0 | U | 0 |  |  | 0 |  |  | 0 | 0 | N |  | 40CFR60 Subparts A and Dc | Good combustion practices will limit VOC emissions to 0.005 lb per 1000 scf. Fuel flow will be measured. | 0.0049 | LB/MMBtu | EACH BOILER | BACT-PSD | NSPS | N | 0 | U | 0 |  |  | 0 |  |  | 0 | 0 | N |  | 40CFR60 Subparts A and Dc | Good combustion practices will limit VOC emissions to 0.005 lb per 1000 scf. Fuel flow will be measured. | 0.0049 | LB/MMBtu | EACH BOILER | BACT-PSD | NSPS | N | 0 | U | 0 |  |  | 0 |  |  | 0 | 0 | N |  | 40CFR60 Subparts A and Dc | Good combustion practices will limit VOC emissions to 0.005 lb per 1000 scf. Fuel flow will be measured. | 0.0049 | LB/MMBtu | EACH BOILER | BACT-PSD | NSPS | N | 0 | U | 0 |  |  | 0 |  |  | 0 | 0 | N |  | 40CFR60 Subparts A and Dc | Good combustion practices will limit VOC emissions to 0.005 lb per 1000 scf. Fuel flow will be measured. | 0.0049 | LB/MMBtu | EACH BOILER | BACT-PSD | NSPS | N | 0 | U | 0 |  |  | 0 |  |  | 0 | 0 | N |  | 40CFR60 Subparts A and Dc | Good combustion practices will limit VOC emissions to 0.005 lb per 1000 scf. Fuel flow will be measured. | 0.0049 | LB/MMBtu | EACH BOILER | BACT-PSD | NSPS | N | 0 | U | 0 |  |  | 0 |  |  | 0 | 0 | N |  | 40CFR60 Subparts A and Dc | Good combustion practices will limit VOC emissions to 0.005 lb per 1000 scf. Fuel flow will be measured. | 0.0049 | LB/MMBtu | EACH BOILER | BACT-PSD | NSPS | N | 0 | U | 0 |  |  | 0 |  |  | 0 | 0 | N |  | 40CFR60 Subparts A and Dc | Good combustion practices will limit VOC emissions to 0.005 lb per 1000 scf. Fuel flow will be measured. | 0.0049 | LB/MMBtu | EACH BOILER | BACT-PSD | NSPS | N | 0 | U | 0 |  |  | 0 |  |  | 0 | 0 | N |  | 40CFR60 Subparts A and Dc | Good combustion practices will limit VOC emissions to 0.005 lb per 1000 scf. Fuel flow will be measured. | 0.0049 | LB/MMBtu | EACH BOILER | BACT-PSD | NSPS | N | 0 | U | 0 |  |  | 0 |  |  | 0 | 0 | N |  | 40CFR60 Subparts A and Dc | Good combustion practices will limit VOC emissions to 0.005 lb per 1000 scf. Fuel flow will be measured. | 0.0049 | LB/MMBtu | EACH BOILER | BACT-PSD | NSPS | N | 0 | U | 0 |  |  | 0 |  |  | 0 | 0 | N |  | 40CFR60 Subparts A and Dc | Good combustion practices will limit VOC emissions to 0.005 lb per 1000 scf. Fuel flow will be measured. | 0.0049 | LB/MMBtu | EACH BOILER | BACT-PSD | NSPS | N | 0 | U | 0 |  |  | 0 |  |  | 0 | 0 | N |  | 40CFR60 Subparts A and Dc | Good combustion practices will limit VOC emissions to 0.005 lb per 1000 scf. Fuel flow will be measured. | 0.0049 | LB/MMBtu | EACH BOILER | BACT-PSD | NSPS | N | 0 | U | 0 |  |  | 0 |  |  | 0 | 0 | N |  | 40CFR60 Subparts A and Dc | Good combustion practices will limit VOC emissions to 0.005 lb per 1000 scf. Fuel flow will be measured. | 0.0049 | LB/MMBtu | EACH BOILER | BACT-PSD | NSPS | N | 0 | U | 0 |  |  | 0 |  |  | 0 | 0 | N |  | 40CFR60 Subparts A and Dc | Good combustion practices will limit VOC emissions to 0.005 lb per 1000 scf. Fuel flow will be measured. | 0.0049 | LB/MMBtu | EACH BOILER | BACT-PSD | NSPS | N | 0 | U | 0 |  |  | 0 |  |  | 0 | 0 | N |  | 40CFR60 Subparts A and Dc | Good combustion practices will limit VOC emissions to 0.005 lb per 1000 scf. Fuel flow will be measured. | 0.0049 | LB/MMBtu | EACH BOILER | BACT-PSD | NSPS | N | 0 | U | 0 |  |  | 0 |  |  | 0 | 0 | N |  | 40CFR60 Subparts A and Dc | Good combustion practices will limit VOC emissions to 0.005 lb per 1000 scf. Fuel flow will be measured. | 0.0049 | LB/MMBtu | EACH BOILER | BACT-PSD | NSPS | N | 0 | U | 0 |  |  | 0 |  |  | 0 | 0 | N |  | 40CFR60 Subparts A and Dc | Good combustion practices will limit VOC emissions to 0.005 lb per 1000 scf. Fuel flow will be measured. | 0.0049 | LB/MMBtu | EACH BOILER | BACT-PSD | NSPS | N | 0 | U | 0 |  |  | 0 |  |  | 0 | 0 | N |  | 40CFR60 Subparts A and Dc | Good combustion practices will limit VOC emissions to 0.005 lb per 1000 scf. Fuel flow will be measured. | 0.0049 | LB/MMBtu | EACH BOILER | BACT-PSD | NSPS | N | 0 | U | 0 |  |  | 0 |  |  | 0 | 0 | N |  | 40CFR60 Subparts A and Dc | Good combustion practices will limit VOC emissions to 0.005 lb per 1000 scf. Fuel flow will be measured. | 0.0049 | LB/MMBtu | EACH BOILER | BACT-PSD | NSPS | N | 0 | U | 0 |  |  | 0 |  |  | 0 | 0 | N |  | 40CFR60 Subparts A and Dc | Good combustion practices will limit VOC emissions to 0.005 lb per 1000 scf. Fuel flow will be measured. | 0.0049 | LB/MMBtu | EACH BOILER | BACT-PSD | NSPS | N | 0 | U | 0 |  |  | 0 |  |  | 0 | 0 | N |  | 40CFR60 Subparts A and Dc | Good combustion practices will limit VOC emissions to 0.005 lb per 1000 scf. Fuel flow will be measured. | 0.0049 | LB/MMBtu | EACH BOILER | BACT-PSD | NSPS | N | 0 | U | 0 |  |  | 0 |  |  | 0 | 0 | N |  | 40CFR60 Subparts A and Dc | Good combustion practices will limit VOC emissions to 0.005 lb per 1000 scf. Fuel flow will be measured. | 0.0049 | LB/MMBtu | EACH BOILER | BACT-PSD | NSPS | N | 0 | U | 0 |  |  | 0 |  |  | 0 | 0 | N |  | 40CFR60 Subparts A and Dc | Good combustion practices will limit VOC emissions to 0.005 lb per 1000 scf. Fuel flow will be measured. | 0.0049 | LB/MMBtu | EACH BOILER | BACT-PSD | NSPS | N | 0 | U | 0 |  |  | 0 |  |  | 0 | 0 | N |  | 40CFR60 Subparts A and Dc | Good combustion practices will limit VOC emissions to 0.005 lb per 1000 scf. Fuel flow will be measured. | 0.0049 | LB/MMBtu | EACH BOILER | BACT-PSD | NSPS | N | 0 | U | 0 |  |  | 0 |  |  | 0 | 0 | N |  | 40CFR60 Subparts A and Dc | Good combustion practices will limit VOC emissions to 0.005 lb per 1000 scf. Fuel flow will be measured. | 0.0049 | LB/MMBtu | EACH BOILER | BACT-PSD | NSPS | N | 0 | U | 0 |  |  | 0 |  |  | 0 | 0 | N |  | 40CFR60 Subparts A and Dc | Good combustion practices will limit VOC emissions to 0.005 lb per 1000 scf. Fuel flow will be measured. | 0.0049 | LB/MMBtu | EACH BOILER | BACT-PSD | NSPS | N | 0 | U | 0 |  |  | 0 |  |  | 0 | 0 | N |  | 40CFR60 Subparts A and Dc | Good combustion practices will limit VOC emissions to 0.005 lb per 1000 scf. Fuel flow will be measured. | 0.0049 | LB/MMBtu | EACH BOILER | BACT-PSD | NSPS | N | 0 | U | 0 |  |  | 0 |  |  | 0 | 0 | N |  | 40CFR60 Subparts A and Dc | Good combustion practices will limit VOC emissions to 0.005 lb per 1000 scf. Fuel flow will be measured. | 0.0049 | LB/MMBtu | EACH BOILER | BACT-PSD | NSPS | N | 0 | U | 0 |  |  | 0 |  |  | 0 | 0 | N |  | 40CFR60 Subparts A and Dc | Good combustion practices will limit VOC emissions to 0.005 lb per 1000 scf. Fuel flow will be measured. | 0.0049 | LB/MMBtu | EACH BOILER | BACT-PSD | NSPS | N | 0 | U | 0 |  |  | 0 |  |  | 0 | 0 | N |  | 40CFR60 Subparts A and Dc | Good combustion practices will limit VOC emissions to 0.005 lb per 1000 scf. Fuel flow will be measured. | 0.0049 | LB/MMBtu | EACH BOILER | BACT-PSD | NSPS | N | 0 | U | 0 |  |  | 0 |  |  | 0 | 0 | N |  | 40CFR60 Subparts A and Dc | Good combustion practices will limit VOC emissions to 0.005 lb per 1000 scf. Fuel flow will be measured. | 0.0049 | LB/MMBtu | EACH BOILER | BACT-PSD | NSPS | N | 0 | U | 0 |  |  | 0 |  |  | 0 | 0 | N |  | 40CFR60 Subparts A and Dc | Good combustion practices will limit VOC emissions to 0.005 lb per 1000 scf. Fuel flow will be measured. | 0.0049 | LB/MMBtu | EACH BOILER | BACT-PSD | NSPS | N | 0 | U | 0 |  |  | 0 |  |  | 0 | 0 | N |  | 40CFR60 Subparts A and Dc | Good combustion practices will limit VOC emissions to 0.005 lb per 1000 scf. Fuel flow will be measured. | 0.0049 | LB/MMBtu | EACH BOILER | BACT-PSD | NSPS | N | 0 | U | 0 |  |  | 0 |  |  | 0 | 0 | N |  | 40CFR60 Subparts A and Dc | Good combustion practices will limit VOC emissions to 0.005 lb per 1000 scf. Fuel flow will be measured. | 0.0049 | LB/MMBtu | EACH BOILER | BACT-PSD | NSPS | N | 0 | U | 0 |  |  | 0 |  |  | 0 | 0 | N |  | 40CFR60 Subparts A and Dc | Good combustion practices will limit VOC emissions to 0.005 lb per 1000 scf. Fuel flow will be measured. | 0.0049 | LB/MMBtu | EACH BOILER | BACT-PSD | NSPS | N | 0 | U | 0 |  |  | 0 |  |  | 0 | 0 | N |  | 40CFR60 Subparts A and Dc | Good combustion practices will limit VOC emissions to 0.005 lb per 1000 scf. Fuel flow will be measured. | 0.0049 | LB/MMBtu | EACH BOILER | BACT-PSD | NSPS | N | 0 | U | 0 |  |  | 0 |  |  | 0 | 0 | N |  | 40CFR60 Subparts A and Dc | Good combustion practices will limit VOC emissions to 0.005 lb per 1000 scf. Fuel flow will be measured. | 0.0049 | LB/MMBtu | EACH BOILER | BACT-PSD | NSPS | N | 0 | U | 0 |  |  | 0 |  |  | 0 | 0 | N |  | 40CFR60 Subparts A and Dc | Good combustion practices will limit VOC emissions to 0.005 lb per 1000 scf. Fuel flow will be measured. | 0.0049 | LB/MMBtu | EACH BOILER | BACT-PSD | NSPS | N | 0 | U | 0 |  |  | 0 |  |  | 0 | 0 | N |  | 40CFR60 Subparts A and Dc | Good combustion practices will limit VOC emissions to 0.005 lb per 1000 scf. Fuel flow will be measured. | 0.0049 | LB/MMBtu | EACH BOILER | BACT-PSD | NSPS | N | 0 | U | 0 |  |  | 0 |  |  | 0 | 0 | N |  | 40CFR60 Subparts A and Dc | Good combustion practices will limit VOC emissions to 0.005 lb per 1000 scf. Fuel flow will be measured. | 0.0049 | LB/MMBtu | EACH BOILER | BACT-PSD | NSPS | N | 0 | U | 0 |  |  | 0 |  |  | 0 | 0 | N |  | 40CFR60 Subparts A and Dc | Good combustion practices will limit VOC emissions to 0.005 lb per 1000 scf. Fuel flow will be measured. | 0.0049 | LB/MMBtu | EACH BOILER | BACT-PSD | NSPS | N | 0 | U | 0 |  |  | 0 |  |  | 0 | 0 | N |  | 40CFR60 Subparts A and Dc | Good combustion practices will limit VOC emissions to 0.005 lb per 1000 scf. Fuel flow will be measured. | 0.0049 | LB/MMBtu | EACH BOILER | BACT-PSD | NSPS | N | 0 | U | 0 |  |  | 0 |  |  | 0 | 0 | N |  | 40CFR60 Subparts A and Dc | Good combustion practices will limit VOC emissions to 0.005 lb per 1000 scf. Fuel flow will be measured. | 0.0049 | LB/MMBtu | EACH BOILER | BACT-PSD | NSPS | N | 0 | U | 0 |  |  | 0 |  |  | 0 | 0 | N |  | 40CFR60 Subparts A and Dc | Good combustion practices will limit VOC emissions to 0.005 lb per 1000 scf. Fuel flow will be measured. | 0.0049 | LB/MMBtu | EACH BOILER | BACT-PSD | NSPS | N | 0 | U | 0 |  |  | 0 |  |  | 0 | 0 | N |  | 40CFR60 Subparts A and Dc | Good combustion practices will limit VOC emissions to 0.005 lb per 1000 scf. Fuel flow will be measured. | 0.0049 | LB/MMBtu | EACH BOILER | BACT-PSD | NSPS | N | 0 | U | 0 |  |  | 0 |  |  | 0 | 0 | N |  | 40CFR60 Subparts A and Dc | Good combustion practices will limit VOC emissions to 0.005 lb per 1000 scf. Fuel flow will be measured. | 0.0049 | LB/MMBtu | EACH BOILER | BACT-PSD | NSPS | N | 0 | U | 0 |  |  | 0 |  |  | 0 | 0 | N |  | 40CFR60 Subparts A and Dc | Good combustion practices will limit VOC emissions to 0.005 lb per 1000 scf. Fuel flow will be measured. | 0.0049 | LB/MMBtu | EACH BOILER | BACT-PSD | NSPS | N | 0 | U | 0 |  |  | 0 |  |  | 0 | 0 | N |  | 40CFR60 Subparts A and Dc | Good combustion practices will limit VOC emissions to 0.005 lb per 1000 scf. Fuel flow will be measured. | 0.0049 | LB/MMBtu | EACH BOILER | BACT-PSD | NSPS | N | 0 | U | 0 |  |  | 0 |  |  | 0 | 0 | N |  | 40CFR60 Subparts A and Dc | Good combustion practices will limit VOC emissions to 0.005 lb per 1000 scf. Fuel flow will be measured. | 0.0049 | LB/MMBtu | EACH BOILER | BACT-PSD | NSPS | N | 0 | U | 0 |  |  | 0 |  |  | 0 | 0 | N |  | 40CFR60 Subparts A and Dc | Good combustion practices will limit VOC emissions to 0.005 lb per 1000 scf. Fuel flow will be measured. | 0.0049 | LB/MMBtu | EACH BOILER | BACT-PSD | NSPS | N | 0 | U | 0 |  |  | 0 |  |  | 0 | 0 | N |  | 40CFR60 Subparts A and Dc | Good combustion practices will limit VOC emissions to 0.005 lb per 1000 scf. Fuel flow will be measured. | 0.0049 | LB/MMBtu | EACH BOILER | BACT-PSD | NSPS | N | 0 | U | 0 |  |  | 0 |  |  | 0 | 0 | N |  | 40CFR60 Subparts A and Dc | Good combustion practices will limit VOC emissions to 0.005 lb per 1000 scf. Fuel flow will be measured. | 0.0049 | LB/MMBtu | EACH BOILER | BACT-PSD | NSPS | N | 0 | U | 0 |  |  | 0 |  |  | 0 | 0 | N |  | 40CFR60 Subparts A and Dc | Good combustion practices will limit VOC emissions to 0.005 lb per 1000 scf. Fuel flow will be measured. | 0.0049 | LB/MMBtu | EACH BOILER | BACT-PSD | NSPS | N | 0 | U | 0 |  |  | 0 |  |  | 0 | 0 | N |  | 40CFR60 Subparts A and Dc | Good combustion practices will limit VOC emissions to 0.005 lb per 1000 scf. Fuel flow will be measured. | 0.0049 | LB/MMBtu | EACH BOILER | BACT-PSD | NSPS | N | 0 | U | 0 |  |  | 0 |  |  | 0 | 0 | N |  | 40CFR60 Subparts A and Dc | Good combustion practices will limit VOC emissions to 0.005 lb per 1000 scf. Fuel flow will be measured. | 0.0049 | LB/MMBtu | EACH BOILER | BACT-PSD | NSPS | N | 0 | U | 0 |  |  | 0 |  |  | 0 | 0 | N |  | 40CFR60 Subparts A and Dc | Good combustion practices will limit VOC emissions to 0.005 lb per 1000 scf. Fuel flow will be measured. | 0.0049 | LB/MMBtu | EACH BOILER | BACT-PSD | NSPS | N | 0 | U | 0 |  |  | 0 |  |  | 0 | 0 | N |  | 40CFR60 Subparts A and Dc | Good combustion practices will limit VOC emissions to 0.005 lb per 1000 scf. Fuel flow will be measured. | 0.0049 | LB/MMBtu | EACH BOILER | BACT-PSD | NSPS | N | 0 | U | 0 |  |  | 0 |  |  | 0 | 0 | N |  | 40CFR60 Subparts A and Dc | Good combustion practices will limit VOC emissions to 0.005 lb per 1000 scf. Fuel flow will be measured. | 0.0049 | LB/MMBtu | EACH BOILER | BACT-PSD | NSPS | N | 0 | U | 0 |  |  | 0 |  |  | 0 | 0 | N |  | 40CFR60 Subparts A and Dc | Good combustion practices will limit VOC emissions to 0.005 lb per 1000 scf. Fuel flow will be measured. | 0.0049 | LB/MMBtu | EACH BOILER | BACT-PSD | NSPS | N | 0 | U | 0 |  |  | 0 |  |  | 0 | 0 | N |  | 40CFR60 Subparts A and Dc | Good combustion practices will limit VOC emissions to 0.005 lb per 1000 scf. Fuel flow will be measured. | 0.0049 | LB/MMBtu | EACH BOILER | BACT-PSD | NSPS | N | 0 | U | 0 |  |  | 0 |  |  | 0 | 0 | N |  | 40CFR60 Subparts A and Dc | Good combustion practices will limit VOC emissions to 0.005 lb per 1000 scf. Fuel flow will be measured. | 0.0049 | LB/MMBtu | EACH BOILER | BACT-PSD | NSPS | N | 0 | U | 0 |  |  | 0 |  |  | 0 | 0 | N |  | 40CFR60 Subparts A and Dc | Good combustion practices will limit VOC emissions to 0.005 lb per 1000 scf. Fuel flow will be measured. | 0.0049 | LB/MMBtu | EACH BOILER | BACT-PSD | NSPS | N | 0 | U | 0 |  |  | 0 |  |  | 0 | 0 | N |  | 40CFR60 Subparts A and Dc | Good combustion practices will limit VOC emissions to 0.005 lb per 1000 scf. Fuel flow will be measured. | 0.0049 | LB/MMBtu | EACH BOILER | BACT-PSD | NSPS | N | 0 | U | 0 |  |  | 0 |  |  | 0 | 0 | N |  | 40CFR60 Subparts A and Dc | Good combustion practices will limit VOC emissions to 0.005 lb per 1000 scf. Fuel flow will be measured. | 0.0049 | LB/MMBtu | EACH BOILER | BACT-PSD | NSPS | N | 0 | U | 0 |  |  | 0 |  |  | 0 | 0 | N |  | 40CFR60 Subparts A and Dc | Good combustion practices will limit VOC emissions to 0.005 lb per 1000 scf. Fuel flow will be measured. | 0.0049 | LB/MMBtu | EACH BOILER | BACT-PSD | NSPS | N | 0 | U | 0 |  |  | 0 |  |  | 0 | 0 | N |  | 40CFR60 Subparts A and Dc | Good combustion practices will limit VOC emissions to 0.005 lb per 1000 scf. Fuel flow will be measured. | 0.0049 | LB/MMBtu | EACH BOILER | BACT-PSD | NSPS | N | 0 | U | 0 |  |  | 0 |  |  | 0 | 0 | N |  | 40CFR60 Subparts A and Dc | Good combustion practices will limit VOC emissions to 0.005 lb per 1000 scf. Fuel flow will be measured. | 0.0049 | LB/MMBtu | EACH BOILER | BACT-PSD | NSPS | N | 0 | U | 0 |  |  | 0 |  |  | 0 | 0 | N |  | 40CFR60 Subparts A and Dc | Good combustion practices will limit VOC emissions to 0.005 lb per 1000 scf. Fuel flow will be measured. | 0.0049 | LB/MMBtu | EACH BOILER | BACT-PSD | NSPS | N | 0 | U | 0 |  |  | 0 |  |  | 0 | 0 | N |  | 40CFR60 Subparts A and Dc | Good combustion practices will limit VOC emissions to 0.005 lb per 1000 scf. Fuel flow will be measured. | 0.0049 | LB/MMBtu | EACH BOILER | BACT-PSD | NSPS | N | 0 | U | 0 |  |  | 0 |  |  | 0 | 0 | N |  | 40CFR60 Subparts A and Dc | Good combustion practices will limit VOC emissions to 0.005 lb per 1000 scf. Fuel flow will be measured. | 0.0049 | LB/MMBtu | EACH BOILER | BACT-PSD | NSPS | N | 0 | U | 0 |  |  | 0 |  |  | 0 | 0 | N |  | 40CFR60 Subparts A and Dc | Good combustion practices will limit VOC emissions to 0.005 lb per 1000 scf. Fuel flow will be measured. | 0.0049 | LB/MMBtu | EACH BOILER | BACT-PSD | NSPS | N | 0 | U | 0 |  |  | 0 |  |  | 0 | 0 | N |  | 40CFR60 Subparts A and Dc | Good combustion practices will limit VOC emissions to 0.005 lb per 1000 scf. Fuel flow will be measured. | 0.0049 | LB/MMBtu | EACH BOILER | BACT-PSD | NSPS | N | 0 | U | 0 |  |  | 0 |  |  | 0 | 0 | N |  | 40CFR60 Subparts A and Dc | Good combustion practices will limit VOC emissions to 0.005 lb per 1000 scf. Fuel flow will be measured. | 0.0049 | LB/MMBtu | EACH BOILER | BACT-PSD | NSPS | N | 0 | U | 0 |  |  | 0 |  |  | 0 | 0 | N |  | 40CFR60 Subparts A and Dc | Good combustion practices will limit VOC emissions to 0.005 lb per 1000 scf. Fuel flow will be measured. | 0.0049 | LB/MMBtu | EACH BOILER | BACT-PSD | NSPS | N | 0 | U | 0 |  |  | 0 |  |  | 0 | 0 | N |  | 40CFR60 Subparts A and Dc | Good combustion practices will limit VOC emissions to 0.005 lb per 1000 scf. Fuel flow will be measured. | 0.0049 | LB/MMBtu | EACH BOILER | BACT-PSD | NSPS | N | 0 | U | 0 |  |  | 0 |  |  | 0 | 0 | N |  | 40CFR60 Subparts A and Dc | Good combustion practices will limit VOC emissions to 0.005 lb per 1000 scf. Fuel flow will be measured. | 0.0049 | LB/MMBtu | EACH BOILER | BACT-PSD | NSPS | N | 0 | U | 0 |  |  | 0 |  |  | 0 | 0 | N |  | 40CFR60 Subparts A and Dc | Good combustion practices will limit VOC emissions to 0.005 lb per 1000 scf. Fuel flow will be measured. | 0.0049 | LB/MMBtu | EACH BOILER | BACT-PSD | NSPS | N | 0 | U | 0 |  |  | 0 |  |  | 0 | 0 | N |  | 40CFR60 Subparts A and Dc | Good combustion practices will limit VOC emissions to 0.005 lb per 1000 scf. Fuel flow will be measured. | 0.0049 | LB/MMBtu | EACH BOILER | BACT-PSD | NSPS | N | 0 | U | 0 |  |  | 0 |  |  | 0 | 0 | N |  | 40CFR60 Subparts A and Dc | Good combustion practices will limit VOC emissions to 0.005 lb per 1000 scf. Fuel flow will be measured. | 0.0049 | LB/MMBtu | EACH BOILER | BACT-PSD | NSPS | N | 0 | U | 0 |  |  | 0 |  |  | 0 | 0 | N |  | 40CFR60 Subparts A and Dc | Good combustion practices will limit VOC emissions to 0.005 lb per 1000 scf. Fuel flow will be measured. | 0.0049 | LB/MMBtu | EACH BOILER | BACT-PSD | NSPS | N | 0 | U | 0 |  |  | 0 |  |  | 0 | 0 | N |  | 40CFR60 Subparts A and Dc | Good combustion practices will limit VOC emissions to 0.005 lb per 1000 scf. Fuel flow will be measured. | 0.0049 | LB/MMBtu | EACH BOILER | BACT-PSD | NSPS | N | 0 | U | 0 |  |  | 0 |  |  | 0 | 0 | N |  | 40CFR60 Subparts A and Dc | Good combustion practices will limit VOC emissions to 0.005 lb per 1000 scf. Fuel flow will be measured. | 0.0049 | LB/MMBtu | EACH BOILER | BACT-PSD | NSPS | N | 0 | U | 0 |  |  | 0 |  |  | 0 | 0 | N |  | 40CFR60 Subparts A and Dc | Good combustion practices will limit VOC emissions to 0.005 lb per 1000 scf. Fuel flow will be measured. | 0.0049 | LB/MMBtu | EACH BOILER | BACT-PSD | NSPS | N | 0 | U | 0 |  |  | 0 |  |  | 0 | 0 | N |  | 40CFR60 Subparts A and Dc | Good combustion practices will limit VOC emissions to 0.005 lb per 1000 scf. Fuel flow will be measured. | 0.0049 | LB/MMBtu | EACH BOILER | BACT-PSD | NSPS | N | 0 | U | 0 |  |  | 0 |  |  | 0 | 0 | N |  | 40CFR60 Subparts A and Dc | Good combustion practices will limit VOC emissions to 0.005 lb per 1000 scf. Fuel flow will be measured. | 0.0049 | LB/MMBtu | EACH BOILER | BACT-PSD | NSPS | N | 0 | U | 0 |  |  | 0 |  |  | 0 | 0 | N |  | 40CFR60 Subparts A and Dc | Good combustion practices will limit VOC emissions to 0.005 lb per 1000 scf. Fuel flow will be measured. | 0.0049 | LB/MMBtu | EACH BOILER | BACT-PSD | NSPS | N | 0 | U | 0 |  |  | 0 |  |  | 0 | 0 | N |  | 40CFR60 Subparts A and Dc | Good combustion practices will limit VOC emissions to 0.005 lb per 1000 scf. Fuel flow will be measured. | 0.0049 | LB/MMBtu | EACH BOILER | BACT-PSD | NSPS | N | 0 | U | 0 |  |  | 0 |  |  | 0 | 0 | N |  | 40CFR60 Subparts A and Dc | Good combustion practices will limit VOC emissions to 0.005 lb per 1000 scf. Fuel flow will be measured. | 0.0049 | LB/MMBtu | EACH BOILER | BACT-PSD | NSPS | N | 0 | U | 0 |  |  | 0 |  |  | 0 | 0 | N |  | 40CFR60 Subparts A and Dc | Good combustion practices will limit VOC emissions to 0.005 lb per 1000 scf. Fuel flow will be measured. | 0.0049 | LB/MMBtu | EACH BOILER | BACT-PSD | NSPS | N | 0 | U | 0 |  |  | 0 |  |  | 0 | 0 | N |  | 40CFR60 Subparts A and Dc | Good combustion practices will limit VOC emissions to 0.005 lb per 1000 scf. Fuel flow will be measured. | 0.0049 | LB/MMBtu | EACH BOILER | BACT-PSD | NSPS | N | 0 | U | 0 |  |  | 0 |  |  | 0 | 0 | N |  | 40CFR60 Subparts A and Dc | Good combustion practices will limit VOC emissions to 0.005 lb per 1000 scf. Fuel flow will be measured. | 0.0049 | LB/MMBtu | EACH BOILER | BACT-PSD | NSPS | N | 0 | U | 0 |  |  | 0 |  |  | 0 | 0 | N |  | 40CFR60 Subparts A and Dc | Good combustion practices will limit VOC emissions to 0.005 lb per 1000 scf. Fuel flow will be measured. | 0.0049 | LB/MMBtu | EACH BOILER | BACT-PSD | NSPS | N | 0 | U | 0 |  |  | 0 |  |  | 0 | 0 | N |  | 40CFR60 Subparts A and Dc | Good combustion practices will limit VOC emissions to 0.005 lb per 1000 scf. Fuel flow will be measured. | 0.0049 | LB/MMBtu | EACH BOILER | BACT-PSD | NSPS | N | 0 | U | 0 |  |  | 0 |  |  | 0 | 0 | N |  | 40CFR60 Subparts A and Dc | Good combustion practices will limit VOC emissions to 0.005 lb per 1000 scf. Fuel flow will be measured. | 0.0049 | LB/MMBtu | EACH BOILER | BACT-PSD | NSPS | N | 0 | U | 0 |  |  | 0 |  |  | 0 | 0 | N |  | 40CFR60 Subparts A and Dc | Good combustion practices will limit VOC emissions to 0.005 lb per 1000 scf. Fuel flow will be measured. | 0.0049 | LB/MMBtu | EACH BOILER | BACT-PSD | NSPS | N | 0 | U | 0 |  |  | 0 |  |  | 0 | 0 | N |  | 40CFR60 Subparts A and Dc | Good combustion practices will limit VOC emissions to 0.005 lb per 1000 scf. Fuel flow will be measured. | 0.0049 | LB/MMBtu | EACH BOILER | BACT-PSD | NSPS | N | 0 | U | 0 |  |  | 0 |  |  | 0 | 0 | N |  | 40CFR60 Subparts A and Dc | Good combustion practices will limit VOC emissions to 0.005 lb per 1000 scf. Fuel flow will be measured. | 0.0049 | LB/MMBtu | EACH BOILER | BACT-PSD | NSPS | N | 0 | U | 0 |  |  | 0 |  |  | 0 | 0 | N |  | 40CFR60 Subparts A and Dc | Good combustion practices will limit VOC emissions to 0.005 lb per 1000 scf. Fuel flow will be measured. | 0.0049 | LB/MMBtu | EACH BOILER | BACT-PSD | NSPS | N | 0 | U | 0 |  |  | 0 |  |  | 0 | 0 | N |  | 40CFR60 Subparts A and Dc | Good combustion practices will limit VOC emissions to 0.005 lb per 1000 scf. Fuel flow will be measured. | 0.0049 | LB/MMBtu | EACH BOILER | BACT-PSD | NSPS | N | 0 | U | 0 |  |  | 0 |  |  | 0 | 0 | N |  | 40CFR60 Subparts A and Dc | Good combustion practices will limit VOC emissions to 0.005 lb per 1000 scf. Fuel flow will be measured. | 0.0049 | LB/MMBtu | EACH BOILER | BACT-PSD | NSPS | N | 0 | U | 0 |  |  | 0 |  |  | 0 | 0 | N |  | 40CFR60 Subparts A and Dc | Good combustion practices will limit VOC emissions to 0.005 lb per 1000 scf. Fuel flow will be measured. | 0.0049 | LB/MMBtu | EACH BOILER | BACT-PSD | NSPS | N | 0 | U | 0 |  |  | 0 |  |  | 0 | 0 | N |  | 40CFR60 Subparts A and Dc | Good combustion practices will limit VOC emissions to 0.005 lb per 1000 scf. Fuel flow will be measured. | 0.0049 | LB/MMBtu | EACH BOILER | BACT-PSD | NSPS | N | 0 | U | 0 |  |  | 0 |  |  | 0 | 0 | N |  | 40CFR60 Subparts A and Dc | Good combustion practices will limit VOC emissions to 0.005 lb per 1000 scf. Fuel flow will be measured. | 0.0049 | LB/MMBtu | EACH BOILER | BACT-PSD | NSPS | N | 0 | U | 0 |  |  | 0 |  |  | 0 | 0 | N |  | 40CFR60 Subparts A and Dc | Good combustion practices will limit VOC emissions to 0.005 lb per 1000 scf. Fuel flow will be measured. | 0.0049 | LB/MMBtu | EACH BOILER | BACT-PSD | NSPS | N | 0 | U | 0 |  |  | 0 |  |  | 0 | 0 | N |  | 40CFR60 Subparts A and Dc | Good combustion practices will limit VOC emissions to 0.005 lb per 1000 scf. Fuel flow will be measured. | 0.0049 | LB/MMBtu | EACH BOILER | BACT-PSD | NSPS | N | 0 | U | 0 |  |  | 0 |  |  | 0 | 0 | N |  | 40CFR60 Subparts A and Dc | Good combustion practices will limit VOC emissions to 0.005 lb per 1000 scf. Fuel flow will be measured. | 0.0049 | LB/MMBtu | EACH BOILER | BACT-PSD | NSPS | N | 0 | U | 0 |  |  | 0 |  |  | 0 | 0 | N |  | 40CFR60 Subparts A and Dc | Good combustion practices will limit VOC emissions to 0.005 lb per 1000 scf. Fuel flow will be measured. | 0.0049 | LB/MMBtu | EACH BOILER | BACT-PSD | NSPS | N | 0 | U | 0 |  |  | 0 |  |  | 0 | 0 | N |  | 40CFR60 Subparts A and Dc | Good combustion practices will limit VOC emissions to 0.005 lb per 1000 scf. Fuel flow will be measured. | 0.0049 | LB/MMBtu | EACH BOILER | BACT-PSD | NSPS | N | 0 | U | 0 |  |  | 0 |  |  | 0 | 0 | N |  | 40CFR60 Subparts A and Dc | Good combustion practices will limit VOC emissions to 0.005 lb per 1000 scf. Fuel flow will be measured. | 0.0049 | LB/MMBtu | EACH BOILER | BACT-PSD | NSPS | N | 0 | U | 0 |  |  | 0 |  |  | 0 | 0 | N |  | 40CFR60 Subparts A and Dc | Good combustion practices will limit VOC emissions to 0.005 lb per 1000 scf. Fuel flow will be measured. | 0.0049 | LB/MMBtu | EACH BOILER | BACT-PSD | NSPS | N | 0 | U | 0 |  |  | 0 |  |  | 0 | 0 | N |  | 40CFR60 Subparts A and Dc | Good combustion practices will limit VOC emissions to 0.005 lb per 1000 scf. Fuel flow will be measured. | 0.0049 | LB/MMBtu | EACH BOILER | BACT-PSD | NSPS | N | 0 | U | 0 |  |  | 0 |  |  | 0 | 0 | N |  | 40CFR60 Subparts A and Dc | Good combustion practices will limit VOC emissions to 0.005 lb per 1000 scf. Fuel flow will be measured. | 0.0049 | LB/MMBtu | EACH BOILER | BACT-PSD | NSPS | N | 0 | U | 0 |  |  | 0 |  |  | 0 | 0 | N |  | 40CFR60 Subparts A and Dc | Good combustion practices will limit VOC emissions to 0.005 lb per 1000 scf. Fuel flow will be measured. | 0.0049 | LB/MMBtu | EACH BOILER | BACT-PSD | NSPS | N | 0 | U | 0 |  |  | 0 |  |  | 0 | 0 | N |  | 40CFR60 Subparts A and Dc | Good combustion practices will limit VOC emissions to 0.005 lb per 1000 scf. Fuel flow will be measured. | 0.0049 | LB/MMBtu | EACH BOILER | BACT-PSD | NSPS | N | 0 | U | 0 |  |  | 0 |  |  | 0 | 0 | N |  | 40CFR60 Subparts A and Dc | Good combustion practices will limit VOC emissions to 0.005 lb per 1000 scf. Fuel flow will be measured. | 0.0049 | LB/MMBtu | EACH BOILER | BACT-PSD | NSPS | N | 0 | U | 0 |  |  | 0 |  |  | 0 | 0 | N |  | 40CFR60 Subparts A and Dc | Good combustion practices will limit VOC emissions to 0.005 lb per 1000 scf. Fuel flow will be measured. | 0.0049 | LB/MMBtu | EACH BOILER | BACT-PSD | NSPS | N | 0 | U | 0 |  |  | 0 |  |  | 0 | 0 | N |  | 40CFR60 Subparts A and Dc | Good combustion practices will limit VOC emissions to 0.005 lb per 1000 scf. Fuel flow will be measured. | 0.0049 | LB/MMBtu | EACH BOILER | BACT-PSD | NSPS | N | 0 | U | 0 |  |  | 0 |  |  | 0 | 0 | N |  | 40CFR60 Subparts A and Dc | Good combustion practices will limit VOC emissions to 0.005 lb per 1000 scf. Fuel flow will be measured. | 0.0049 | LB/MMBtu | EACH BOILER | BACT-PSD | NSPS | N | 0 | U | 0 |  |  | 0 |  |  | 0 | 0 | N |  | 40CFR60 Subparts A and Dc | Good combustion practices will limit VOC emissions to 0.005 lb per 1000 scf. Fuel flow will be measured. | 0.0049 | LB/MMBtu | EACH BOILER | BACT-PSD | NSPS | N | 0 | U | 0 |  |  | 0 |  |  | 0 | 0 | N |  | 40CFR60 Subparts A and Dc | Good combustion practices will limit VOC emissions to 0.005 lb per 1000 scf. Fuel flow will be measured. | 0.0049 | LB/MMBtu | EACH BOILER | BACT-PSD | NSPS | N | 0 | U | 0 |  |  | 0 |  |  | 0 | 0 | N |  | 40CFR60 Subparts A and Dc | Good combustion practices will limit VOC emissions to 0.005 lb per 1000 scf. Fuel flow will be measured. | 0.0049 | LB/MMBtu | EACH BOILER | BACT-PSD | NSPS | N | 0 | U | 0 |  |  | 0 |  |  | 0 | 0 | N |  | 40CFR60 Subparts A and Dc | Good combustion practices will limit VOC emissions to 0.005 lb per 1000 scf. Fuel flow will be measured. | 0.0049 | LB/MMBtu | EACH BOILER | BACT-PSD | NSPS | N | 0 | U | 0 |  |  | 0 |  |  | 0 | 0 | N |  | 40CFR60 Subparts A and Dc | Good combustion practices will limit VOC emissions to 0.005 lb per 1000 scf. Fuel flow will be measured. | 0.0049 | LB/MMBtu | EACH BOILER | BACT-PSD | NSPS | N | 0 | U | 0 |  |  | 0 |  |  | 0 | 0 | N |  | 40CFR60 Subparts A and Dc | Good combustion practices will limit VOC emissions to 0.005 lb per 1000 scf. Fuel flow will be measured. | 0.0049 | LB/MMBtu | EACH BOILER | BACT-PSD | NSPS | N | 0 | U | 0 |  |  | 0 |  |  | 0 | 0 | N |  | 40CFR60 Subparts A and Dc | Good combustion practices will limit VOC emissions to 0.005 lb per 1000 scf. Fuel flow will be measured. | 0.0049 | LB/MMBtu | EACH BOILER | BACT-PSD | NSPS | N | 0 | U | 0 |  |  | 0 |  |  | 0 | 0 | N |  | 40CFR60 Subparts A and Dc | Good combustion practices will limit VOC emissions to 0.005 lb per 1000 scf. Fuel flow will be measured. | 0.0049 | LB/MMBtu | EACH BOILER | BACT-PSD | NSPS | N | 0 | U | 0 |  |  | 0 |  |  | 0 | 0 | N |  | 40CFR60 Subparts A and Dc | Good combustion practices will limit VOC emissions to 0.005 lb per 1000 scf. Fuel flow will be measured. | 0.0049 | LB/MMBtu | EACH BOILER | BACT-PSD | NSPS | N | 0 | U | 0 |  |  | 0 |  |  | 0 | 0 | N |  | 40CFR60 Subparts A and Dc | Good combustion practices will limit VOC emissions to 0.005 lb per 1000 scf. Fuel flow will be measured. | 0.0049 | LB/MMBtu | EACH BOILER | BACT-PSD | NSPS | N | 0 | U | 0 |  |  | 0 |  |  | 0 | 0 | N |  | 40CFR60 Subparts A and Dc | Good combustion practices will limit VOC emissions to 0.005 lb per 1000 scf. Fuel flow will be measured. | 0.0049 | LB/MMBtu | EACH BOILER | BACT-PSD | NSPS | N | 0 | U | 0 |  |  | 0 |  |  | 0 | 0 | N |  | 40CFR60 Subparts A and Dc | Good combustion practices will limit VOC emissions to 0.005 lb per 1000 scf. Fuel flow will be measured. | 0.0049 | LB/MMBtu | EACH BOILER | BACT-PSD | NSPS | N | 0 | U | 0 |  |  | 0 |  |  | 0 | 0 | N |  | 40CFR60 Subparts A and Dc | Good combustion practices will limit VOC emissions to 0.005 lb per 1000 scf. Fuel flow will be measured. | 0.0049 | LB/MMBtu | EACH BOILER | BACT-PSD | NSPS | N | 0 | U | 0 |  |  | 0 |  |  | 0 | 0 | N |  | 40CFR60 Subparts A and Dc | Good combustion practices will limit VOC emissions to 0.005 lb per 1000 scf. Fuel flow will be measured. | 0.0049 | LB/MMBtu | EACH BOILER | BACT-PSD | NSPS | N | 0 | U | 0 |  |  | 0 |  |  | 0 | 0 | N |  | 40CFR60 Subparts A and Dc | Good combustion practices will limit VOC emissions to 0.005 lb per 1000 scf. Fuel flow will be measured. | 0.0049 | LB/MMBtu | EACH BOILER | BACT-PSD | NSPS | N | 0 | U | 0 |  |  | 0 |  |  | 0 | 0 | N |  | 40CFR60 Subparts A and Dc | Good combustion practices will limit VOC emissions to 0.005 lb per 1000 scf. Fuel flow will be measured. | 0.0049 | LB/MMBtu | EACH BOILER | BACT-PSD | NSPS | N | 0 | U | 0 |  |  | 0 |  |  | 0 | 0 | N |  | 40CFR60 Subparts A and Dc | Good combustion practices will limit VOC emissions to 0.005 lb per 1000 scf. Fuel flow will be measured. | 0.0049 | LB/MMBtu | EACH BOILER | BACT-PSD | NSPS | N | 0 | U | 0 |  |  | 0 |  |  | 0 | 0 | N |  | 40CFR60 Subparts A and Dc | Good combustion practices will limit VOC emissions to 0.005 lb per 1000 scf. Fuel flow will be measured. | 0.0049 | LB/MMBtu | EACH BOILER | BACT-PSD | NSPS | N | 0 | U | 0 |  |  | 0 |  |  | 0 | 0 | N |  | 40CFR60 Subparts A and Dc | Good combustion practices will limit VOC emissions to 0.005 lb per 1000 scf. Fuel flow will be measured. | 0.0049 | LB/MMBtu | EACH BOILER | BACT-PSD | NSPS | N | 0 | U | 0 |  |  | 0 |  |  | 0 | 0 | N |  | 40CFR60 Subparts A and Dc | Good combustion practices will limit VOC emissions to 0.005 lb per 1000 scf. Fuel flow will be measured. | 0.0049 | LB/MMBtu | EACH BOILER | BACT-PSD | NSPS | N | 0 | U | 0 |  |  | 0 |  |  | 0 | 0 | N |  | 40CFR60 Subparts A and Dc | Good combustion practices will limit VOC emissions to 0.005 lb per 1000 scf. Fuel flow will be measured. | 0.0049 | LB/MMBtu | EACH BOILER | BACT-PSD | NSPS | N | 0 | U | 0 |  |  | 0 |  |  | 0 | 0 | N |  | 40CFR60 Subparts A and Dc | Good combustion practices will limit VOC emissions to 0.005 lb per 1000 scf. Fuel flow will be measured. | 0.0049 | LB/MMBtu | EACH BOILER | BACT-PSD | NSPS | N | 0 | U | 0 |  |  | 0 |  |  | 0 | 0 | N |  | 40CFR60 Subparts A and Dc | Good combustion practices will limit VOC emissions to 0.005 lb per 1000 scf. Fuel flow will be measured. | 0.0049 | LB/MMBtu | EACH BOILER | BACT-PSD | NSPS | N | 0 | U | 0 |  |  | 0 |  |  | 0 | 0 | N |  | 40CFR60 Subparts A and Dc | Good combustion practices will limit VOC emissions to 0.005 lb per 1000 scf. Fuel flow will be measured. | 0.0049 | LB/MMBtu | EACH BOILER | BACT-PSD | NSPS | N | 0 | U | 0 |  |  | 0 |  |  | 0 | 0 | N |  | 40CFR60 Subparts A and Dc | Good combustion practices will limit VOC emissions to 0.005 lb per 1000 scf. Fuel flow will be measured. | 0.0049 | LB/MMBtu | EACH BOILER | BACT-PSD | NSPS | N | 0 | U | 0 |  |  | 0 |  |  | 0 | 0 | N |  | 40CFR60 Subparts A and Dc | Good combustion practices will limit VOC emissions to 0.005 lb per 1000 scf. Fuel flow will be measured. | 0.0049 | LB/MMBtu | EACH BOILER | BACT-PSD | NSPS | N | 0 | U | 0 |  |  | 0 |  |  | 0 | 0 | N |  | 40CFR60 Subparts A and Dc | Good combustion practices will limit VOC emissions to 0.005 lb per 1000 scf. Fuel flow will be measured. | 0.0049 | LB/MMBtu | EACH BOILER | BACT-PSD | NSPS | N | 0 | U | 0 |  |  | 0 |  |  | 0 | 0 | N |  | 40CFR60 Subparts A and Dc | Good combustion practices will limit VOC emissions to 0.005 lb per 1000 scf. Fuel flow will be measured. | 0.0049 | LB/MMBtu | EACH BOILER | BACT-PSD | NSPS | N | 0 | U | 0 |  |  | 0 |  |  | 0 | 0 | N |  | 40CFR60 Subparts A and Dc | Good combustion practices will limit VOC emissions to 0.005 lb per 1000 scf. Fuel flow will be measured. | 0.0049 | LB/MMBtu | EACH BOILER | BACT-PSD | NSPS | N | 0 | U | 0 |  |  | 0 |  |  | 0 | 0 | N |  | 40CFR60 Subparts A and Dc | Good combustion practices will limit VOC emissions to 0.005 lb per 1000 scf. Fuel flow will be measured. | 0.0049 | LB/MMBtu | EACH BOILER | BACT-PSD | NSPS | N | 0 | U | 0 |  |  | 0 |  |  | 0 | 0 | N |  | 40CFR60 Subparts A and Dc | Good combustion practices will limit VOC emissions to 0.005 lb per 1000 scf. Fuel flow will be measured. | 0.0049 | LB/MMBtu | EACH BOILER | BACT-PSD | NSPS | N | 0 | U | 0 |  |  | 0 |  |  | 0 | 0 | N |  | 40CFR60 Subparts A and Dc | Good combustion practices will limit VOC emissions to 0.005 lb per 1000 scf. Fuel flow will be measured. | 0.0049 | LB/MMBtu | EACH BOILER | BACT-PSD | NSPS | N | 0 | U | 0 |  |  | 0 |  |  | 0 | 0 | N |  | 40CFR60 Subparts A and Dc | Good combustion practices will limit VOC emissions to 0.005 lb per 1000 scf. Fuel flow will be measured. | 0.0049 | LB/MMBtu | EACH BOILER | BACT-PSD | NSPS | N | 0 | U | 0 |  |  | 0 |  |  | 0 | 0 | N |  | 40CFR60 Subparts A and Dc | Good combustion practices will limit VOC emissions to 0.005 lb per 1000 scf. Fuel flow will be measured. | 0.0049 | LB/MMBtu | EACH BOILER | BACT-PSD | NSPS | N | 0 | U | 0 |  |  | 0 |  |  | 0 | 0 | N |  | 40CFR60 Subparts A and Dc | Good combustion practices will limit VOC emissions to 0.005 lb per 1000 scf. Fuel flow will be measured. | 0.0049 | LB/MMBtu | EACH BOILER | BACT-PSD | NSPS | N | 0 | U | 0 |  |  | 0 |  |  | 0 | 0 | N |  | 40CFR60 Subparts A and Dc | Good combustion practices will limit VOC emissions to 0.005 lb per 1000 scf. Fuel flow will be measured. | 0.0049 | LB/MMBtu | EACH BOILER | BACT-PSD | NSPS | N | 0 | U | 0 |  |  | 0 |  |  | 0 | 0 | N |  | 40CFR60 Subparts A and Dc | Good combustion practices will limit VOC emissions to 0.005 lb per 1000 scf. Fuel flow will be measured. | 0.0049 | LB/MMBtu | EACH BOILER | BACT-PSD | NSPS | N | 0 | U | 0 |  |  | 0 |  |  | 0 | 0 | N |  | 40CFR60 Subparts A and Dc | Good combustion practices will limit VOC emissions to 0.005 lb per 1000 scf. Fuel flow will be measured. | 0.0049 | LB/MMBtu | EACH BOILER | BACT-PSD | NSPS | N | 0 | U | 0 |  |  | 0 |  |  | 0 | 0 | N |  | 40CFR60 Subparts A and Dc | Good combustion practices will limit VOC emissions to 0.005 lb per 1000 scf. Fuel flow will be measured. | 0.0049 | LB/MMBtu | EACH BOILER | BACT-PSD | NSPS | N | 0 | U | 0 |  |  | 0 |  |  | 0 | 0 | N |  | 40CFR60 Subparts A and Dc | Good combustion practices will limit VOC emissions to 0.005 lb per 1000 scf. Fuel flow will be measured. | 0.0049 | LB/MMBtu | EACH BOILER | BACT-PSD | NSPS | N | 0 | U | 0 |  |  | 0 |  |  | 0 | 0 | N |  | 40CFR60 Subparts A and Dc | Good combustion practices will limit VOC emissions to 0.005 lb per 1000 scf. Fuel flow will be measured. | 0.0049 | LB/MMBtu | EACH BOILER | BACT-PSD | NSPS | N | 0 | U | 0 |  |  | 0 |  |  | 0 | 0 | N |  | 40CFR60 Subparts A and Dc | Good combustion practices will limit VOC emissions to 0.005 lb per 1000 scf. Fuel flow will be measured. | 0.0049 | LB/MMBtu | EACH BOILER | BACT-PSD | NSPS | N | 0 | U | 0 |  |  | 0 |  |  | 0 | 0 | N |  | 40CFR60 Subparts A and Dc | Good combustion practices will limit VOC emissions to 0.005 lb per 1000 scf. Fuel flow will be measured. | 0.0049 | LB/MMBtu | EACH BOILER | BACT-PSD | NSPS | N | 0 | U | 0 |  |  | 0 |  |  | 0 | 0 | N |  | 40CFR60 Subparts A and Dc | Good combustion practices will limit VOC emissions to 0.005 lb per 1000 scf. Fuel flow will be measured. | 0.0049 | LB/MMBtu | EACH BOILER | BACT-PSD | NSPS | N | 0 | U | 0 |  |  | 0 |  |  | 0 | 0 | N |  | 40CFR60 Subparts A and Dc | Good combustion practices will limit VOC emissions to 0.005 lb per 1000 scf. Fuel flow will be measured. | 0.0049 | LB/MMBtu | EACH BOILER | BACT-PSD | NSPS | N | 0 | U | 0 |  |  | 0 |  |  | 0 | 0 | N |  | 40CFR60 Subparts A and Dc | Good combustion practices will limit VOC emissions to 0.005 lb per 1000 scf. Fuel flow will be measured. | 0.0049 | LB/MMBtu | EACH BOILER | BACT-PSD | NSPS | N | 0 | U | 0 |  |  | 0 |  |  | 0 | 0 | N |  | 40CFR60 Subparts A and Dc | Good combustion practices will limit VOC emissions to 0.005 lb per 1000 scf. Fuel flow will be measured. | 0.0049 | LB/MMBtu | EACH BOILER | BACT-PSD | NSPS | N | 0 | U | 0 |  |  | 0 |  |  | 0 | 0 | N |  | 40CFR60 Subparts A and Dc | Good combustion practices will limit VOC emissions to 0.005 lb per 1000 scf. Fuel flow will be measured. | 0.0049 | LB/MMBtu | EACH BOILER | BACT-PSD | NSPS | N | 0 | U | 0 |  |  | 0 |  |  | 0 | 0 | N |  | 40CFR60 Subparts A and Dc | Good combustion practices will limit VOC emissions to 0.005 lb per 1000 scf. Fuel flow will be measured. | 0.0049 | LB/MMBtu | EACH BOILER | BACT-PSD | NSPS | N | 0 | U | 0 |  |  | 0 |  |  | 0 | 0 | N |  | 40CFR60 Subparts A and Dc | Good combustion practices will limit VOC emissions to 0.005 lb per 1000 scf. Fuel flow will be measured. | 0.0049 | LB/MMBtu | EACH BOILER | BACT-PSD | NSPS | N | 0 | U | 0 |  |  | 0 |  |  | 0 | 0 | N |  | 40CFR60 Subparts A and Dc | Good combustion practices will limit VOC emissions to 0.005 lb per 1000 scf. Fuel flow will be measured. | 0.0049 | LB/MMBtu | EACH BOILER | BACT-PSD | NSPS | N | 0 | U | 0 |  |  | 0 |  |  | 0 | 0 | N |  | 40CFR60 Subparts A and Dc | Good combustion practices will limit VOC emissions to 0.005 lb per 1000 scf. Fuel flow will be measured. | 0.0049 | LB/MMBtu | EACH BOILER | BACT-PSD | NSPS | N | 0 | U | 0 |  |  | 0 |  |  | 0 | 0 | N |  | 40CFR60 Subparts A and Dc | Good combustion practices will limit VOC emissions to 0.005 lb per 1000 scf. Fuel flow will be measured. | 0.0049 | LB/MMBtu | EACH BOILER | BACT-PSD | NSPS | N | 0 | U | 0 |  |  | 0 |  |  | 0 | 0 | N |  | 40CFR60 Subparts A and Dc | Good combustion practices will limit VOC emissions to 0.005 lb per 1000 scf. Fuel flow will be measured. | 0.0049 | LB/MMBtu | EACH BOILER | BACT-PSD | NSPS | N | 0 | U | 0 |  |  | 0 |  |  | 0 | 0 | N |  | 40CFR60 Subparts A and Dc | Good combustion practices will limit VOC emissions to 0.005 lb per 1000 scf. Fuel flow will be measured. | 0.0049 | LB/MMBtu | EACH BOILER | BACT-PSD | NSPS | N | 0 | U | 0 |  |  | 0 |  |  | 0 | 0 | N |  | 40CFR60 Subparts A and Dc | Good combustion practices will limit VOC emissions to 0.005 lb per 1000 scf. Fuel flow will be measured. | 0.0049 | LB/MMBtu | EACH BOILER | BACT-PSD | NSPS | N | 0 | U | 0 |  |  | 0 |  |  | 0 | 0 | N |  | 40CFR60 Subparts A and Dc | Good combustion practices will limit VOC emissions to 0.005 lb per 1000 scf. Fuel flow will be measured. | 0.0049 | LB/MMBtu | EACH BOILER | BACT-PSD | NSPS | N | 0 | U | 0 |  |  | 0 |  |  | 0 | 0 | N |  | 40CFR60 Subparts A and Dc | Good combustion practices will limit VOC emissions to 0.005 lb per 1000 scf. Fuel flow will be measured. | 0.0049 | LB/MMBtu | EACH BOILER | BACT-PSD | NSPS | N | 0 | U | 0 |  |  | 0 |  |  | 0 | 0 | N |  | 40CFR60 Subparts A and Dc | Good combustion practices will limit VOC emissions to 0.005 lb per 1000 scf. Fuel flow will be measured. | 0.0049 | LB/MMBtu | EACH BOILER | BACT-PSD | NSPS | N | 0 | U | 0 |  |  | 0 |  |  | 0 | 0 | N |  | 40CFR60 Subparts A and Dc | Good combustion practices will limit VOC emissions to 0.005 lb per 1000 scf. Fuel flow will be measured. | 0.0049 | LB/MMBtu | EACH BOILER | BACT-PSD | NSPS | N | 0 | U | 0 |  |  | 0 |  |  | 0 | 0 | N |  | 40CFR60 Subparts A and Dc | Good combustion practices will limit VOC emissions to 0.005 lb per 1000 scf. Fuel flow will be measured. | 0.0049 | LB/MMBtu | EACH BOILER | BACT-PSD | NSPS | N | 0 | U | 0 |  |  | 0 |  |  | 0 | 0 | N |  | 40CFR60 Subparts A and Dc | Good combustion practices will limit VOC emissions to 0.005 lb per 1000 scf. Fuel flow will be measured. | 0.0049 | LB/MMBtu | EACH BOILER | BACT-PSD | NSPS | N | 0 | U | 0 |  |  | 0 |  |  | 0 | 0 | N |  | 40CFR60 Subparts A and Dc | Good combustion practices will limit VOC emissions to 0.005 lb per 1000 scf. Fuel flow will be measured. | 0.0049 | LB/MMBtu | EACH BOILER | BACT-PSD | NSPS | N | 0 | U | 0 |  |  | 0 |  |  | 0 | 0 | N |  | 40CFR60 Subparts A and Dc | Good combustion practices will limit VOC emissions to 0.005 lb per 1000 scf. Fuel flow will be measured. | 0.0049 | LB/MMBtu | EACH BOILER | BACT-PSD | NSPS | N | 0 | U | 0 |  |  | 0 |  |  | 0 | 0 | N |  | 40CFR60 Subparts A and Dc | Good combustion practices will limit VOC emissions to 0.005 lb per 1000 scf. Fuel flow will be measured. | 0.0049 | LB/MMBtu | EACH BOILER | BACT-PSD | NSPS | N | 0 | U | 0 |  |  | 0 |  |  | 0 | 0 | N |  | 40CFR60 Subparts A and Dc | Good combustion practices will limit VOC emissions to 0.005 lb per 1000 scf. Fuel flow will be measured. | 0.0049 | LB/MMBtu | EACH BOILER | BACT-PSD | NSPS | N | 0 | U | 0 |  |  | 0 |  |  | 0 | 0 | N |  | 40CFR60 Subparts A and Dc | Good combustion practices will limit VOC emissions to 0.005 lb per 1000 scf. Fuel flow will be measured. | 0.0049 | LB/MMBtu | EACH BOILER | BACT-PSD | NSPS | N | 0 | U | 0 |  |  | 0 |  |  | 0 | 0 | N |  | 40CFR60 Subparts A and Dc | Good combustion practices will limit VOC emissions to 0.005 lb per 1000 scf. Fuel flow will be measured. | 0.0049 | LB/MMBtu | EACH BOILER | BACT-PSD | NSPS | N | 0 | U | 0 |  |  | 0 |  |  | 0 | 0 | N |  | 40CFR60 Subparts A and Dc | Good combustion practices will limit VOC emissions to 0.005 lb per 1000 scf. Fuel flow will be measured. | 0.0049 | LB/MMBtu | EACH BOILER | BACT-PSD | NSPS | N | 0 | U | 0 |  |  | 0 |  |  | 0 | 0 | N |  | 40CFR60 Subparts A and Dc | Good combustion practices will limit VOC emissions to 0.005 lb per 1000 scf. Fuel flow will be measured. | 0.0049 | LB/MMBtu | EACH BOILER | BACT-PSD | NSPS | N | 0 | U | 0 |  |  | 0 |  |  | 0 | 0 | N |  | 40CFR60 Subparts A and Dc | Good combustion practices will limit VOC emissions to 0.005 lb per 1000 scf. Fuel flow will be measured. | 0.0049 | LB/MMBtu | EACH BOILER | BACT-PSD | NSPS | N | 0 | U | 0 |  |  | 0 |  |  | 0 | 0 | N |  | 40CFR60 Subparts A and Dc | Good combustion practices will limit VOC emissions to 0.005 lb per 1000 scf. Fuel flow will be measured. | 0.0049 | LB/MMBtu | EACH BOILER | BACT-PSD | NSPS | N | 0 | U | 0 |  |  | 0 |  |  | 0 | 0 | N |  | 40CFR60 Subparts A and Dc | Good combustion practices will limit VOC emissions to 0.005 lb per 1000 scf. Fuel flow will be measured. | 0.0049 | LB/MMBtu | EACH BOILER | BACT-PSD | NSPS | N | 0 | U | 0 |  |  | 0 |  |  | 0 | 0 | N |  | 40CFR60 Subparts A and Dc | Good combustion practices will limit VOC emissions to 0.005 lb per 1000 scf. Fuel flow will be measured. | 0.0049 | LB/MMBtu | EACH BOILER | BACT-PSD | NSPS | N | 0 | U | 0 |  |  | 0 |  |  | 0 | 0 | N |  | 40CFR60 Subparts A and Dc | Good combustion practices will limit VOC emissions to 0.005 lb per 1000 scf. Fuel flow will be measured. | 0.0049 | LB/MMBtu | EACH BOILER | BACT-PSD | NSPS | N | 0 | U | 0 |  |  | 0 |  |  | 0 | 0 | N |  | 40CFR60 Subparts A and Dc | Good combustion practices will limit VOC emissions to 0.005 lb per 1000 scf. Fuel flow will be measured. | 0.0049 | LB/MMBtu | EACH BOILER | BACT-PSD | NSPS | N | 0 | U | 0 |  |  | 0 |  |  | 0 | 0 | N |  | 40CFR60 Subparts A and Dc | Good combustion practices will limit VOC emissions to 0.005 lb per 1000 scf. Fuel flow will be measured. | 0.0049 | LB/MMBtu | EACH BOILER | BACT-PSD | NSPS | N | 0 | U | 0 |  |  | 0 |  |  | 0 | 0 | N |  | 40CFR60 Subparts A and Dc | Good combustion practices will limit VOC emissions to 0.005 lb per 1000 scf. Fuel flow will be measured. | 0.0049 | LB/MMBtu | EACH BOILER | BACT-PSD | NSPS | N | 0 | U | 0 |  |  | 0 |  |  | 0 | 0 | N |  | 40CFR60 Subparts A and Dc | Good combustion practices will limit VOC emissions to 0.005 lb per 1000 scf. Fuel flow will be measured. | 0.0049 | LB/MMBtu | EACH BOILER | BACT-PSD | NSPS | N | 0 | U | 0 |  |  | 0 |  |  | 0 | 0 | N |  | 40CFR60 Subparts A and Dc | Good combustion practices will limit VOC emissions to 0.005 lb per 1000 scf. Fuel flow will be measured. | 0.0049 | LB/MMBtu | EACH BOILER | BACT-PSD | NSPS | N | 0 | U | 0 |  |  | 0 |  |  | 0 | 0 | N |  | 40CFR60 Subparts A and Dc | Good combustion practices will limit VOC emissions to 0.005 lb per 1000 scf. Fuel flow will be measured. | 0.0049 | LB/MMBtu | EACH BOILER | BACT-PSD | NSPS | N | 0 | U | 0 |  |  | 0 |  |  | 0 | 0 | N |  | 40CFR60 Subparts A and Dc | Good combustion practices will limit VOC emissions to 0.005 lb per 1000 scf. Fuel flow will be measured. | 0.0049 | LB/MMBtu | EACH BOILER | BACT-PSD | NSPS | N | 0 | U | 0 |  |  | 0 |  |  | 0 | 0 | N |  | 40CFR60 Subparts A and Dc | Good combustion practices will limit VOC emissions to 0.005 lb per 1000 scf. Fuel flow will be measured. | 0.0049 | LB/MMBtu | EACH BOILER | BACT-PSD | NSPS | N | 0 | U | 0 |  |  | 0 |  |  | 0 | 0 | N |  | 40CFR60 Subparts A and Dc | Good combustion practices will limit VOC emissions to 0.005 lb per 1000 scf. Fuel flow will be measured. | 0.0049 | LB/MMBtu | EACH BOILER | BACT-PSD | NSPS | N | 0 | U | 0 |  |  | 0 |  |  | 0 | 0 | N |  | 40CFR60 Subparts A and Dc | Good combustion practices will limit VOC emissions to 0.005 lb per 1000 scf. Fuel flow will be measured. | 0.0049 | LB/MMBtu | EACH BOILER | BACT-PSD | NSPS | N | 0 | U | 0 |  |  | 0 |  |  | 0 | 0 | N |  | 40CFR60 Subparts A and Dc | Good combustion practices will limit VOC emissions to 0.005 lb per 1000 scf. Fuel flow will be measured. | 0.0049 | LB/MMBtu | EACH BOILER | BACT-PSD | NSPS | N | 0 | U | 0 |  |  | 0 |  |  | 0 | 0 | N |  | 40CFR60 Subparts A and Dc | Good combustion practices will limit VOC emissions to 0.005 lb per 1000 scf. Fuel flow will be measured. | 0.0049 | LB/MMBtu | EACH BOILER | BACT-PSD | NSPS | N | 0 | U | 0 |  |  | 0 |  |  | 0 | 0 | N |  | 40CFR60 Subparts A and Dc | Good combustion practices will limit VOC emissions to 0.005 lb per 1000 scf. Fuel flow will be measured. | 0.0049 | LB/MMBtu | EACH BOILER | BACT-PSD | NSPS | N | 0 | U | 0 |  |  | 0 |  |  | 0 | 0 | N |  | 40CFR60 Subparts A and Dc | Good combustion practices will limit VOC emissions to 0.005 lb per 1000 scf. Fuel flow will be measured. | 0.0049 | LB/MMBtu | EACH BOILER | BACT-PSD | NSPS | N | 0 | U | 0 |  |  | 0 |  |  | 0 | 0 | N |  | 40CFR60 Subparts A and Dc | Good combustion practices will limit VOC emissions to 0.005 lb per 1000 scf. Fuel flow will be measured. | 0.0049 | LB/MMBtu | EACH BOILER | BACT-PSD | NSPS | N | 0 | U | 0 |  |  | 0 |  |  | 0 | 0 | N |  | 40CFR60 Subparts A and Dc | Good combustion practices will limit VOC emissions to 0.005 lb per 1000 scf. Fuel flow will be measured. | 0.0049 | LB/MMBtu | EACH BOILER | BACT-PSD | NSPS | N | 0 | U | 0 |  |  | 0 |  |  | 0 | 0 | N |  | 40CFR60 Subparts A and Dc | Good combustion practices will limit VOC emissions to 0.005 lb per 1000 scf. Fuel flow will be measured. | 0.0049 | LB/MMBtu | EACH BOILER | BACT-PSD | NSPS | N | 0 | U | 0 |  |  | 0 |  |  | 0 | 0 | N |  | 40CFR60 Subparts A and Dc | Good combustion practices will limit VOC emissions to 0.005 lb per 1000 scf. Fuel flow will be measured. | 0.0049 | LB/MMBtu | EACH BOILER | BACT-PSD | NSPS | N | 0 | U | 0 |  |  | 0 |  |  | 0 | 0 | N |  | 40CFR60 Subparts A and Dc | Good combustion practices will limit VOC emissions to 0.005 lb per 1000 scf. Fuel flow will be measured. | 0.0049 | LB/MMBtu | EACH BOILER | BACT-PSD | NSPS | N | 0 | U | 0 |  |  | 0 |  |  | 0 | 0 | N |  | 40CFR60 Subparts A and Dc | Good combustion practices will limit VOC emissions to 0.005 lb per 1000 scf. Fuel flow will be measured. | 0.0049 | LB/MMBtu | EACH BOILER | BACT-PSD | NSPS | N | 0 | U | 0 |  |  | 0 |  |  | 0 | 0 | N |  | 40CFR60 Subparts A and Dc | Good combustion practices will limit VOC emissions to 0.005 lb per 1000 scf. Fuel flow will be measured. | 0.0049 | LB/MMBtu | EACH BOILER | BACT-PSD | NSPS | N | 0 | U | 0 |  |  | 0 |  |  | 0 | 0 | N |  | 40CFR60 Subparts A and Dc | Good combustion practices will limit VOC emissions to 0.005 lb per 1000 scf. Fuel flow will be measured. | 0.0049 | LB/MMBtu | EACH BOILER | BACT-PSD | NSPS | N | 0 | U | 0 |  |  | 0 |  |  | 0 | 0 | N |  | 40CFR60 Subparts A and Dc | Good combustion practices will limit VOC emissions to 0.005 lb per 1000 scf. Fuel flow will be measured. | 0.0049 | LB/MMBtu | EACH BOILER | BACT-PSD | NSPS | N | 0 | U | 0 |  |  | 0 |  |  | 0 | 0 | N |  | 40CFR60 Subparts A and Dc | Good combustion practices will limit VOC emissions to 0.005 lb per 1000 scf. Fuel flow will be measured. | 0.0049 | LB/MMBtu | EACH BOILER | BACT-PSD | NSPS | N | 0 | U | 0 |  |  | 0 |  |  | 0 | 0 | N |  | 40CFR60 Subparts A and Dc | Good combustion practices will limit VOC emissions to 0.005 lb per 1000 scf. Fuel flow will be measured. | 0.0049 | LB/MMBtu | EACH BOILER | BACT-PSD | NSPS | N | 0 | U | 0 |  |  | 0 |  |  | 0 | 0 | N |  | 40CFR60 Subparts A and Dc | Good combustion practices will limit VOC emissions to 0.005 lb per 1000 scf. Fuel flow will be measured. | 0.0049 | LB/MMBtu | EACH BOILER | BACT-PSD | NSPS | N | 0 | U | 0 |  |  | 0 |  |  | 0 | 0 | N |  | 40CFR60 Subparts A and Dc | Good combustion practices will limit VOC emissions to 0.005 lb per 1000 scf. Fuel flow will be measured. | 0.0049 | LB/MMBtu | EACH BOILER | BACT-PSD | NSPS | N | 0 | U | 0 |  |  | 0 |  |  | 0 | 0 | N |  | 40CFR60 Subparts A and Dc | Good combustion practices will limit VOC emissions to 0.005 lb per 1000 scf. Fuel flow will be measured. | 0.0049 | LB/MMBtu | EACH BOILER | BACT-PSD | NSPS | N | 0 | U | 0 |  |  | 0 |  |  | 0 | 0 | N |  | 40CFR60 Subparts A and Dc | Good combustion practices will limit VOC emissions to 0.005 lb per 1000 scf. Fuel flow will be measured. | 0.0049 | LB/MMBtu | EACH BOILER | BACT-PSD | NSPS | N | 0 | U | 0 |  |  | 0 |  |  | 0 | 0 | N |  | 40CFR60 Subparts A and Dc | Good combustion practices will limit VOC emissions to 0.005 lb per 1000 scf. Fuel flow will be measured. | 0.0049 | LB/MMBtu | EACH BOILER | BACT-PSD | NSPS | N | 0 | U | 0 |  |  | 0 |  |  | 0 | 0 | N |  | 40CFR60 Subparts A and Dc | Good combustion practices will limit VOC emissions to 0.005 lb per 1000 scf. Fuel flow will be measured. | 0.0049 | LB/MMBtu | EACH BOILER | BACT-PSD | NSPS | N | 0 | U | 0 |  |  | 0 |  |  | 0 | 0 | N |  | 40CFR60 Subparts A and Dc | Good combustion practices will limit VOC emissions to 0.005 lb per 1000 scf. Fuel flow will be measured. | 0.0049 | LB/MMBtu | EACH BOILER | BACT-PSD | NSPS | N | 0 | U | 0 |  |  | 0 |  |  | 0 | 0 | N |  | 40CFR60 Subparts A and Dc | Good combustion practices will limit VOC emissions to 0.005 lb per 1000 scf. Fuel flow will be measured. | 0.0049 | LB/MMBtu | EACH BOILER | BACT-PSD | NSPS | N | 0 | U | 0 |  |  | 0 |  |  | 0 | 0 | N |  | 40CFR60 Subparts A and Dc | Good combustion practices will limit VOC emissions to 0.005 lb per 1000 scf. Fuel flow will be measured. | 0.0049 | LB/MMBtu | EACH BOILER | BACT-PSD | NSPS | N | 0 | U | 0 |  |  | 0 |  |  | 0 | 0 | N |  | 40CFR60 Subparts A and Dc | Good combustion practices will limit VOC emissions to 0.005 lb per 1000 scf. Fuel flow will be measured. | 0.0049 | LB/MMBtu | EACH BOILER | BACT-PSD | NSPS | N | 0 | U | 0 |  |  | 0 |  |  | 0 | 0 | N |  | 40CFR60 Subparts A and Dc | Good combustion practices will limit VOC emissions to 0.005 lb per 1000 scf. Fuel flow will be measured. | 0.0049 | LB/MMBtu | EACH BOILER | BACT-PSD | NSPS | N | 0 | U | 0 |  |  | 0 |  |  | 0 | 0 | N |  | 40CFR60 Subparts A and Dc
Oxidation Catalyst & Good Combustion Practices | 0.0022 | LB/MMBTU |  | BACT-PSD |  | U | 0 | U | 0.0022 | LB/MMBTU |  | 2 | PPM | @ 15% O2 | 0 | 0 | N |  | The above VOC limit is applicable with duct firing. The limit without duct firing is 1 ppm @ 15% O2. | Oxidation Catalyst & Good Combustion Practices | 0.0022 | LB/MMBTU |  | BACT-PSD |  | U | 0 | U | 0.0022 | LB/MMBTU |  | 2 | PPM | @ 15% O2 | 0 | 0 | N |  | The above VOC limit is applicable with duct firing. The limit without duct firing is 1 ppm @ 15% O2. | Oxidation Catalyst & Good Combustion Practices | 0.0022 | LB/MMBTU |  | BACT-PSD |  | U | 0 | U | 0.0022 | LB/MMBTU |  | 2 | PPM | @ 15% O2 | 0 | 0 | N |  | The above VOC limit is applicable with duct firing. The limit without duct firing is 1 ppm @ 15% O2. | Oxidation Catalyst & Good Combustion Practices | 0.0022 | LB/MMBTU |  | BACT-PSD |  | U | 0 | U | 0.0022 | LB/MMBTU |  | 2 | PPM | @ 15% O2 | 0 | 0 | N |  | The above VOC limit is applicable with duct firing. The limit without duct firing is 1 ppm @ 15% O2. | Oxidation Catalyst & Good Combustion Practices | 0.0022 | LB/MMBTU |  | BACT-PSD |  | U | 0 | U | 0.0022 | LB/MMBTU |  | 2 | PPM | @ 15% O2 | 0 | 0 | N |  | The above VOC limit is applicable with duct firing. The limit without duct firing is 1 ppm @ 15% O2. | Oxidation Catalyst & Good Combustion Practices | 0.0022 | LB/MMBTU |  | BACT-PSD |  | U | 0 | U | 0.0022 | LB/MMBTU |  | 2 | PPM | @ 15% O2 | 0 | 0 | N |  | The above VOC limit is applicable with duct firing. The limit without duct firing is 1 ppm @ 15% O2. | Oxidation Catalyst & Good Combustion Practices | 0.0022 | LB/MMBTU |  | BACT-PSD |  | U | 0 | U | 0.0022 | LB/MMBTU |  | 2 | PPM | @ 15% O2 | 0 | 0 | N |  | The above VOC limit is applicable with duct firing. The limit without duct firing is 1 ppm @ 15% O2. | Oxidation Catalyst & Good Combustion Practices | 0.0022 | LB/MMBTU |  | BACT-PSD |  | U | 0 | U | 0.0022 | LB/MMBTU |  | 2 | PPM | @ 15% O2 | 0 | 0 | N |  | The above VOC limit is applicable with duct firing. The limit without duct firing is 1 ppm @ 15% O2. | Oxidation Catalyst & Good Combustion Practices | 0.0022 | LB/MMBTU |  | BACT-PSD |  | U | 0 | U | 0.0022 | LB/MMBTU |  | 2 | PPM | @ 15% O2 | 0 | 0 | N |  | The above VOC limit is applicable with duct firing. The limit without duct firing is 1 ppm @ 15% O2. | Oxidation Catalyst & Good Combustion Practices | 0.0022 | LB/MMBTU |  | BACT-PSD |  | U | 0 | U | 0.0022 | LB/MMBTU |  | 2 | PPM | @ 15% O2 | 0 | 0 | N |  | The above VOC limit is applicable with duct firing. The limit without duct firing is 1 ppm @ 15% O2. | Oxidation Catalyst & Good Combustion Practices | 0.0022 | LB/MMBTU |  | BACT-PSD |  | U | 0 | U | 0.0022 | LB/MMBTU |  | 2 | PPM | @ 15% O2 | 0 | 0 | N |  | The above VOC limit is applicable with duct firing. The limit without duct firing is 1 ppm @ 15% O2. | Oxidation Catalyst & Good Combustion Practices | 0.0022 | LB/MMBTU |  | BACT-PSD |  | U | 0 | U | 0.0022 | LB/MMBTU |  | 2 | PPM | @ 15% O2 | 0 | 0 | N |  | The above VOC limit is applicable with duct firing. The limit without duct firing is 1 ppm @ 15% O2. | Oxidation Catalyst & Good Combustion Practices | 0.0022 | LB/MMBTU |  | BACT-PSD |  | U | 0 | U | 0.0022 | LB/MMBTU |  | 2 | PPM | @ 15% O2 | 0 | 0 | N |  | The above VOC limit is applicable with duct firing. The limit without duct firing is 1 ppm @ 15% O2. | Oxidation Catalyst & Good Combustion Practices | 0.0022 | LB/MMBTU |  | BACT-PSD |  | U | 0 | U | 0.0022 | LB/MMBTU |  | 2 | PPM | @ 15% O2 | 0 | 0 | N |  | The above VOC limit is applicable with duct firing. The limit without duct firing is 1 ppm @ 15% O2. | Oxidation Catalyst & Good Combustion Practices | 0.0022 | LB/MMBTU |  | BACT-PSD |  | U | 0 | U | 0.0022 | LB/MMBTU |  | 2 | PPM | @ 15% O2 | 0 | 0 | N |  | The above VOC limit is applicable with duct firing. The limit without duct firing is 1 ppm @ 15% O2. | Oxidation Catalyst & Good Combustion Practices | 0.0022 | LB/MMBTU |  | BACT-PSD |  | U | 0 | U | 0.0022 | LB/MMBTU |  | 2 | PPM | @ 15% O2 | 0 | 0 | N |  | The above VOC limit is applicable with duct firing. The limit without duct firing is 1 ppm @ 15% O2. | Oxidation Catalyst & Good Combustion Practices | 0.0022 | LB/MMBTU |  | BACT-PSD |  | U | 0 | U | 0.0022 | LB/MMBTU |  | 2 | PPM | @ 15% O2 | 0 | 0 | N |  | The above VOC limit is applicable with duct firing. The limit without duct firing is 1 ppm @ 15% O2. | Oxidation Catalyst & Good Combustion Practices | 0.0022 | LB/MMBTU |  | BACT-PSD |  | U | 0 | U | 0.0022 | LB/MMBTU |  | 2 | PPM | @ 15% O2 | 0 | 0 | N |  | The above VOC limit is applicable with duct firing. The limit without duct firing is 1 ppm @ 15% O2. | Oxidation Catalyst & Good Combustion Practices | 0.0022 | LB/MMBTU |  | BACT-PSD |  | U | 0 | U | 0.0022 | LB/MMBTU |  | 2 | PPM | @ 15% O2 | 0 | 0 | N |  | The above VOC limit is applicable with duct firing. The limit without duct firing is 1 ppm @ 15% O2. | Oxidation Catalyst & Good Combustion Practices | 0.0022 | LB/MMBTU |  | BACT-PSD |  | U | 0 | U | 0.0022 | LB/MMBTU |  | 2 | PPM | @ 15% O2 | 0 | 0 | N |  | The above VOC limit is applicable with duct firing. The limit without duct firing is 1 ppm @ 15% O2. | Oxidation Catalyst & Good Combustion Practices | 0.0022 | LB/MMBTU |  | BACT-PSD |  | U | 0 | U | 0.0022 | LB/MMBTU |  | 2 | PPM | @ 15% O2 | 0 | 0 | N |  | The above VOC limit is applicable with duct firing. The limit without duct firing is 1 ppm @ 15% O2. | Oxidation Catalyst & Good Combustion Practices | 0.0022 | LB/MMBTU |  | BACT-PSD |  | U | 0 | U | 0.0022 | LB/MMBTU |  | 2 | PPM | @ 15% O2 | 0 | 0 | N |  | The above VOC limit is applicable with duct firing. The limit without duct firing is 1 ppm @ 15% O2. | Oxidation Catalyst & Good Combustion Practices | 0.0022 | LB/MMBTU |  | BACT-PSD |  | U | 0 | U | 0.0022 | LB/MMBTU |  | 2 | PPM | @ 15% O2 | 0 | 0 | N |  | The above VOC limit is applicable with duct firing. The limit without duct firing is 1 ppm @ 15% O2. | Oxidation Catalyst & Good Combustion Practices | 0.0022 | LB/MMBTU |  | BACT-PSD |  | U | 0 | U | 0.0022 | LB/MMBTU |  | 2 | PPM | @ 15% O2 | 0 | 0 | N |  | The above VOC limit is applicable with duct firing. The limit without duct firing is 1 ppm @ 15% O2. | Oxidation Catalyst & Good Combustion Practices | 0.0022 | LB/MMBTU |  | BACT-PSD |  | U | 0 | U | 0.0022 | LB/MMBTU |  | 2 | PPM | @ 15% O2 | 0 | 0 | N |  | The above VOC limit is applicable with duct firing. The limit without duct firing is 1 ppm @ 15% O2. | Oxidation Catalyst & Good Combustion Practices | 0.0022 | LB/MMBTU |  | BACT-PSD |  | U | 0 | U | 0.0022 | LB/MMBTU |  | 2 | PPM | @ 15% O2 | 0 | 0 | N |  | The above VOC limit is applicable with duct firing. The limit without duct firing is 1 ppm @ 15% O2. | Oxidation Catalyst & Good Combustion Practices | 0.0022 | LB/MMBTU |  | BACT-PSD |  | U | 0 | U | 0.0022 | LB/MMBTU |  | 2 | PPM | @ 15% O2 | 0 | 0 | N |  | The above VOC limit is applicable with duct firing. The limit without duct firing is 1 ppm @ 15% O2. | Oxidation Catalyst & Good Combustion Practices | 0.0022 | LB/MMBTU |  | BACT-PSD |  | U | 0 | U | 0.0022 | LB/MMBTU |  | 2 | PPM | @ 15% O2 | 0 | 0 | N |  | The above VOC limit is applicable with duct firing. The limit without duct firing is 1 ppm @ 15% O2. | Oxidation Catalyst & Good Combustion Practices | 0.0022 | LB/MMBTU |  | BACT-PSD |  | U | 0 | U | 0.0022 | LB/MMBTU |  | 2 | PPM | @ 15% O2 | 0 | 0 | N |  | The above VOC limit is applicable with duct firing. The limit without duct firing is 1 ppm @ 15% O2. | Oxidation Catalyst & Good Combustion Practices | 0.0022 | LB/MMBTU |  | BACT-PSD |  | U | 0 | U | 0.0022 | LB/MMBTU |  | 2 | PPM | @ 15% O2 | 0 | 0 | N |  | The above VOC limit is applicable with duct firing. The limit without duct firing is 1 ppm @ 15% O2. | Oxidation Catalyst & Good Combustion Practices | 0.0022 | LB/MMBTU |  | BACT-PSD |  | U | 0 | U | 0.0022 | LB/MMBTU |  | 2 | PPM | @ 15% O2 | 0 | 0 | N |  | The above VOC limit is applicable with duct firing. The limit without duct firing is 1 ppm @ 15% O2. | Oxidation Catalyst & Good Combustion Practices | 0.0022 | LB/MMBTU |  | BACT-PSD |  | U | 0 | U | 0.0022 | LB/MMBTU |  | 2 | PPM | @ 15% O2 | 0 | 0 | N |  | The above VOC limit is applicable with duct firing. The limit without duct firing is 1 ppm @ 15% O2. | Oxidation Catalyst & Good Combustion Practices | 0.0022 | LB/MMBTU |  | BACT-PSD |  | U | 0 | U | 0.0022 | LB/MMBTU |  | 2 | PPM | @ 15% O2 | 0 | 0 | N |  | The above VOC limit is applicable with duct firing. The limit without duct firing is 1 ppm @ 15% O2. | Oxidation Catalyst & Good Combustion Practices | 0.0022 | LB/MMBTU |  | BACT-PSD |  | U | 0 | U | 0.0022 | LB/MMBTU |  | 2 | PPM | @ 15% O2 | 0 | 0 | N |  | The above VOC limit is applicable with duct firing. The limit without duct firing is 1 ppm @ 15% O2. | Oxidation Catalyst & Good Combustion Practices | 0.0022 | LB/MMBTU |  | BACT-PSD |  | U | 0 | U | 0.0022 | LB/MMBTU |  | 2 | PPM | @ 15% O2 | 0 | 0 | N |  | The above VOC limit is applicable with duct firing. The limit without duct firing is 1 ppm @ 15% O2. | Oxidation Catalyst & Good Combustion Practices | 0.0022 | LB/MMBTU |  | BACT-PSD |  | U | 0 | U | 0.0022 | LB/MMBTU |  | 2 | PPM | @ 15% O2 | 0 | 0 | N |  | The above VOC limit is applicable with duct firing. The limit without duct firing is 1 ppm @ 15% O2. | Oxidation Catalyst & Good Combustion Practices | 0.0022 | LB/MMBTU |  | BACT-PSD |  | U | 0 | U | 0.0022 | LB/MMBTU |  | 2 | PPM | @ 15% O2 | 0 | 0 | N |  | The above VOC limit is applicable with duct firing. The limit without duct firing is 1 ppm @ 15% O2. | Oxidation Catalyst & Good Combustion Practices | 0.0022 | LB/MMBTU |  | BACT-PSD |  | U | 0 | U | 0.0022 | LB/MMBTU |  | 2 | PPM | @ 15% O2 | 0 | 0 | N |  | The above VOC limit is applicable with duct firing. The limit without duct firing is 1 ppm @ 15% O2. | Oxidation Catalyst & Good Combustion Practices | 0.0022 | LB/MMBTU |  | BACT-PSD |  | U | 0 | U | 0.0022 | LB/MMBTU |  | 2 | PPM | @ 15% O2 | 0 | 0 | N |  | The above VOC limit is applicable with duct firing. The limit without duct firing is 1 ppm @ 15% O2. | Oxidation Catalyst & Good Combustion Practices | 0.0022 | LB/MMBTU |  | BACT-PSD |  | U | 0 | U | 0.0022 | LB/MMBTU |  | 2 | PPM | @ 15% O2 | 0 | 0 | N |  | The above VOC limit is applicable with duct firing. The limit without duct firing is 1 ppm @ 15% O2. | Oxidation Catalyst & Good Combustion Practices | 0.0022 | LB/MMBTU |  | BACT-PSD |  | U | 0 | U | 0.0022 | LB/MMBTU |  | 2 | PPM | @ 15% O2 | 0 | 0 | N |  | The above VOC limit is applicable with duct firing. The limit without duct firing is 1 ppm @ 15% O2. | Oxidation Catalyst & Good Combustion Practices | 0.0022 | LB/MMBTU |  | BACT-PSD |  | U | 0 | U | 0.0022 | LB/MMBTU |  | 2 | PPM | @ 15% O2 | 0 | 0 | N |  | The above VOC limit is applicable with duct firing. The limit without duct firing is 1 ppm @ 15% O2. | Oxidation Catalyst & Good Combustion Practices | 0.0022 | LB/MMBTU |  | BACT-PSD |  | U | 0 | U | 0.0022 | LB/MMBTU |  | 2 | PPM | @ 15% O2 | 0 | 0 | N |  | The above VOC limit is applicable with duct firing. The limit without duct firing is 1 ppm @ 15% O2. | Oxidation Catalyst & Good Combustion Practices | 0.0022 | LB/MMBTU |  | BACT-PSD |  | U | 0 | U | 0.0022 | LB/MMBTU |  | 2 | PPM | @ 15% O2 | 0 | 0 | N |  | The above VOC limit is applicable with duct firing. The limit without duct firing is 1 ppm @ 15% O2. | Oxidation Catalyst & Good Combustion Practices | 0.0022 | LB/MMBTU |  | BACT-PSD |  | U | 0 | U | 0.0022 | LB/MMBTU |  | 2 | PPM | @ 15% O2 | 0 | 0 | N |  | The above VOC limit is applicable with duct firing. The limit without duct firing is 1 ppm @ 15% O2. | Oxidation Catalyst & Good Combustion Practices | 0.0022 | LB/MMBTU |  | BACT-PSD |  | U | 0 | U | 0.0022 | LB/MMBTU |  | 2 | PPM | @ 15% O2 | 0 | 0 | N |  | The above VOC limit is applicable with duct firing. The limit without duct firing is 1 ppm @ 15% O2. | Oxidation Catalyst & Good Combustion Practices | 0.0022 | LB/MMBTU |  | BACT-PSD |  | U | 0 | U | 0.0022 | LB/MMBTU |  | 2 | PPM | @ 15% O2 | 0 | 0 | N |  | The above VOC limit is applicable with duct firing. The limit without duct firing is 1 ppm @ 15% O2. | Oxidation Catalyst & Good Combustion Practices | 0.0022 | LB/MMBTU |  | BACT-PSD |  | U | 0 | U | 0.0022 | LB/MMBTU |  | 2 | PPM | @ 15% O2 | 0 | 0 | N |  | The above VOC limit is applicable with duct firing. The limit without duct firing is 1 ppm @ 15% O2. | Oxidation Catalyst & Good Combustion Practices | 0.0022 | LB/MMBTU |  | BACT-PSD |  | U | 0 | U | 0.0022 | LB/MMBTU |  | 2 | PPM | @ 15% O2 | 0 | 0 | N |  | The above VOC limit is applicable with duct firing. The limit without duct firing is 1 ppm @ 15% O2. | Oxidation Catalyst & Good Combustion Practices | 0.0022 | LB/MMBTU |  | BACT-PSD |  | U | 0 | U | 0.0022 | LB/MMBTU |  | 2 | PPM | @ 15% O2 | 0 | 0 | N |  | The above VOC limit is applicable with duct firing. The limit without duct firing is 1 ppm @ 15% O2. | Oxidation Catalyst & Good Combustion Practices | 0.0022 | LB/MMBTU |  | BACT-PSD |  | U | 0 | U | 0.0022 | LB/MMBTU |  | 2 | PPM | @ 15% O2 | 0 | 0 | N |  | The above VOC limit is applicable with duct firing. The limit without duct firing is 1 ppm @ 15% O2. | Oxidation Catalyst & Good Combustion Practices | 0.0022 | LB/MMBTU |  | BACT-PSD |  | U | 0 | U | 0.0022 | LB/MMBTU |  | 2 | PPM | @ 15% O2 | 0 | 0 | N |  | The above VOC limit is applicable with duct firing. The limit without duct firing is 1 ppm @ 15% O2. | Oxidation Catalyst & Good Combustion Practices | 0.0022 | LB/MMBTU |  | BACT-PSD |  | U | 0 | U | 0.0022 | LB/MMBTU |  | 2 | PPM | @ 15% O2 | 0 | 0 | N |  | The above VOC limit is applicable with duct firing. The limit without duct firing is 1 ppm @ 15% O2. | Oxidation Catalyst & Good Combustion Practices | 0.0022 | LB/MMBTU |  | BACT-PSD |  | U | 0 | U | 0.0022 | LB/MMBTU |  | 2 | PPM | @ 15% O2 | 0 | 0 | N |  | The above VOC limit is applicable with duct firing. The limit without duct firing is 1 ppm @ 15% O2. | Oxidation Catalyst & Good Combustion Practices | 0.0022 | LB/MMBTU |  | BACT-PSD |  | U | 0 | U | 0.0022 | LB/MMBTU |  | 2 | PPM | @ 15% O2 | 0 | 0 | N |  | The above VOC limit is applicable with duct firing. The limit without duct firing is 1 ppm @ 15% O2. | Oxidation Catalyst & Good Combustion Practices | 0.0022 | LB/MMBTU |  | BACT-PSD |  | U | 0 | U | 0.0022 | LB/MMBTU |  | 2 | PPM | @ 15% O2 | 0 | 0 | N |  | The above VOC limit is applicable with duct firing. The limit without duct firing is 1 ppm @ 15% O2. | Oxidation Catalyst & Good Combustion Practices | 0.0022 | LB/MMBTU |  | BACT-PSD |  | U | 0 | U | 0.0022 | LB/MMBTU |  | 2 | PPM | @ 15% O2 | 0 | 0 | N |  | The above VOC limit is applicable with duct firing. The limit without duct firing is 1 ppm @ 15% O2. | Oxidation Catalyst & Good Combustion Practices | 0.0022 | LB/MMBTU |  | BACT-PSD |  | U | 0 | U | 0.0022 | LB/MMBTU |  | 2 | PPM | @ 15% O2 | 0 | 0 | N |  | The above VOC limit is applicable with duct firing. The limit without duct firing is 1 ppm @ 15% O2. | Oxidation Catalyst & Good Combustion Practices | 0.0022 | LB/MMBTU |  | BACT-PSD |  | U | 0 | U | 0.0022 | LB/MMBTU |  | 2 | PPM | @ 15% O2 | 0 | 0 | N |  | The above VOC limit is applicable with duct firing. The limit without duct firing is 1 ppm @ 15% O2. | Oxidation Catalyst & Good Combustion Practices | 0.0022 | LB/MMBTU |  | BACT-PSD |  | U | 0 | U | 0.0022 | LB/MMBTU |  | 2 | PPM | @ 15% O2 | 0 | 0 | N |  | The above VOC limit is applicable with duct firing. The limit without duct firing is 1 ppm @ 15% O2. | Oxidation Catalyst & Good Combustion Practices | 0.0022 | LB/MMBTU |  | BACT-PSD |  | U | 0 | U | 0.0022 | LB/MMBTU |  | 2 | PPM | @ 15% O2 | 0 | 0 | N |  | The above VOC limit is applicable with duct firing. The limit without duct firing is 1 ppm @ 15% O2. | Oxidation Catalyst & Good Combustion Practices | 0.0022 | LB/MMBTU |  | BACT-PSD |  | U | 0 | U | 0.0022 | LB/MMBTU |  | 2 | PPM | @ 15% O2 | 0 | 0 | N |  | The above VOC limit is applicable with duct firing. The limit without duct firing is 1 ppm @ 15% O2. | Oxidation Catalyst & Good Combustion Practices | 0.0022 | LB/MMBTU |  | BACT-PSD |  | U | 0 | U | 0.0022 | LB/MMBTU |  | 2 | PPM | @ 15% O2 | 0 | 0 | N |  | The above VOC limit is applicable with duct firing. The limit without duct firing is 1 ppm @ 15% O2. | Oxidation Catalyst & Good Combustion Practices | 0.0022 | LB/MMBTU |  | BACT-PSD |  | U | 0 | U | 0.0022 | LB/MMBTU |  | 2 | PPM | @ 15% O2 | 0 | 0 | N |  | The above VOC limit is applicable with duct firing. The limit without duct firing is 1 ppm @ 15% O2. | Oxidation Catalyst & Good Combustion Practices | 0.0022 | LB/MMBTU |  | BACT-PSD |  | U | 0 | U | 0.0022 | LB/MMBTU |  | 2 | PPM | @ 15% O2 | 0 | 0 | N |  | The above VOC limit is applicable with duct firing. The limit without duct firing is 1 ppm @ 15% O2. | Oxidation Catalyst & Good Combustion Practices | 0.0022 | LB/MMBTU |  | BACT-PSD |  | U | 0 | U | 0.0022 | LB/MMBTU |  | 2 | PPM | @ 15% O2 | 0 | 0 | N |  | The above VOC limit is applicable with duct firing. The limit without duct firing is 1 ppm @ 15% O2. | Oxidation Catalyst & Good Combustion Practices | 0.0022 | LB/MMBTU |  | BACT-PSD |  | U | 0 | U | 0.0022 | LB/MMBTU |  | 2 | PPM | @ 15% O2 | 0 | 0 | N |  | The above VOC limit is applicable with duct firing. The limit without duct firing is 1 ppm @ 15% O2. | Oxidation Catalyst & Good Combustion Practices | 0.0022 | LB/MMBTU |  | BACT-PSD |  | U | 0 | U | 0.0022 | LB/MMBTU |  | 2 | PPM | @ 15% O2 | 0 | 0 | N |  | The above VOC limit is applicable with duct firing. The limit without duct firing is 1 ppm @ 15% O2. | Oxidation Catalyst & Good Combustion Practices | 0.0022 | LB/MMBTU |  | BACT-PSD |  | U | 0 | U | 0.0022 | LB/MMBTU |  | 2 | PPM | @ 15% O2 | 0 | 0 | N |  | The above VOC limit is applicable with duct firing. The limit without duct firing is 1 ppm @ 15% O2. | Oxidation Catalyst & Good Combustion Practices | 0.0022 | LB/MMBTU |  | BACT-PSD |  | U | 0 | U | 0.0022 | LB/MMBTU |  | 2 | PPM | @ 15% O2 | 0 | 0 | N |  | The above VOC limit is applicable with duct firing. The limit without duct firing is 1 ppm @ 15% O2. | Oxidation Catalyst & Good Combustion Practices | 0.0022 | LB/MMBTU |  | BACT-PSD |  | U | 0 | U | 0.0022 | LB/MMBTU |  | 2 | PPM | @ 15% O2 | 0 | 0 | N |  | The above VOC limit is applicable with duct firing. The limit without duct firing is 1 ppm @ 15% O2. | Oxidation Catalyst & Good Combustion Practices | 0.0022 | LB/MMBTU |  | BACT-PSD |  | U | 0 | U | 0.0022 | LB/MMBTU |  | 2 | PPM | @ 15% O2 | 0 | 0 | N |  | The above VOC limit is applicable with duct firing. The limit without duct firing is 1 ppm @ 15% O2. | Oxidation Catalyst & Good Combustion Practices | 0.0022 | LB/MMBTU |  | BACT-PSD |  | U | 0 | U | 0.0022 | LB/MMBTU |  | 2 | PPM | @ 15% O2 | 0 | 0 | N |  | The above VOC limit is applicable with duct firing. The limit without duct firing is 1 ppm @ 15% O2. | Oxidation Catalyst & Good Combustion Practices | 0.0022 | LB/MMBTU |  | BACT-PSD |  | U | 0 | U | 0.0022 | LB/MMBTU |  | 2 | PPM | @ 15% O2 | 0 | 0 | N |  | The above VOC limit is applicable with duct firing. The limit without duct firing is 1 ppm @ 15% O2. | Oxidation Catalyst & Good Combustion Practices | 0.0022 | LB/MMBTU |  | BACT-PSD |  | U | 0 | U | 0.0022 | LB/MMBTU |  | 2 | PPM | @ 15% O2 | 0 | 0 | N |  | The above VOC limit is applicable with duct firing. The limit without duct firing is 1 ppm @ 15% O2. | Oxidation Catalyst & Good Combustion Practices | 0.0022 | LB/MMBTU |  | BACT-PSD |  | U | 0 | U | 0.0022 | LB/MMBTU |  | 2 | PPM | @ 15% O2 | 0 | 0 | N |  | The above VOC limit is applicable with duct firing. The limit without duct firing is 1 ppm @ 15% O2. | Oxidation Catalyst & Good Combustion Practices | 0.0022 | LB/MMBTU |  | BACT-PSD |  | U | 0 | U | 0.0022 | LB/MMBTU |  | 2 | PPM | @ 15% O2 | 0 | 0 | N |  | The above VOC limit is applicable with duct firing. The limit without duct firing is 1 ppm @ 15% O2. | Oxidation Catalyst & Good Combustion Practices | 0.0022 | LB/MMBTU |  | BACT-PSD |  | U | 0 | U | 0.0022 | LB/MMBTU |  | 2 | PPM | @ 15% O2 | 0 | 0 | N |  | The above VOC limit is applicable with duct firing. The limit without duct firing is 1 ppm @ 15% O2. | Oxidation Catalyst & Good Combustion Practices | 0.0022 | LB/MMBTU |  | BACT-PSD |  | U | 0 | U | 0.0022 | LB/MMBTU |  | 2 | PPM | @ 15% O2 | 0 | 0 | N |  | The above VOC limit is applicable with duct firing. The limit without duct firing is 1 ppm @ 15% O2. | Oxidation Catalyst & Good Combustion Practices | 0.0022 | LB/MMBTU |  | BACT-PSD |  | U | 0 | U | 0.0022 | LB/MMBTU |  | 2 | PPM | @ 15% O2 | 0 | 0 | N |  | The above VOC limit is applicable with duct firing. The limit without duct firing is 1 ppm @ 15% O2. | Oxidation Catalyst & Good Combustion Practices | 0.0022 | LB/MMBTU |  | BACT-PSD |  | U | 0 | U | 0.0022 | LB/MMBTU |  | 2 | PPM | @ 15% O2 | 0 | 0 | N |  | The above VOC limit is applicable with duct firing. The limit without duct firing is 1 ppm @ 15% O2. | Oxidation Catalyst & Good Combustion Practices | 0.0022 | LB/MMBTU |  | BACT-PSD |  | U | 0 | U | 0.0022 | LB/MMBTU |  | 2 | PPM | @ 15% O2 | 0 | 0 | N |  | The above VOC limit is applicable with duct firing. The limit without duct firing is 1 ppm @ 15% O2. | Oxidation Catalyst & Good Combustion Practices | 0.0022 | LB/MMBTU |  | BACT-PSD |  | U | 0 | U | 0.0022 | LB/MMBTU |  | 2 | PPM | @ 15% O2 | 0 | 0 | N |  | The above VOC limit is applicable with duct firing. The limit without duct firing is 1 ppm @ 15% O2. | Oxidation Catalyst & Good Combustion Practices | 0.0022 | LB/MMBTU |  | BACT-PSD |  | U | 0 | U | 0.0022 | LB/MMBTU |  | 2 | PPM | @ 15% O2 | 0 | 0 | N |  | The above VOC limit is applicable with duct firing. The limit without duct firing is 1 ppm @ 15% O2. | Oxidation Catalyst & Good Combustion Practices | 0.0022 | LB/MMBTU |  | BACT-PSD |  | U | 0 | U | 0.0022 | LB/MMBTU |  | 2 | PPM | @ 15% O2 | 0 | 0 | N |  | The above VOC limit is applicable with duct firing. The limit without duct firing is 1 ppm @ 15% O2. | Oxidation Catalyst & Good Combustion Practices | 0.0022 | LB/MMBTU |  | BACT-PSD |  | U | 0 | U | 0.0022 | LB/MMBTU |  | 2 | PPM | @ 15% O2 | 0 | 0 | N |  | The above VOC limit is applicable with duct firing. The limit without duct firing is 1 ppm @ 15% O2. | Oxidation Catalyst & Good Combustion Practices | 0.0022 | LB/MMBTU |  | BACT-PSD |  | U | 0 | U | 0.0022 | LB/MMBTU |  | 2 | PPM | @ 15% O2 | 0 | 0 | N |  | The above VOC limit is applicable with duct firing. The limit without duct firing is 1 ppm @ 15% O2. | Oxidation Catalyst & Good Combustion Practices | 0.0022 | LB/MMBTU |  | BACT-PSD |  | U | 0 | U | 0.0022 | LB/MMBTU |  | 2 | PPM | @ 15% O2 | 0 | 0 | N |  | The above VOC limit is applicable with duct firing. The limit without duct firing is 1 ppm @ 15% O2. | Oxidation Catalyst & Good Combustion Practices | 0.0022 | LB/MMBTU |  | BACT-PSD |  | U | 0 | U | 0.0022 | LB/MMBTU |  | 2 | PPM | @ 15% O2 | 0 | 0 | N |  | The above VOC limit is applicable with duct firing. The limit without duct firing is 1 ppm @ 15% O2. | Oxidation Catalyst & Good Combustion Practices | 0.0022 | LB/MMBTU |  | BACT-PSD |  | U | 0 | U | 0.0022 | LB/MMBTU |  | 2 | PPM | @ 15% O2 | 0 | 0 | N |  | The above VOC limit is applicable with duct firing. The limit without duct firing is 1 ppm @ 15% O2. | Oxidation Catalyst & Good Combustion Practices | 0.0022 | LB/MMBTU |  | BACT-PSD |  | U | 0 | U | 0.0022 | LB/MMBTU |  | 2 | PPM | @ 15% O2 | 0 | 0 | N |  | The above VOC limit is applicable with duct firing. The limit without duct firing is 1 ppm @ 15% O2. | Oxidation Catalyst & Good Combustion Practices | 0.0022 | LB/MMBTU |  | BACT-PSD |  | U | 0 | U | 0.0022 | LB/MMBTU |  | 2 | PPM | @ 15% O2 | 0 | 0 | N |  | The above VOC limit is applicable with duct firing. The limit without duct firing is 1 ppm @ 15% O2. | Oxidation Catalyst & Good Combustion Practices | 0.0022 | LB/MMBTU |  | BACT-PSD |  | U | 0 | U | 0.0022 | LB/MMBTU |  | 2 | PPM | @ 15% O2 | 0 | 0 | N |  | The above VOC limit is applicable with duct firing. The limit without duct firing is 1 ppm @ 15% O2. | Oxidation Catalyst & Good Combustion Practices | 0.0022 | LB/MMBTU |  | BACT-PSD |  | U | 0 | U | 0.0022 | LB/MMBTU |  | 2 | PPM | @ 15% O2 | 0 | 0 | N |  | The above VOC limit is applicable with duct firing. The limit without duct firing is 1 ppm @ 15% O2. | Oxidation Catalyst & Good Combustion Practices | 0.0022 | LB/MMBTU |  | BACT-PSD |  | U | 0 | U | 0.0022 | LB/MMBTU |  | 2 | PPM | @ 15% O2 | 0 | 0 | N |  | The above VOC limit is applicable with duct firing. The limit without duct firing is 1 ppm @ 15% O2. | Oxidation Catalyst & Good Combustion Practices | 0.0022 | LB/MMBTU |  | BACT-PSD |  | U | 0 | U | 0.0022 | LB/MMBTU |  | 2 | PPM | @ 15% O2 | 0 | 0 | N |  | The above VOC limit is applicable with duct firing. The limit without duct firing is 1 ppm @ 15% O2. | Oxidation Catalyst & Good Combustion Practices | 0.0022 | LB/MMBTU |  | BACT-PSD |  | U | 0 | U | 0.0022 | LB/MMBTU |  | 2 | PPM | @ 15% O2 | 0 | 0 | N |  | The above VOC limit is applicable with duct firing. The limit without duct firing is 1 ppm @ 15% O2. | Oxidation Catalyst & Good Combustion Practices | 0.0022 | LB/MMBTU |  | BACT-PSD |  | U | 0 | U | 0.0022 | LB/MMBTU |  | 2 | PPM | @ 15% O2 | 0 | 0 | N |  | The above VOC limit is applicable with duct firing. The limit without duct firing is 1 ppm @ 15% O2. | Oxidation Catalyst & Good Combustion Practices | 0.0022 | LB/MMBTU |  | BACT-PSD |  | U | 0 | U | 0.0022 | LB/MMBTU |  | 2 | PPM | @ 15% O2 | 0 | 0 | N |  | The above VOC limit is applicable with duct firing. The limit without duct firing is 1 ppm @ 15% O2. | Oxidation Catalyst & Good Combustion Practices | 0.0022 | LB/MMBTU |  | BACT-PSD |  | U | 0 | U | 0.0022 | LB/MMBTU |  | 2 | PPM | @ 15% O2 | 0 | 0 | N |  | The above VOC limit is applicable with duct firing. The limit without duct firing is 1 ppm @ 15% O2. | Oxidation Catalyst & Good Combustion Practices | 0.0022 | LB/MMBTU |  | BACT-PSD |  | U | 0 | U | 0.0022 | LB/MMBTU |  | 2 | PPM | @ 15% O2 | 0 | 0 | N |  | The above VOC limit is applicable with duct firing. The limit without duct firing is 1 ppm @ 15% O2. | Oxidation Catalyst & Good Combustion Practices | 0.0022 | LB/MMBTU |  | BACT-PSD |  | U | 0 | U | 0.0022 | LB/MMBTU |  | 2 | PPM | @ 15% O2 | 0 | 0 | N |  | The above VOC limit is applicable with duct firing. The limit without duct firing is 1 ppm @ 15% O2. | Oxidation Catalyst & Good Combustion Practices | 0.0022 | LB/MMBTU |  | BACT-PSD |  | U | 0 | U | 0.0022 | LB/MMBTU |  | 2 | PPM | @ 15% O2 | 0 | 0 | N |  | The above VOC limit is applicable with duct firing. The limit without duct firing is 1 ppm @ 15% O2. | Oxidation Catalyst & Good Combustion Practices | 0.0022 | LB/MMBTU |  | BACT-PSD |  | U | 0 | U | 0.0022 | LB/MMBTU |  | 2 | PPM | @ 15% O2 | 0 | 0 | N |  | The above VOC limit is applicable with duct firing. The limit without duct firing is 1 ppm @ 15% O2. | Oxidation Catalyst & Good Combustion Practices | 0.0022 | LB/MMBTU |  | BACT-PSD |  | U | 0 | U | 0.0022 | LB/MMBTU |  | 2 | PPM | @ 15% O2 | 0 | 0 | N |  | The above VOC limit is applicable with duct firing. The limit without duct firing is 1 ppm @ 15% O2. | Oxidation Catalyst & Good Combustion Practices | 0.0022 | LB/MMBTU |  | BACT-PSD |  | U | 0 | U | 0.0022 | LB/MMBTU |  | 2 | PPM | @ 15% O2 | 0 | 0 | N |  | The above VOC limit is applicable with duct firing. The limit without duct firing is 1 ppm @ 15% O2. | Oxidation Catalyst & Good Combustion Practices | 0.0022 | LB/MMBTU |  | BACT-PSD |  | U | 0 | U | 0.0022 | LB/MMBTU |  | 2 | PPM | @ 15% O2 | 0 | 0 | N |  | The above VOC limit is applicable with duct firing. The limit without duct firing is 1 ppm @ 15% O2. | Oxidation Catalyst & Good Combustion Practices | 0.0022 | LB/MMBTU |  | BACT-PSD |  | U | 0 | U | 0.0022 | LB/MMBTU |  | 2 | PPM | @ 15% O2 | 0 | 0 | N |  | The above VOC limit is applicable with duct firing. The limit without duct firing is 1 ppm @ 15% O2. | Oxidation Catalyst & Good Combustion Practices | 0.0022 | LB/MMBTU |  | BACT-PSD |  | U | 0 | U | 0.0022 | LB/MMBTU |  | 2 | PPM | @ 15% O2 | 0 | 0 | N |  | The above VOC limit is applicable with duct firing. The limit without duct firing is 1 ppm @ 15% O2. | Oxidation Catalyst & Good Combustion Practices | 0.0022 | LB/MMBTU |  | BACT-PSD |  | U | 0 | U | 0.0022 | LB/MMBTU |  | 2 | PPM | @ 15% O2 | 0 | 0 | N |  | The above VOC limit is applicable with duct firing. The limit without duct firing is 1 ppm @ 15% O2. | Oxidation Catalyst & Good Combustion Practices | 0.0022 | LB/MMBTU |  | BACT-PSD |  | U | 0 | U | 0.0022 | LB/MMBTU |  | 2 | PPM | @ 15% O2 | 0 | 0 | N |  | The above VOC limit is applicable with duct firing. The limit without duct firing is 1 ppm @ 15% O2. | Oxidation Catalyst & Good Combustion Practices | 0.0022 | LB/MMBTU |  | BACT-PSD |  | U | 0 | U | 0.0022 | LB/MMBTU |  | 2 | PPM | @ 15% O2 | 0 | 0 | N |  | The above VOC limit is applicable with duct firing. The limit without duct firing is 1 ppm @ 15% O2. | Oxidation Catalyst & Good Combustion Practices | 0.0022 | LB/MMBTU |  | BACT-PSD |  | U | 0 | U | 0.0022 | LB/MMBTU |  | 2 | PPM | @ 15% O2 | 0 | 0 | N |  | The above VOC limit is applicable with duct firing. The limit without duct firing is 1 ppm @ 15% O2. | Oxidation Catalyst & Good Combustion Practices | 0.0022 | LB/MMBTU |  | BACT-PSD |  | U | 0 | U | 0.0022 | LB/MMBTU |  | 2 | PPM | @ 15% O2 | 0 | 0 | N |  | The above VOC limit is applicable with duct firing. The limit without duct firing is 1 ppm @ 15% O2. | Oxidation Catalyst & Good Combustion Practices | 0.0022 | LB/MMBTU |  | BACT-PSD |  | U | 0 | U | 0.0022 | LB/MMBTU |  | 2 | PPM | @ 15% O2 | 0 | 0 | N |  | The above VOC limit is applicable with duct firing. The limit without duct firing is 1 ppm @ 15% O2. | Oxidation Catalyst & Good Combustion Practices | 0.0022 | LB/MMBTU |  | BACT-PSD |  | U | 0 | U | 0.0022 | LB/MMBTU |  | 2 | PPM | @ 15% O2 | 0 | 0 | N |  | The above VOC limit is applicable with duct firing. The limit without duct firing is 1 ppm @ 15% O2. | Oxidation Catalyst & Good Combustion Practices | 0.0022 | LB/MMBTU |  | BACT-PSD |  | U | 0 | U | 0.0022 | LB/MMBTU |  | 2 | PPM | @ 15% O2 | 0 | 0 | N |  | The above VOC limit is applicable with duct firing. The limit without duct firing is 1 ppm @ 15% O2. | Oxidation Catalyst & Good Combustion Practices | 0.0022 | LB/MMBTU |  | BACT-PSD |  | U | 0 | U | 0.0022 | LB/MMBTU |  | 2 | PPM | @ 15% O2 | 0 | 0 | N |  | The above VOC limit is applicable with duct firing. The limit without duct firing is 1 ppm @ 15% O2. | Oxidation Catalyst & Good Combustion Practices | 0.0022 | LB/MMBTU |  | BACT-PSD |  | U | 0 | U | 0.0022 | LB/MMBTU |  | 2 | PPM | @ 15% O2 | 0 | 0 | N |  | The above VOC limit is applicable with duct firing. The limit without duct firing is 1 ppm @ 15% O2. | Oxidation Catalyst & Good Combustion Practices | 0.0022 | LB/MMBTU |  | BACT-PSD |  | U | 0 | U | 0.0022 | LB/MMBTU |  | 2 | PPM | @ 15% O2 | 0 | 0 | N |  | The above VOC limit is applicable with duct firing. The limit without duct firing is 1 ppm @ 15% O2. | Oxidation Catalyst & Good Combustion Practices | 0.0022 | LB/MMBTU |  | BACT-PSD |  | U | 0 | U | 0.0022 | LB/MMBTU |  | 2 | PPM | @ 15% O2 | 0 | 0 | N |  | The above VOC limit is applicable with duct firing. The limit without duct firing is 1 ppm @ 15% O2. | Oxidation Catalyst & Good Combustion Practices | 0.0022 | LB/MMBTU |  | BACT-PSD |  | U | 0 | U | 0.0022 | LB/MMBTU |  | 2 | PPM | @ 15% O2 | 0 | 0 | N |  | The above VOC limit is applicable with duct firing. The limit without duct firing is 1 ppm @ 15% O2. | Oxidation Catalyst & Good Combustion Practices | 0.0022 | LB/MMBTU |  | BACT-PSD |  | U | 0 | U | 0.0022 | LB/MMBTU |  | 2 | PPM | @ 15% O2 | 0 | 0 | N |  | The above VOC limit is applicable with duct firing. The limit without duct firing is 1 ppm @ 15% O2. | Oxidation Catalyst & Good Combustion Practices | 0.0022 | LB/MMBTU |  | BACT-PSD |  | U | 0 | U | 0.0022 | LB/MMBTU |  | 2 | PPM | @ 15% O2 | 0 | 0 | N |  | The above VOC limit is applicable with duct firing. The limit without duct firing is 1 ppm @ 15% O2. | Oxidation Catalyst & Good Combustion Practices | 0.0022 | LB/MMBTU |  | BACT-PSD |  | U | 0 | U | 0.0022 | LB/MMBTU |  | 2 | PPM | @ 15% O2 | 0 | 0 | N |  | The above VOC limit is applicable with duct firing. The limit without duct firing is 1 ppm @ 15% O2. | Oxidation Catalyst & Good Combustion Practices | 0.0022 | LB/MMBTU |  | BACT-PSD |  | U | 0 | U | 0.0022 | LB/MMBTU |  | 2 | PPM | @ 15% O2 | 0 | 0 | N |  | The above VOC limit is applicable with duct firing. The limit without duct firing is 1 ppm @ 15% O2. | Oxidation Catalyst & Good Combustion Practices | 0.0022 | LB/MMBTU |  | BACT-PSD |  | U | 0 | U | 0.0022 | LB/MMBTU |  | 2 | PPM | @ 15% O2 | 0 | 0 | N |  | The above VOC limit is applicable with duct firing. The limit without duct firing is 1 ppm @ 15% O2. | Oxidation Catalyst & Good Combustion Practices | 0.0022 | LB/MMBTU |  | BACT-PSD |  | U | 0 | U | 0.0022 | LB/MMBTU |  | 2 | PPM | @ 15% O2 | 0 | 0 | N |  | The above VOC limit is applicable with duct firing. The limit without duct firing is 1 ppm @ 15% O2. | Oxidation Catalyst & Good Combustion Practices | 0.0022 | LB/MMBTU |  | BACT-PSD |  | U | 0 | U | 0.0022 | LB/MMBTU |  | 2 | PPM | @ 15% O2 | 0 | 0 | N |  | The above VOC limit is applicable with duct firing. The limit without duct firing is 1 ppm @ 15% O2. | Oxidation Catalyst & Good Combustion Practices | 0.0022 | LB/MMBTU |  | BACT-PSD |  | U | 0 | U | 0.0022 | LB/MMBTU |  | 2 | PPM | @ 15% O2 | 0 | 0 | N |  | The above VOC limit is applicable with duct firing. The limit without duct firing is 1 ppm @ 15% O2. | Oxidation Catalyst & Good Combustion Practices | 0.0022 | LB/MMBTU |  | BACT-PSD |  | U | 0 | U | 0.0022 | LB/MMBTU |  | 2 | PPM | @ 15% O2 | 0 | 0 | N |  | The above VOC limit is applicable with duct firing. The limit without duct firing is 1 ppm @ 15% O2. | Oxidation Catalyst & Good Combustion Practices | 0.0022 | LB/MMBTU |  | BACT-PSD |  | U | 0 | U | 0.0022 | LB/MMBTU |  | 2 | PPM | @ 15% O2 | 0 | 0 | N |  | The above VOC limit is applicable with duct firing. The limit without duct firing is 1 ppm @ 15% O2. | Oxidation Catalyst & Good Combustion Practices | 0.0022 | LB/MMBTU |  | BACT-PSD |  | U | 0 | U | 0.0022 | LB/MMBTU |  | 2 | PPM | @ 15% O2 | 0 | 0 | N |  | The above VOC limit is applicable with duct firing. The limit without duct firing is 1 ppm @ 15% O2. | Oxidation Catalyst & Good Combustion Practices | 0.0022 | LB/MMBTU |  | BACT-PSD |  | U | 0 | U | 0.0022 | LB/MMBTU |  | 2 | PPM | @ 15% O2 | 0 | 0 | N |  | The above VOC limit is applicable with duct firing. The limit without duct firing is 1 ppm @ 15% O2. | Oxidation Catalyst & Good Combustion Practices | 0.0022 | LB/MMBTU |  | BACT-PSD |  | U | 0 | U | 0.0022 | LB/MMBTU |  | 2 | PPM | @ 15% O2 | 0 | 0 | N |  | The above VOC limit is applicable with duct firing. The limit without duct firing is 1 ppm @ 15% O2. | Oxidation Catalyst & Good Combustion Practices | 0.0022 | LB/MMBTU |  | BACT-PSD |  | U | 0 | U | 0.0022 | LB/MMBTU |  | 2 | PPM | @ 15% O2 | 0 | 0 | N |  | The above VOC limit is applicable with duct firing. The limit without duct firing is 1 ppm @ 15% O2. | Oxidation Catalyst & Good Combustion Practices | 0.0022 | LB/MMBTU |  | BACT-PSD |  | U | 0 | U | 0.0022 | LB/MMBTU |  | 2 | PPM | @ 15% O2 | 0 | 0 | N |  | The above VOC limit is applicable with duct firing. The limit without duct firing is 1 ppm @ 15% O2. | Oxidation Catalyst & Good Combustion Practices | 0.0022 | LB/MMBTU |  | BACT-PSD |  | U | 0 | U | 0.0022 | LB/MMBTU |  | 2 | PPM | @ 15% O2 | 0 | 0 | N |  | The above VOC limit is applicable with duct firing. The limit without duct firing is 1 ppm @ 15% O2. | Oxidation Catalyst & Good Combustion Practices | 0.0022 | LB/MMBTU |  | BACT-PSD |  | U | 0 | U | 0.0022 | LB/MMBTU |  | 2 | PPM | @ 15% O2 | 0 | 0 | N |  | The above VOC limit is applicable with duct firing. The limit without duct firing is 1 ppm @ 15% O2. | Oxidation Catalyst & Good Combustion Practices | 0.0022 | LB/MMBTU |  | BACT-PSD |  | U | 0 | U | 0.0022 | LB/MMBTU |  | 2 | PPM | @ 15% O2 | 0 | 0 | N |  | The above VOC limit is applicable with duct firing. The limit without duct firing is 1 ppm @ 15% O2. | Oxidation Catalyst & Good Combustion Practices | 0.0022 | LB/MMBTU |  | BACT-PSD |  | U | 0 | U | 0.0022 | LB/MMBTU |  | 2 | PPM | @ 15% O2 | 0 | 0 | N |  | The above VOC limit is applicable with duct firing. The limit without duct firing is 1 ppm @ 15% O2. | Oxidation Catalyst & Good Combustion Practices | 0.0022 | LB/MMBTU |  | BACT-PSD |  | U | 0 | U | 0.0022 | LB/MMBTU |  | 2 | PPM | @ 15% O2 | 0 | 0 | N |  | The above VOC limit is applicable with duct firing. The limit without duct firing is 1 ppm @ 15% O2. | Oxidation Catalyst & Good Combustion Practices | 0.0022 | LB/MMBTU |  | BACT-PSD |  | U | 0 | U | 0.0022 | LB/MMBTU |  | 2 | PPM | @ 15% O2 | 0 | 0 | N |  | The above VOC limit is applicable with duct firing. The limit without duct firing is 1 ppm @ 15% O2. | Oxidation Catalyst & Good Combustion Practices | 0.0022 | LB/MMBTU |  | BACT-PSD |  | U | 0 | U | 0.0022 | LB/MMBTU |  | 2 | PPM | @ 15% O2 | 0 | 0 | N |  | The above VOC limit is applicable with duct firing. The limit without duct firing is 1 ppm @ 15% O2. | Oxidation Catalyst & Good Combustion Practices | 0.0022 | LB/MMBTU |  | BACT-PSD |  | U | 0 | U | 0.0022 | LB/MMBTU |  | 2 | PPM | @ 15% O2 | 0 | 0 | N |  | The above VOC limit is applicable with duct firing. The limit without duct firing is 1 ppm @ 15% O2. | Oxidation Catalyst & Good Combustion Practices | 0.0022 | LB/MMBTU |  | BACT-PSD |  | U | 0 | U | 0.0022 | LB/MMBTU |  | 2 | PPM | @ 15% O2 | 0 | 0 | N |  | The above VOC limit is applicable with duct firing. The limit without duct firing is 1 ppm @ 15% O2. | Oxidation Catalyst & Good Combustion Practices | 0.0022 | LB/MMBTU |  | BACT-PSD |  | U | 0 | U | 0.0022 | LB/MMBTU |  | 2 | PPM | @ 15% O2 | 0 | 0 | N |  | The above VOC limit is applicable with duct firing. The limit without duct firing is 1 ppm @ 15% O2. | Oxidation Catalyst & Good Combustion Practices | 0.0022 | LB/MMBTU |  | BACT-PSD |  | U | 0 | U | 0.0022 | LB/MMBTU |  | 2 | PPM | @ 15% O2 | 0 | 0 | N |  | The above VOC limit is applicable with duct firing. The limit without duct firing is 1 ppm @ 15% O2. | Oxidation Catalyst & Good Combustion Practices | 0.0022 | LB/MMBTU |  | BACT-PSD |  | U | 0 | U | 0.0022 | LB/MMBTU |  | 2 | PPM | @ 15% O2 | 0 | 0 | N |  | The above VOC limit is applicable with duct firing. The limit without duct firing is 1 ppm @ 15% O2. | Oxidation Catalyst & Good Combustion Practices | 0.0022 | LB/MMBTU |  | BACT-PSD |  | U | 0 | U | 0.0022 | LB/MMBTU |  | 2 | PPM | @ 15% O2 | 0 | 0 | N |  | The above VOC limit is applicable with duct firing. The limit without duct firing is 1 ppm @ 15% O2. | Oxidation Catalyst & Good Combustion Practices | 0.0022 | LB/MMBTU |  | BACT-PSD |  | U | 0 | U | 0.0022 | LB/MMBTU |  | 2 | PPM | @ 15% O2 | 0 | 0 | N |  | The above VOC limit is applicable with duct firing. The limit without duct firing is 1 ppm @ 15% O2. | Oxidation Catalyst & Good Combustion Practices | 0.0022 | LB/MMBTU |  | BACT-PSD |  | U | 0 | U | 0.0022 | LB/MMBTU |  | 2 | PPM | @ 15% O2 | 0 | 0 | N |  | The above VOC limit is applicable with duct firing. The limit without duct firing is 1 ppm @ 15% O2. | Oxidation Catalyst & Good Combustion Practices | 0.0022 | LB/MMBTU |  | BACT-PSD |  | U | 0 | U | 0.0022 | LB/MMBTU |  | 2 | PPM | @ 15% O2 | 0 | 0 | N |  | The above VOC limit is applicable with duct firing. The limit without duct firing is 1 ppm @ 15% O2. | Oxidation Catalyst & Good Combustion Practices | 0.0022 | LB/MMBTU |  | BACT-PSD |  | U | 0 | U | 0.0022 | LB/MMBTU |  | 2 | PPM | @ 15% O2 | 0 | 0 | N |  | The above VOC limit is applicable with duct firing. The limit without duct firing is 1 ppm @ 15% O2. | Oxidation Catalyst & Good Combustion Practices | 0.0022 | LB/MMBTU |  | BACT-PSD |  | U | 0 | U | 0.0022 | LB/MMBTU |  | 2 | PPM | @ 15% O2 | 0 | 0 | N |  | The above VOC limit is applicable with duct firing. The limit without duct firing is 1 ppm @ 15% O2. | Oxidation Catalyst & Good Combustion Practices | 0.0022 | LB/MMBTU |  | BACT-PSD |  | U | 0 | U | 0.0022 | LB/MMBTU |  | 2 | PPM | @ 15% O2 | 0 | 0 | N |  | The above VOC limit is applicable with duct firing. The limit without duct firing is 1 ppm @ 15% O2. | Oxidation Catalyst & Good Combustion Practices | 0.0022 | LB/MMBTU |  | BACT-PSD |  | U | 0 | U | 0.0022 | LB/MMBTU |  | 2 | PPM | @ 15% O2 | 0 | 0 | N |  | The above VOC limit is applicable with duct firing. The limit without duct firing is 1 ppm @ 15% O2. | Oxidation Catalyst & Good Combustion Practices | 0.0022 | LB/MMBTU |  | BACT-PSD |  | U | 0 | U | 0.0022 | LB/MMBTU |  | 2 | PPM | @ 15% O2 | 0 | 0 | N |  | The above VOC limit is applicable with duct firing. The limit without duct firing is 1 ppm @ 15% O2. | Oxidation Catalyst & Good Combustion Practices | 0.0022 | LB/MMBTU |  | BACT-PSD |  | U | 0 | U | 0.0022 | LB/MMBTU |  | 2 | PPM | @ 15% O2 | 0 | 0 | N |  | The above VOC limit is applicable with duct firing. The limit without duct firing is 1 ppm @ 15% O2. | Oxidation Catalyst & Good Combustion Practices | 0.0022 | LB/MMBTU |  | BACT-PSD |  | U | 0 | U | 0.0022 | LB/MMBTU |  | 2 | PPM | @ 15% O2 | 0 | 0 | N |  | The above VOC limit is applicable with duct firing. The limit without duct firing is 1 ppm @ 15% O2. | Oxidation Catalyst & Good Combustion Practices | 0.0022 | LB/MMBTU |  | BACT-PSD |  | U | 0 | U | 0.0022 | LB/MMBTU |  | 2 | PPM | @ 15% O2 | 0 | 0 | N |  | The above VOC limit is applicable with duct firing. The limit without duct firing is 1 ppm @ 15% O2. | Oxidation Catalyst & Good Combustion Practices | 0.0022 | LB/MMBTU |  | BACT-PSD |  | U | 0 | U | 0.0022 | LB/MMBTU |  | 2 | PPM | @ 15% O2 | 0 | 0 | N |  | The above VOC limit is applicable with duct firing. The limit without duct firing is 1 ppm @ 15% O2. | Oxidation Catalyst & Good Combustion Practices | 0.0022 | LB/MMBTU |  | BACT-PSD |  | U | 0 | U | 0.0022 | LB/MMBTU |  | 2 | PPM | @ 15% O2 | 0 | 0 | N |  | The above VOC limit is applicable with duct firing. The limit without duct firing is 1 ppm @ 15% O2. | Oxidation Catalyst & Good Combustion Practices | 0.0022 | LB/MMBTU |  | BACT-PSD |  | U | 0 | U | 0.0022 | LB/MMBTU |  | 2 | PPM | @ 15% O2 | 0 | 0 | N |  | The above VOC limit is applicable with duct firing. The limit without duct firing is 1 ppm @ 15% O2. | Oxidation Catalyst & Good Combustion Practices | 0.0022 | LB/MMBTU |  | BACT-PSD |  | U | 0 | U | 0.0022 | LB/MMBTU |  | 2 | PPM | @ 15% O2 | 0 | 0 | N |  | The above VOC limit is applicable with duct firing. The limit without duct firing is 1 ppm @ 15% O2. | Oxidation Catalyst & Good Combustion Practices | 0.0022 | LB/MMBTU |  | BACT-PSD |  | U | 0 | U | 0.0022 | LB/MMBTU |  | 2 | PPM | @ 15% O2 | 0 | 0 | N |  | The above VOC limit is applicable with duct firing. The limit without duct firing is 1 ppm @ 15% O2. | Oxidation Catalyst & Good Combustion Practices | 0.0022 | LB/MMBTU |  | BACT-PSD |  | U | 0 | U | 0.0022 | LB/MMBTU |  | 2 | PPM | @ 15% O2 | 0 | 0 | N |  | The above VOC limit is applicable with duct firing. The limit without duct firing is 1 ppm @ 15% O2. | Oxidation Catalyst & Good Combustion Practices | 0.0022 | LB/MMBTU |  | BACT-PSD |  | U | 0 | U | 0.0022 | LB/MMBTU |  | 2 | PPM | @ 15% O2 | 0 | 0 | N |  | The above VOC limit is applicable with duct firing. The limit without duct firing is 1 ppm @ 15% O2. | Oxidation Catalyst & Good Combustion Practices | 0.0022 | LB/MMBTU |  | BACT-PSD |  | U | 0 | U | 0.0022 | LB/MMBTU |  | 2 | PPM | @ 15% O2 | 0 | 0 | N |  | The above VOC limit is applicable with duct firing. The limit without duct firing is 1 ppm @ 15% O2. | Oxidation Catalyst & Good Combustion Practices | 0.0022 | LB/MMBTU |  | BACT-PSD |  | U | 0 | U | 0.0022 | LB/MMBTU |  | 2 | PPM | @ 15% O2 | 0 | 0 | N |  | The above VOC limit is applicable with duct firing. The limit without duct firing is 1 ppm @ 15% O2. | Oxidation Catalyst & Good Combustion Practices | 0.0022 | LB/MMBTU |  | BACT-PSD |  | U | 0 | U | 0.0022 | LB/MMBTU |  | 2 | PPM | @ 15% O2 | 0 | 0 | N |  | The above VOC limit is applicable with duct firing. The limit without duct firing is 1 ppm @ 15% O2. | Oxidation Catalyst & Good Combustion Practices | 0.0022 | LB/MMBTU |  | BACT-PSD |  | U | 0 | U | 0.0022 | LB/MMBTU |  | 2 | PPM | @ 15% O2 | 0 | 0 | N |  | The above VOC limit is applicable with duct firing. The limit without duct firing is 1 ppm @ 15% O2. | Oxidation Catalyst & Good Combustion Practices | 0.0022 | LB/MMBTU |  | BACT-PSD |  | U | 0 | U | 0.0022 | LB/MMBTU |  | 2 | PPM | @ 15% O2 | 0 | 0 | N |  | The above VOC limit is applicable with duct firing. The limit without duct firing is 1 ppm @ 15% O2. | Oxidation Catalyst & Good Combustion Practices | 0.0022 | LB/MMBTU |  | BACT-PSD |  | U | 0 | U | 0.0022 | LB/MMBTU |  | 2 | PPM | @ 15% O2 | 0 | 0 | N |  | The above VOC limit is applicable with duct firing. The limit without duct firing is 1 ppm @ 15% O2. | Oxidation Catalyst & Good Combustion Practices | 0.0022 | LB/MMBTU |  | BACT-PSD |  | U | 0 | U | 0.0022 | LB/MMBTU |  | 2 | PPM | @ 15% O2 | 0 | 0 | N |  | The above VOC limit is applicable with duct firing. The limit without duct firing is 1 ppm @ 15% O2. | Oxidation Catalyst & Good Combustion Practices | 0.0022 | LB/MMBTU |  | BACT-PSD |  | U | 0 | U | 0.0022 | LB/MMBTU |  | 2 | PPM | @ 15% O2 | 0 | 0 | N |  | The above VOC limit is applicable with duct firing. The limit without duct firing is 1 ppm @ 15% O2. | Oxidation Catalyst & Good Combustion Practices | 0.0022 | LB/MMBTU |  | BACT-PSD |  | U | 0 | U | 0.0022 | LB/MMBTU |  | 2 | PPM | @ 15% O2 | 0 | 0 | N |  | The above VOC limit is applicable with duct firing. The limit without duct firing is 1 ppm @ 15% O2. | Oxidation Catalyst & Good Combustion Practices | 0.0022 | LB/MMBTU |  | BACT-PSD |  | U | 0 | U | 0.0022 | LB/MMBTU |  | 2 | PPM | @ 15% O2 | 0 | 0 | N |  | The above VOC limit is applicable with duct firing. The limit without duct firing is 1 ppm @ 15% O2. | Oxidation Catalyst & Good Combustion Practices | 0.0022 | LB/MMBTU |  | BACT-PSD |  | U | 0 | U | 0.0022 | LB/MMBTU |  | 2 | PPM | @ 15% O2 | 0 | 0 | N |  | The above VOC limit is applicable with duct firing. The limit without duct firing is 1 ppm @ 15% O2. | Oxidation Catalyst & Good Combustion Practices | 0.0022 | LB/MMBTU |  | BACT-PSD |  | U | 0 | U | 0.0022 | LB/MMBTU |  | 2 | PPM | @ 15% O2 | 0 | 0 | N |  | The above VOC limit is applicable with duct firing. The limit without duct firing is 1 ppm @ 15% O2. | Oxidation Catalyst & Good Combustion Practices | 0.0022 | LB/MMBTU |  | BACT-PSD |  | U | 0 | U | 0.0022 | LB/MMBTU |  | 2 | PPM | @ 15% O2 | 0 | 0 | N |  | The above VOC limit is applicable with duct firing. The limit without duct firing is 1 ppm @ 15% O2. | Oxidation Catalyst & Good Combustion Practices | 0.0022 | LB/MMBTU |  | BACT-PSD |  | U | 0 | U | 0.0022 | LB/MMBTU |  | 2 | PPM | @ 15% O2 | 0 | 0 | N |  | The above VOC limit is applicable with duct firing. The limit without duct firing is 1 ppm @ 15% O2. | Oxidation Catalyst & Good Combustion Practices | 0.0022 | LB/MMBTU |  | BACT-PSD |  | U | 0 | U | 0.0022 | LB/MMBTU |  | 2 | PPM | @ 15% O2 | 0 | 0 | N |  | The above VOC limit is applicable with duct firing. The limit without duct firing is 1 ppm @ 15% O2. | Oxidation Catalyst & Good Combustion Practices | 0.0022 | LB/MMBTU |  | BACT-PSD |  | U | 0 | U | 0.0022 | LB/MMBTU |  | 2 | PPM | @ 15% O2 | 0 | 0 | N |  | The above VOC limit is applicable with duct firing. The limit without duct firing is 1 ppm @ 15% O2. | Oxidation Catalyst & Good Combustion Practices | 0.0022 | LB/MMBTU |  | BACT-PSD |  | U | 0 | U | 0.0022 | LB/MMBTU |  | 2 | PPM | @ 15% O2 | 0 | 0 | N |  | The above VOC limit is applicable with duct firing. The limit without duct firing is 1 ppm @ 15% O2. | Oxidation Catalyst & Good Combustion Practices | 0.0022 | LB/MMBTU |  | BACT-PSD |  | U | 0 | U | 0.0022 | LB/MMBTU |  | 2 | PPM | @ 15% O2 | 0 | 0 | N |  | The above VOC limit is applicable with duct firing. The limit without duct firing is 1 ppm @ 15% O2. | Oxidation Catalyst & Good Combustion Practices | 0.0022 | LB/MMBTU |  | BACT-PSD |  | U | 0 | U | 0.0022 | LB/MMBTU |  | 2 | PPM | @ 15% O2 | 0 | 0 | N |  | The above VOC limit is applicable with duct firing. The limit without duct firing is 1 ppm @ 15% O2. | Oxidation Catalyst & Good Combustion Practices | 0.0022 | LB/MMBTU |  | BACT-PSD |  | U | 0 | U | 0.0022 | LB/MMBTU |  | 2 | PPM | @ 15% O2 | 0 | 0 | N |  | The above VOC limit is applicable with duct firing. The limit without duct firing is 1 ppm @ 15% O2. | Oxidation Catalyst & Good Combustion Practices | 0.0022 | LB/MMBTU |  | BACT-PSD |  | U | 0 | U | 0.0022 | LB/MMBTU |  | 2 | PPM | @ 15% O2 | 0 | 0 | N |  | The above VOC limit is applicable with duct firing. The limit without duct firing is 1 ppm @ 15% O2. | Oxidation Catalyst & Good Combustion Practices | 0.0022 | LB/MMBTU |  | BACT-PSD |  | U | 0 | U | 0.0022 | LB/MMBTU |  | 2 | PPM | @ 15% O2 | 0 | 0 | N |  | The above VOC limit is applicable with duct firing. The limit without duct firing is 1 ppm @ 15% O2. | Oxidation Catalyst & Good Combustion Practices | 0.0022 | LB/MMBTU |  | BACT-PSD |  | U | 0 | U | 0.0022 | LB/MMBTU |  | 2 | PPM | @ 15% O2 | 0 | 0 | N |  | The above VOC limit is applicable with duct firing. The limit without duct firing is 1 ppm @ 15% O2. | Oxidation Catalyst & Good Combustion Practices | 0.0022 | LB/MMBTU |  | BACT-PSD |  | U | 0 | U | 0.0022 | LB/MMBTU |  | 2 | PPM | @ 15% O2 | 0 | 0 | N |  | The above VOC limit is applicable with duct firing. The limit without duct firing is 1 ppm @ 15% O2. | Oxidation Catalyst & Good Combustion Practices | 0.0022 | LB/MMBTU |  | BACT-PSD |  | U | 0 | U | 0.0022 | LB/MMBTU |  | 2 | PPM | @ 15% O2 | 0 | 0 | N |  | The above VOC limit is applicable with duct firing. The limit without duct firing is 1 ppm @ 15% O2. | Oxidation Catalyst & Good Combustion Practices | 0.0022 | LB/MMBTU |  | BACT-PSD |  | U | 0 | U | 0.0022 | LB/MMBTU |  | 2 | PPM | @ 15% O2 | 0 | 0 | N |  | The above VOC limit is applicable with duct firing. The limit without duct firing is 1 ppm @ 15% O2. | Oxidation Catalyst & Good Combustion Practices | 0.0022 | LB/MMBTU |  | BACT-PSD |  | U | 0 | U | 0.0022 | LB/MMBTU |  | 2 | PPM | @ 15% O2 | 0 | 0 | N |  | The above VOC limit is applicable with duct firing. The limit without duct firing is 1 ppm @ 15% O2. | Oxidation Catalyst & Good Combustion Practices | 0.0022 | LB/MMBTU |  | BACT-PSD |  | U | 0 | U | 0.0022 | LB/MMBTU |  | 2 | PPM | @ 15% O2 | 0 | 0 | N |  | The above VOC limit is applicable with duct firing. The limit without duct firing is 1 ppm @ 15% O2. | Oxidation Catalyst & Good Combustion Practices | 0.0022 | LB/MMBTU |  | BACT-PSD |  | U | 0 | U | 0.0022 | LB/MMBTU |  | 2 | PPM | @ 15% O2 | 0 | 0 | N |  | The above VOC limit is applicable with duct firing. The limit without duct firing is 1 ppm @ 15% O2. | Oxidation Catalyst & Good Combustion Practices | 0.0022 | LB/MMBTU |  | BACT-PSD |  | U | 0 | U | 0.0022 | LB/MMBTU |  | 2 | PPM | @ 15% O2 | 0 | 0 | N |  | The above VOC limit is applicable with duct firing. The limit without duct firing is 1 ppm @ 15% O2. | Oxidation Catalyst & Good Combustion Practices | 0.0022 | LB/MMBTU |  | BACT-PSD |  | U | 0 | U | 0.0022 | LB/MMBTU |  | 2 | PPM | @ 15% O2 | 0 | 0 | N |  | The above VOC limit is applicable with duct firing. The limit without duct firing is 1 ppm @ 15% O2. | Oxidation Catalyst & Good Combustion Practices | 0.0022 | LB/MMBTU |  | BACT-PSD |  | U | 0 | U | 0.0022 | LB/MMBTU |  | 2 | PPM | @ 15% O2 | 0 | 0 | N |  | The above VOC limit is applicable with duct firing. The limit without duct firing is 1 ppm @ 15% O2. | Oxidation Catalyst & Good Combustion Practices | 0.0022 | LB/MMBTU |  | BACT-PSD |  | U | 0 | U | 0.0022 | LB/MMBTU |  | 2 | PPM | @ 15% O2 | 0 | 0 | N |  | The above VOC limit is applicable with duct firing. The limit without duct firing is 1 ppm @ 15% O2. | Oxidation Catalyst & Good Combustion Practices | 0.0022 | LB/MMBTU |  | BACT-PSD |  | U | 0 | U | 0.0022 | LB/MMBTU |  | 2 | PPM | @ 15% O2 | 0 | 0 | N |  | The above VOC limit is applicable with duct firing. The limit without duct firing is 1 ppm @ 15% O2. | Oxidation Catalyst & Good Combustion Practices | 0.0022 | LB/MMBTU |  | BACT-PSD |  | U | 0 | U | 0.0022 | LB/MMBTU |  | 2 | PPM | @ 15% O2 | 0 | 0 | N |  | The above VOC limit is applicable with duct firing. The limit without duct firing is 1 ppm @ 15% O2. | Oxidation Catalyst & Good Combustion Practices | 0.0022 | LB/MMBTU |  | BACT-PSD |  | U | 0 | U | 0.0022 | LB/MMBTU |  | 2 | PPM | @ 15% O2 | 0 | 0 | N |  | The above VOC limit is applicable with duct firing. The limit without duct firing is 1 ppm @ 15% O2. | Oxidation Catalyst & Good Combustion Practices | 0.0022 | LB/MMBTU |  | BACT-PSD |  | U | 0 | U | 0.0022 | LB/MMBTU |  | 2 | PPM | @ 15% O2 | 0 | 0 | N |  | The above VOC limit is applicable with duct firing. The limit without duct firing is 1 ppm @ 15% O2. | Oxidation Catalyst & Good Combustion Practices | 0.0022 | LB/MMBTU |  | BACT-PSD |  | U | 0 | U | 0.0022 | LB/MMBTU |  | 2 | PPM | @ 15% O2 | 0 | 0 | N |  | The above VOC limit is applicable with duct firing. The limit without duct firing is 1 ppm @ 15% O2. | Oxidation Catalyst & Good Combustion Practices | 0.0022 | LB/MMBTU |  | BACT-PSD |  | U | 0 | U | 0.0022 | LB/MMBTU |  | 2 | PPM | @ 15% O2 | 0 | 0 | N |  | The above VOC limit is applicable with duct firing. The limit without duct firing is 1 ppm @ 15% O2. | Oxidation Catalyst & Good Combustion Practices | 0.0022 | LB/MMBTU |  | BACT-PSD |  | U | 0 | U | 0.0022 | LB/MMBTU |  | 2 | PPM | @ 15% O2 | 0 | 0 | N |  | The above VOC limit is applicable with duct firing. The limit without duct firing is 1 ppm @ 15% O2. | Oxidation Catalyst & Good Combustion Practices | 0.0022 | LB/MMBTU |  | BACT-PSD |  | U | 0 | U | 0.0022 | LB/MMBTU |  | 2 | PPM | @ 15% O2 | 0 | 0 | N |  | The above VOC limit is applicable with duct firing. The limit without duct firing is 1 ppm @ 15% O2. | Oxidation Catalyst & Good Combustion Practices | 0.0022 | LB/MMBTU |  | BACT-PSD |  | U | 0 | U | 0.0022 | LB/MMBTU |  | 2 | PPM | @ 15% O2 | 0 | 0 | N |  | The above VOC limit is applicable with duct firing. The limit without duct firing is 1 ppm @ 15% O2. | Oxidation Catalyst & Good Combustion Practices | 0.0022 | LB/MMBTU |  | BACT-PSD |  | U | 0 | U | 0.0022 | LB/MMBTU |  | 2 | PPM | @ 15% O2 | 0 | 0 | N |  | The above VOC limit is applicable with duct firing. The limit without duct firing is 1 ppm @ 15% O2. | Oxidation Catalyst & Good Combustion Practices | 0.0022 | LB/MMBTU |  | BACT-PSD |  | U | 0 | U | 0.0022 | LB/MMBTU |  | 2 | PPM | @ 15% O2 | 0 | 0 | N |  | The above VOC limit is applicable with duct firing. The limit without duct firing is 1 ppm @ 15% O2. | Oxidation Catalyst & Good Combustion Practices | 0.0022 | LB/MMBTU |  | BACT-PSD |  | U | 0 | U | 0.0022 | LB/MMBTU |  | 2 | PPM | @ 15% O2 | 0 | 0 | N |  | The above VOC limit is applicable with duct firing. The limit without duct firing is 1 ppm @ 15% O2. | Oxidation Catalyst & Good Combustion Practices | 0.0022 | LB/MMBTU |  | BACT-PSD |  | U | 0 | U | 0.0022 | LB/MMBTU |  | 2 | PPM | @ 15% O2 | 0 | 0 | N |  | The above VOC limit is applicable with duct firing. The limit without duct firing is 1 ppm @ 15% O2. | Oxidation Catalyst & Good Combustion Practices | 0.0022 | LB/MMBTU |  | BACT-PSD |  | U | 0 | U | 0.0022 | LB/MMBTU |  | 2 | PPM | @ 15% O2 | 0 | 0 | N |  | The above VOC limit is applicable with duct firing. The limit without duct firing is 1 ppm @ 15% O2. | Oxidation Catalyst & Good Combustion Practices | 0.0022 | LB/MMBTU |  | BACT-PSD |  | U | 0 | U | 0.0022 | LB/MMBTU |  | 2 | PPM | @ 15% O2 | 0 | 0 | N |  | The above VOC limit is applicable with duct firing. The limit without duct firing is 1 ppm @ 15% O2. | Oxidation Catalyst & Good Combustion Practices | 0.0022 | LB/MMBTU |  | BACT-PSD |  | U | 0 | U | 0.0022 | LB/MMBTU |  | 2 | PPM | @ 15% O2 | 0 | 0 | N |  | The above VOC limit is applicable with duct firing. The limit without duct firing is 1 ppm @ 15% O2. | Oxidation Catalyst & Good Combustion Practices | 0.0022 | LB/MMBTU |  | BACT-PSD |  | U | 0 | U | 0.0022 | LB/MMBTU |  | 2 | PPM | @ 15% O2 | 0 | 0 | N |  | The above VOC limit is applicable with duct firing. The limit without duct firing is 1 ppm @ 15% O2. | Oxidation Catalyst & Good Combustion Practices | 0.0022 | LB/MMBTU |  | BACT-PSD |  | U | 0 | U | 0.0022 | LB/MMBTU |  | 2 | PPM | @ 15% O2 | 0 | 0 | N |  | The above VOC limit is applicable with duct firing. The limit without duct firing is 1 ppm @ 15% O2. | Oxidation Catalyst & Good Combustion Practices | 0.0022 | LB/MMBTU |  | BACT-PSD |  | U | 0 | U | 0.0022 | LB/MMBTU |  | 2 | PPM | @ 15% O2 | 0 | 0 | N |  | The above VOC limit is applicable with duct firing. The limit without duct firing is 1 ppm @ 15% O2. | Oxidation Catalyst & Good Combustion Practices | 0.0022 | LB/MMBTU |  | BACT-PSD |  | U | 0 | U | 0.0022 | LB/MMBTU |  | 2 | PPM | @ 15% O2 | 0 | 0 | N |  | The above VOC limit is applicable with duct firing. The limit without duct firing is 1 ppm @ 15% O2. | Oxidation Catalyst & Good Combustion Practices | 0.0022 | LB/MMBTU |  | BACT-PSD |  | U | 0 | U | 0.0022 | LB/MMBTU |  | 2 | PPM | @ 15% O2 | 0 | 0 | N |  | The above VOC limit is applicable with duct firing. The limit without duct firing is 1 ppm @ 15% O2. | Oxidation Catalyst & Good Combustion Practices | 0.0022 | LB/MMBTU |  | BACT-PSD |  | U | 0 | U | 0.0022 | LB/MMBTU |  | 2 | PPM | @ 15% O2 | 0 | 0 | N |  | The above VOC limit is applicable with duct firing. The limit without duct firing is 1 ppm @ 15% O2. | Oxidation Catalyst & Good Combustion Practices | 0.0022 | LB/MMBTU |  | BACT-PSD |  | U | 0 | U | 0.0022 | LB/MMBTU |  | 2 | PPM | @ 15% O2 | 0 | 0 | N |  | The above VOC limit is applicable with duct firing. The limit without duct firing is 1 ppm @ 15% O2. | Oxidation Catalyst & Good Combustion Practices | 0.0022 | LB/MMBTU |  | BACT-PSD |  | U | 0 | U | 0.0022 | LB/MMBTU |  | 2 | PPM | @ 15% O2 | 0 | 0 | N |  | The above VOC limit is applicable with duct firing. The limit without duct firing is 1 ppm @ 15% O2. | Oxidation Catalyst & Good Combustion Practices | 0.0022 | LB/MMBTU |  | BACT-PSD |  | U | 0 | U | 0.0022 | LB/MMBTU |  | 2 | PPM | @ 15% O2 | 0 | 0 | N |  | The above VOC limit is applicable with duct firing. The limit without duct firing is 1 ppm @ 15% O2. | Oxidation Catalyst & Good Combustion Practices | 0.0022 | LB/MMBTU |  | BACT-PSD |  | U | 0 | U | 0.0022 | LB/MMBTU |  | 2 | PPM | @ 15% O2 | 0 | 0 | N |  | The above VOC limit is applicable with duct firing. The limit without duct firing is 1 ppm @ 15% O2. | Oxidation Catalyst & Good Combustion Practices | 0.0022 | LB/MMBTU |  | BACT-PSD |  | U | 0 | U | 0.0022 | LB/MMBTU |  | 2 | PPM | @ 15% O2 | 0 | 0 | N |  | The above VOC limit is applicable with duct firing. The limit without duct firing is 1 ppm @ 15% O2. | Oxidation Catalyst & Good Combustion Practices | 0.0022 | LB/MMBTU |  | BACT-PSD |  | U | 0 | U | 0.0022 | LB/MMBTU |  | 2 | PPM | @ 15% O2 | 0 | 0 | N |  | The above VOC limit is applicable with duct firing. The limit without duct firing is 1 ppm @ 15% O2. | Oxidation Catalyst & Good Combustion Practices | 0.0022 | LB/MMBTU |  | BACT-PSD |  | U | 0 | U | 0.0022 | LB/MMBTU |  | 2 | PPM | @ 15% O2 | 0 | 0 | N |  | The above VOC limit is applicable with duct firing. The limit without duct firing is 1 ppm @ 15% O2. | Oxidation Catalyst & Good Combustion Practices | 0.0022 | LB/MMBTU |  | BACT-PSD |  | U | 0 | U | 0.0022 | LB/MMBTU |  | 2 | PPM | @ 15% O2 | 0 | 0 | N |  | The above VOC limit is applicable with duct firing. The limit without duct firing is 1 ppm @ 15% O2. | Oxidation Catalyst & Good Combustion Practices | 0.0022 | LB/MMBTU |  | BACT-PSD |  | U | 0 | U | 0.0022 | LB/MMBTU |  | 2 | PPM | @ 15% O2 | 0 | 0 | N |  | The above VOC limit is applicable with duct firing. The limit without duct firing is 1 ppm @ 15% O2. | Oxidation Catalyst & Good Combustion Practices | 0.0022 | LB/MMBTU |  | BACT-PSD |  | U | 0 | U | 0.0022 | LB/MMBTU |  | 2 | PPM | @ 15% O2 | 0 | 0 | N |  | The above VOC limit is applicable with duct firing. The limit without duct firing is 1 ppm @ 15% O2. | Oxidation Catalyst & Good Combustion Practices | 0.0022 | LB/MMBTU |  | BACT-PSD |  | U | 0 | U | 0.0022 | LB/MMBTU |  | 2 | PPM | @ 15% O2 | 0 | 0 | N |  | The above VOC limit is applicable with duct firing. The limit without duct firing is 1 ppm @ 15% O2. | Oxidation Catalyst & Good Combustion Practices | 0.0022 | LB/MMBTU |  | BACT-PSD |  | U | 0 | U | 0.0022 | LB/MMBTU |  | 2 | PPM | @ 15% O2 | 0 | 0 | N |  | The above VOC limit is applicable with duct firing. The limit without duct firing is 1 ppm @ 15% O2. | Oxidation Catalyst & Good Combustion Practices | 0.0022 | LB/MMBTU |  | BACT-PSD |  | U | 0 | U | 0.0022 | LB/MMBTU |  | 2 | PPM | @ 15% O2 | 0 | 0 | N |  | The above VOC limit is applicable with duct firing. The limit without duct firing is 1 ppm @ 15% O2. | Oxidation Catalyst & Good Combustion Practices | 0.0022 | LB/MMBTU |  | BACT-PSD |  | U | 0 | U | 0.0022 | LB/MMBTU |  | 2 | PPM | @ 15% O2 | 0 | 0 | N |  | The above VOC limit is applicable with duct firing. The limit without duct firing is 1 ppm @ 15% O2. | Oxidation Catalyst & Good Combustion Practices | 0.0022 | LB/MMBTU |  | BACT-PSD |  | U | 0 | U | 0.0022 | LB/MMBTU |  | 2 | PPM | @ 15% O2 | 0 | 0 | N |  | The above VOC limit is applicable with duct firing. The limit without duct firing is 1 ppm @ 15% O2. | Oxidation Catalyst & Good Combustion Practices | 0.0022 | LB/MMBTU |  | BACT-PSD |  | U | 0 | U | 0.0022 | LB/MMBTU |  | 2 | PPM | @ 15% O2 | 0 | 0 | N |  | The above VOC limit is applicable with duct firing. The limit without duct firing is 1 ppm @ 15% O2. | Oxidation Catalyst & Good Combustion Practices | 0.0022 | LB/MMBTU |  | BACT-PSD |  | U | 0 | U | 0.0022 | LB/MMBTU |  | 2 | PPM | @ 15% O2 | 0 | 0 | N |  | The above VOC limit is applicable with duct firing. The limit without duct firing is 1 ppm @ 15% O2. | Oxidation Catalyst & Good Combustion Practices | 0.0022 | LB/MMBTU |  | BACT-PSD |  | U | 0 | U | 0.0022 | LB/MMBTU |  | 2 | PPM | @ 15% O2 | 0 | 0 | N |  | The above VOC limit is applicable with duct firing. The limit without duct firing is 1 ppm @ 15% O2. | Oxidation Catalyst & Good Combustion Practices | 0.0022 | LB/MMBTU |  | BACT-PSD |  | U | 0 | U | 0.0022 | LB/MMBTU |  | 2 | PPM | @ 15% O2 | 0 | 0 | N |  | The above VOC limit is applicable with duct firing. The limit without duct firing is 1 ppm @ 15% O2. | Oxidation Catalyst & Good Combustion Practices | 0.0022 | LB/MMBTU |  | BACT-PSD |  | U | 0 | U | 0.0022 | LB/MMBTU |  | 2 | PPM | @ 15% O2 | 0 | 0 | N |  | The above VOC limit is applicable with duct firing. The limit without duct firing is 1 ppm @ 15% O2. | Oxidation Catalyst & Good Combustion Practices | 0.0022 | LB/MMBTU |  | BACT-PSD |  | U | 0 | U | 0.0022 | LB/MMBTU |  | 2 | PPM | @ 15% O2 | 0 | 0 | N |  | The above VOC limit is applicable with duct firing. The limit without duct firing is 1 ppm @ 15% O2. | Oxidation Catalyst & Good Combustion Practices | 0.0022 | LB/MMBTU |  | BACT-PSD |  | U | 0 | U | 0.0022 | LB/MMBTU |  | 2 | PPM | @ 15% O2 | 0 | 0 | N |  | The above VOC limit is applicable with duct firing. The limit without duct firing is 1 ppm @ 15% O2. | Oxidation Catalyst & Good Combustion Practices | 0.0022 | LB/MMBTU |  | BACT-PSD |  | U | 0 | U | 0.0022 | LB/MMBTU |  | 2 | PPM | @ 15% O2 | 0 | 0 | N |  | The above VOC limit is applicable with duct firing. The limit without duct firing is 1 ppm @ 15% O2. | Oxidation Catalyst & Good Combustion Practices | 0.0022 | LB/MMBTU |  | BACT-PSD |  | U | 0 | U | 0.0022 | LB/MMBTU |  | 2 | PPM | @ 15% O2 | 0 | 0 | N |  | The above VOC limit is applicable with duct firing. The limit without duct firing is 1 ppm @ 15% O2. | Oxidation Catalyst & Good Combustion Practices | 0.0022 | LB/MMBTU |  | BACT-PSD |  | U | 0 | U | 0.0022 | LB/MMBTU |  | 2 | PPM | @ 15% O2 | 0 | 0 | N |  | The above VOC limit is applicable with duct firing. The limit without duct firing is 1 ppm @ 15% O2. | Oxidation Catalyst & Good Combustion Practices | 0.0022 | LB/MMBTU |  | BACT-PSD |  | U | 0 | U | 0.0022 | LB/MMBTU |  | 2 | PPM | @ 15% O2 | 0 | 0 | N |  | The above VOC limit is applicable with duct firing. The limit without duct firing is 1 ppm @ 15% O2. | Oxidation Catalyst & Good Combustion Practices | 0.0022 | LB/MMBTU |  | BACT-PSD |  | U | 0 | U | 0.0022 | LB/MMBTU |  | 2 | PPM | @ 15% O2 | 0 | 0 | N |  | The above VOC limit is applicable with duct firing. The limit without duct firing is 1 ppm @ 15% O2. | Oxidation Catalyst & Good Combustion Practices | 0.0022 | LB/MMBTU |  | BACT-PSD |  | U | 0 | U | 0.0022 | LB/MMBTU |  | 2 | PPM | @ 15% O2 | 0 | 0 | N |  | The above VOC limit is applicable with duct firing. The limit without duct firing is 1 ppm @ 15% O2. | Oxidation Catalyst & Good Combustion Practices | 0.0022 | LB/MMBTU |  | BACT-PSD |  | U | 0 | U | 0.0022 | LB/MMBTU |  | 2 | PPM | @ 15% O2 | 0 | 0 | N |  | The above VOC limit is applicable with duct firing. The limit without duct firing is 1 ppm @ 15% O2. | Oxidation Catalyst & Good Combustion Practices | 0.0022 | LB/MMBTU |  | BACT-PSD |  | U | 0 | U | 0.0022 | LB/MMBTU |  | 2 | PPM | @ 15% O2 | 0 | 0 | N |  | The above VOC limit is applicable with duct firing. The limit without duct firing is 1 ppm @ 15% O2. | Oxidation Catalyst & Good Combustion Practices | 0.0022 | LB/MMBTU |  | BACT-PSD |  | U | 0 | U | 0.0022 | LB/MMBTU |  | 2 | PPM | @ 15% O2 | 0 | 0 | N |  | The above VOC limit is applicable with duct firing. The limit without duct firing is 1 ppm @ 15% O2. | Oxidation Catalyst & Good Combustion Practices | 0.0022 | LB/MMBTU |  | BACT-PSD |  | U | 0 | U | 0.0022 | LB/MMBTU |  | 2 | PPM | @ 15% O2 | 0 | 0 | N |  | The above VOC limit is applicable with duct firing. The limit without duct firing is 1 ppm @ 15% O2. | Oxidation Catalyst & Good Combustion Practices | 0.0022 | LB/MMBTU |  | BACT-PSD |  | U | 0 | U | 0.0022 | LB/MMBTU |  | 2 | PPM | @ 15% O2 | 0 | 0 | N |  | The above VOC limit is applicable with duct firing. The limit without duct firing is 1 ppm @ 15% O2. | Oxidation Catalyst & Good Combustion Practices | 0.0022 | LB/MMBTU |  | BACT-PSD |  | U | 0 | U | 0.0022 | LB/MMBTU |  | 2 | PPM | @ 15% O2 | 0 | 0 | N |  | The above VOC limit is applicable with duct firing. The limit without duct firing is 1 ppm @ 15% O2. | Oxidation Catalyst & Good Combustion Practices | 0.0022 | LB/MMBTU |  | BACT-PSD |  | U | 0 | U | 0.0022 | LB/MMBTU |  | 2 | PPM | @ 15% O2 | 0 | 0 | N |  | The above VOC limit is applicable with duct firing. The limit without duct firing is 1 ppm @ 15% O2. | Oxidation Catalyst & Good Combustion Practices | 0.0022 | LB/MMBTU |  | BACT-PSD |  | U | 0 | U | 0.0022 | LB/MMBTU |  | 2 | PPM | @ 15% O2 | 0 | 0 | N |  | The above VOC limit is applicable with duct firing. The limit without duct firing is 1 ppm @ 15% O2. | Oxidation Catalyst & Good Combustion Practices | 0.0022 | LB/MMBTU |  | BACT-PSD |  | U | 0 | U | 0.0022 | LB/MMBTU |  | 2 | PPM | @ 15% O2 | 0 | 0 | N |  | The above VOC limit is applicable with duct firing. The limit without duct firing is 1 ppm @ 15% O2. | Oxidation Catalyst & Good Combustion Practices | 0.0022 | LB/MMBTU |  | BACT-PSD |  | U | 0 | U | 0.0022 | LB/MMBTU |  | 2 | PPM | @ 15% O2 | 0 | 0 | N |  | The above VOC limit is applicable with duct firing. The limit without duct firing is 1 ppm @ 15% O2. | Oxidation Catalyst & Good Combustion Practices | 0.0022 | LB/MMBTU |  | BACT-PSD |  | U | 0 | U | 0.0022 | LB/MMBTU |  | 2 | PPM | @ 15% O2 | 0 | 0 | N |  | The above VOC limit is applicable with duct firing. The limit without duct firing is 1 ppm @ 15% O2. | Oxidation Catalyst & Good Combustion Practices | 0.0022 | LB/MMBTU |  | BACT-PSD |  | U | 0 | U | 0.0022 | LB/MMBTU |  | 2 | PPM | @ 15% O2 | 0 | 0 | N |  | The above VOC limit is applicable with duct firing. The limit without duct firing is 1 ppm @ 15% O2. | Oxidation Catalyst & Good Combustion Practices | 0.0022 | LB/MMBTU |  | BACT-PSD |  | U | 0 | U | 0.0022 | LB/MMBTU |  | 2 | PPM | @ 15% O2 | 0 | 0 | N |  | The above VOC limit is applicable with duct firing. The limit without duct firing is 1 ppm @ 15% O2. | Oxidation Catalyst & Good Combustion Practices | 0.0022 | LB/MMBTU |  | BACT-PSD |  | U | 0 | U | 0.0022 | LB/MMBTU |  | 2 | PPM | @ 15% O2 | 0 | 0 | N |  | The above VOC limit is applicable with duct firing. The limit without duct firing is 1 ppm @ 15% O2. | Oxidation Catalyst & Good Combustion Practices | 0.0022 | LB/MMBTU |  | BACT-PSD |  | U | 0 | U | 0.0022 | LB/MMBTU |  | 2 | PPM | @ 15% O2 | 0 | 0 | N |  | The above VOC limit is applicable with duct firing. The limit without duct firing is 1 ppm @ 15% O2. | Oxidation Catalyst & Good Combustion Practices | 0.0022 | LB/MMBTU |  | BACT-PSD |  | U | 0 | U | 0.0022 | LB/MMBTU |  | 2 | PPM | @ 15% O2 | 0 | 0 | N |  | The above VOC limit is applicable with duct firing. The limit without duct firing is 1 ppm @ 15% O2. | Oxidation Catalyst & Good Combustion Practices | 0.0022 | LB/MMBTU |  | BACT-PSD |  | U | 0 | U | 0.0022 | LB/MMBTU |  | 2 | PPM | @ 15% O2 | 0 | 0 | N |  | The above VOC limit is applicable with duct firing. The limit without duct firing is 1 ppm @ 15% O2. | Oxidation Catalyst & Good Combustion Practices | 0.0022 | LB/MMBTU |  | BACT-PSD |  | U | 0 | U | 0.0022 | LB/MMBTU |  | 2 | PPM | @ 15% O2 | 0 | 0 | N |  | The above VOC limit is applicable with duct firing. The limit without duct firing is 1 ppm @ 15% O2. | Oxidation Catalyst & Good Combustion Practices | 0.0022 | LB/MMBTU |  | BACT-PSD |  | U | 0 | U | 0.0022 | LB/MMBTU |  | 2 | PPM | @ 15% O2 | 0 | 0 | N |  | The above VOC limit is applicable with duct firing. The limit without duct firing is 1 ppm @ 15% O2. | Oxidation Catalyst & Good Combustion Practices | 0.0022 | LB/MMBTU |  | BACT-PSD |  | U | 0 | U | 0.0022 | LB/MMBTU |  | 2 | PPM | @ 15% O2 | 0 | 0 | N |  | The above VOC limit is applicable with duct firing. The limit without duct firing is 1 ppm @ 15% O2. | Oxidation Catalyst & Good Combustion Practices | 0.0022 | LB/MMBTU |  | BACT-PSD |  | U | 0 | U | 0.0022 | LB/MMBTU |  | 2 | PPM | @ 15% O2 | 0 | 0 | N |  | The above VOC limit is applicable with duct firing. The limit without duct firing is 1 ppm @ 15% O2. | Oxidation Catalyst & Good Combustion Practices | 0.0022 | LB/MMBTU |  | BACT-PSD |  | U | 0 | U | 0.0022 | LB/MMBTU |  | 2 | PPM | @ 15% O2 | 0 | 0 | N |  | The above VOC limit is applicable with duct firing. The limit without duct firing is 1 ppm @ 15% O2. | Oxidation Catalyst & Good Combustion Practices | 0.0022 | LB/MMBTU |  | BACT-PSD |  | U | 0 | U | 0.0022 | LB/MMBTU |  | 2 | PPM | @ 15% O2 | 0 | 0 | N |  | The above VOC limit is applicable with duct firing. The limit without duct firing is 1 ppm @ 15% O2. | Oxidation Catalyst & Good Combustion Practices | 0.0022 | LB/MMBTU |  | BACT-PSD |  | U | 0 | U | 0.0022 | LB/MMBTU |  | 2 | PPM | @ 15% O2 | 0 | 0 | N |  | The above VOC limit is applicable with duct firing. The limit without duct firing is 1 ppm @ 15% O2. | Oxidation Catalyst & Good Combustion Practices | 0.0022 | LB/MMBTU |  | BACT-PSD |  | U | 0 | U | 0.0022 | LB/MMBTU |  | 2 | PPM | @ 15% O2 | 0 | 0 | N |  | The above VOC limit is applicable with duct firing. The limit without duct firing is 1 ppm @ 15% O2. | Oxidation Catalyst & Good Combustion Practices | 0.0022 | LB/MMBTU |  | BACT-PSD |  | U | 0 | U | 0.0022 | LB/MMBTU |  | 2 | PPM | @ 15% O2 | 0 | 0 | N |  | The above VOC limit is applicable with duct firing. The limit without duct firing is 1 ppm @ 15% O2. | Oxidation Catalyst & Good Combustion Practices | 0.0022 | LB/MMBTU |  | BACT-PSD |  | U | 0 | U | 0.0022 | LB/MMBTU |  | 2 | PPM | @ 15% O2 | 0 | 0 | N |  | The above VOC limit is applicable with duct firing. The limit without duct firing is 1 ppm @ 15% O2. | Oxidation Catalyst & Good Combustion Practices | 0.0022 | LB/MMBTU |  | BACT-PSD |  | U | 0 | U | 0.0022 | LB/MMBTU |  | 2 | PPM | @ 15% O2 | 0 | 0 | N |  | The above VOC limit is applicable with duct firing. The limit without duct firing is 1 ppm @ 15% O2. | Oxidation Catalyst & Good Combustion Practices | 0.0022 | LB/MMBTU |  | BACT-PSD |  | U | 0 | U | 0.0022 | LB/MMBTU |  | 2 | PPM | @ 15% O2 | 0 | 0 | N |  | The above VOC limit is applicable with duct firing. The limit without duct firing is 1 ppm @ 15% O2. | Oxidation Catalyst & Good Combustion Practices | 0.0022 | LB/MMBTU |  | BACT-PSD |  | U | 0 | U | 0.0022 | LB/MMBTU |  | 2 | PPM | @ 15% O2 | 0 | 0 | N |  | The above VOC limit is applicable with duct firing. The limit without duct firing is 1 ppm @ 15% O2. | Oxidation Catalyst & Good Combustion Practices | 0.0022 | LB/MMBTU |  | BACT-PSD |  | U | 0 | U | 0.0022 | LB/MMBTU |  | 2 | PPM | @ 15% O2 | 0 | 0 | N |  | The above VOC limit is applicable with duct firing. The limit without duct firing is 1 ppm @ 15% O2. | Oxidation Catalyst & Good Combustion Practices | 0.0022 | LB/MMBTU |  | BACT-PSD |  | U | 0 | U | 0.0022 | LB/MMBTU |  | 2 | PPM | @ 15% O2 | 0 | 0 | N |  | The above VOC limit is applicable with duct firing. The limit without duct firing is 1 ppm @ 15% O2. | Oxidation Catalyst & Good Combustion Practices | 0.0022 | LB/MMBTU |  | BACT-PSD |  | U | 0 | U | 0.0022 | LB/MMBTU |  | 2 | PPM | @ 15% O2 | 0 | 0 | N |  | The above VOC limit is applicable with duct firing. The limit without duct firing is 1 ppm @ 15% O2. | Oxidation Catalyst & Good Combustion Practices | 0.0022 | LB/MMBTU |  | BACT-PSD |  | U | 0 | U | 0.0022 | LB/MMBTU |  | 2 | PPM | @ 15% O2 | 0 | 0 | N |  | The above VOC limit is applicable with duct firing. The limit without duct firing is 1 ppm @ 15% O2. | Oxidation Catalyst & Good Combustion Practices | 0.0022 | LB/MMBTU |  | BACT-PSD |  | U | 0 | U | 0.0022 | LB/MMBTU |  | 2 | PPM | @ 15% O2 | 0 | 0 | N |  | The above VOC limit is applicable with duct firing. The limit without duct firing is 1 ppm @ 15% O2. | Oxidation Catalyst & Good Combustion Practices | 0.0022 | LB/MMBTU |  | BACT-PSD |  | U | 0 | U | 0.0022 | LB/MMBTU |  | 2 | PPM | @ 15% O2 | 0 | 0 | N |  | The above VOC limit is applicable with duct firing. The limit without duct firing is 1 ppm @ 15% O2. | Oxidation Catalyst & Good Combustion Practices | 0.0022 | LB/MMBTU |  | BACT-PSD |  | U | 0 | U | 0.0022 | LB/MMBTU |  | 2 | PPM | @ 15% O2 | 0 | 0 | N |  | The above VOC limit is applicable with duct firing. The limit without duct firing is 1 ppm @ 15% O2. | Oxidation Catalyst & Good Combustion Practices | 0.0022 | LB/MMBTU |  | BACT-PSD |  | U | 0 | U | 0.0022 | LB/MMBTU |  | 2 | PPM | @ 15% O2 | 0 | 0 | N |  | The above VOC limit is applicable with duct firing. The limit without duct firing is 1 ppm @ 15% O2. | Oxidation Catalyst & Good Combustion Practices | 0.0022 | LB/MMBTU |  | BACT-PSD |  | U | 0 | U | 0.0022 | LB/MMBTU |  | 2 | PPM | @ 15% O2 | 0 | 0 | N |  | The above VOC limit is applicable with duct firing. The limit without duct firing is 1 ppm @ 15% O2. | Oxidation Catalyst & Good Combustion Practices | 0.0022 | LB/MMBTU |  | BACT-PSD |  | U | 0 | U | 0.0022 | LB/MMBTU |  | 2 | PPM | @ 15% O2 | 0 | 0 | N |  | The above VOC limit is applicable with duct firing. The limit without duct firing is 1 ppm @ 15% O2. | Oxidation Catalyst & Good Combustion Practices | 0.0022 | LB/MMBTU |  | BACT-PSD |  | U | 0 | U | 0.0022 | LB/MMBTU |  | 2 | PPM | @ 15% O2 | 0 | 0 | N |  | The above VOC limit is applicable with duct firing. The limit without duct firing is 1 ppm @ 15% O2. | Oxidation Catalyst & Good Combustion Practices | 0.0022 | LB/MMBTU |  | BACT-PSD |  | U | 0 | U | 0.0022 | LB/MMBTU |  | 2 | PPM | @ 15% O2 | 0 | 0 | N |  | The above VOC limit is applicable with duct firing. The limit without duct firing is 1 ppm @ 15% O2. | Oxidation Catalyst & Good Combustion Practices | 0.0022 | LB/MMBTU |  | BACT-PSD |  | U | 0 | U | 0.0022 | LB/MMBTU |  | 2 | PPM | @ 15% O2 | 0 | 0 | N |  | The above VOC limit is applicable with duct firing. The limit without duct firing is 1 ppm @ 15% O2. | Oxidation Catalyst & Good Combustion Practices | 0.0022 | LB/MMBTU |  | BACT-PSD |  | U | 0 | U | 0.0022 | LB/MMBTU |  | 2 | PPM | @ 15% O2 | 0 | 0 | N |  | The above VOC limit is applicable with duct firing. The limit without duct firing is 1 ppm @ 15% O2. | Oxidation Catalyst & Good Combustion Practices | 0.0022 | LB/MMBTU |  | BACT-PSD |  | U | 0 | U | 0.0022 | LB/MMBTU |  | 2 | PPM | @ 15% O2 | 0 | 0 | N |  | The above VOC limit is applicable with duct firing. The limit without duct firing is 1 ppm @ 15% O2. | Oxidation Catalyst & Good Combustion Practices | 0.0022 | LB/MMBTU |  | BACT-PSD |  | U | 0 | U | 0.0022 | LB/MMBTU |  | 2 | PPM | @ 15% O2 | 0 | 0 | N |  | The above VOC limit is applicable with duct firing. The limit without duct firing is 1 ppm @ 15% O2. | Oxidation Catalyst & Good Combustion Practices | 0.0022 | LB/MMBTU |  | BACT-PSD |  | U | 0 | U | 0.0022 | LB/MMBTU |  | 2 | PPM | @ 15% O2 | 0 | 0 | N |  | The above VOC limit is applicable with duct firing. The limit without duct firing is 1 ppm @ 15% O2. | Oxidation Catalyst & Good Combustion Practices | 0.0022 | LB/MMBTU |  | BACT-PSD |  | U | 0 | U | 0.0022 | LB/MMBTU |  | 2 | PPM | @ 15% O2 | 0 | 0 | N |  | The above VOC limit is applicable with duct firing. The limit without duct firing is 1 ppm @ 15% O2. | Oxidation Catalyst & Good Combustion Practices | 0.0022 | LB/MMBTU |  | BACT-PSD |  | U | 0 | U | 0.0022 | LB/MMBTU |  | 2 | PPM | @ 15% O2 | 0 | 0 | N |  | The above VOC limit is applicable with duct firing. The limit without duct firing is 1 ppm @ 15% O2. | Oxidation Catalyst & Good Combustion Practices | 0.0022 | LB/MMBTU |  | BACT-PSD |  | U | 0 | U | 0.0022 | LB/MMBTU |  | 2 | PPM | @ 15% O2 | 0 | 0 | N |  | The above VOC limit is applicable with duct firing. The limit without duct firing is 1 ppm @ 15% O2. | Oxidation Catalyst & Good Combustion Practices | 0.0022 | LB/MMBTU |  | BACT-PSD |  | U | 0 | U | 0.0022 | LB/MMBTU |  | 2 | PPM | @ 15% O2 | 0 | 0 | N |  | The above VOC limit is applicable with duct firing. The limit without duct firing is 1 ppm @ 15% O2. | Oxidation Catalyst & Good Combustion Practices | 0.0022 | LB/MMBTU |  | BACT-PSD |  | U | 0 | U | 0.0022 | LB/MMBTU |  | 2 | PPM | @ 15% O2 | 0 | 0 | N |  | The above VOC limit is applicable with duct firing. The limit without duct firing is 1 ppm @ 15% O2. | Oxidation Catalyst & Good Combustion Practices | 0.0022 | LB/MMBTU |  | BACT-PSD |  | U | 0 | U | 0.0022 | LB/MMBTU |  | 2 | PPM | @ 15% O2 | 0 | 0 | N |  | The above VOC limit is applicable with duct firing. The limit without duct firing is 1 ppm @ 15% O2. | Oxidation Catalyst & Good Combustion Practices | 0.0022 | LB/MMBTU |  | BACT-PSD |  | U | 0 | U | 0.0022 | LB/MMBTU |  | 2 | PPM | @ 15% O2 | 0 | 0 | N |  | The above VOC limit is applicable with duct firing. The limit without duct firing is 1 ppm @ 15% O2. | Oxidation Catalyst & Good Combustion Practices | 0.0022 | LB/MMBTU |  | BACT-PSD |  | U | 0 | U | 0.0022 | LB/MMBTU |  | 2 | PPM | @ 15% O2 | 0 | 0 | N |  | The above VOC limit is applicable with duct firing. The limit without duct firing is 1 ppm @ 15% O2. | Oxidation Catalyst & Good Combustion Practices | 0.0022 | LB/MMBTU |  | BACT-PSD |  | U | 0 | U | 0.0022 | LB/MMBTU |  | 2 | PPM | @ 15% O2 | 0 | 0 | N |  | The above VOC limit is applicable with duct firing. The limit without duct firing is 1 ppm @ 15% O2. | Oxidation Catalyst & Good Combustion Practices | 0.0022 | LB/MMBTU |  | BACT-PSD |  | U | 0 | U | 0.0022 | LB/MMBTU |  | 2 | PPM | @ 15% O2 | 0 | 0 | N |  | The above VOC limit is applicable with duct firing. The limit without duct firing is 1 ppm @ 15% O2. | Oxidation Catalyst & Good Combustion Practices | 0.0022 | LB/MMBTU |  | BACT-PSD |  | U | 0 | U | 0.0022 | LB/MMBTU |  | 2 | PPM | @ 15% O2 | 0 | 0 | N |  | The above VOC limit is applicable with duct firing. The limit without duct firing is 1 ppm @ 15% O2. | Oxidation Catalyst & Good Combustion Practices | 0.0022 | LB/MMBTU |  | BACT-PSD |  | U | 0 | U | 0.0022 | LB/MMBTU |  | 2 | PPM | @ 15% O2 | 0 | 0 | N |  | The above VOC limit is applicable with duct firing. The limit without duct firing is 1 ppm @ 15% O2. | Oxidation Catalyst & Good Combustion Practices | 0.0022 | LB/MMBTU |  | BACT-PSD |  | U | 0 | U | 0.0022 | LB/MMBTU |  | 2 | PPM | @ 15% O2 | 0 | 0 | N |  | The above VOC limit is applicable with duct firing. The limit without duct firing is 1 ppm @ 15% O2. | Oxidation Catalyst & Good Combustion Practices | 0.0022 | LB/MMBTU |  | BACT-PSD |  | U | 0 | U | 0.0022 | LB/MMBTU |  | 2 | PPM | @ 15% O2 | 0 | 0 | N |  | The above VOC limit is applicable with duct firing. The limit without duct firing is 1 ppm @ 15% O2. | Oxidation Catalyst & Good Combustion Practices | 0.0022 | LB/MMBTU |  | BACT-PSD |  | U | 0 | U | 0.0022 | LB/MMBTU |  | 2 | PPM | @ 15% O2 | 0 | 0 | N |  | The above VOC limit is applicable with duct firing. The limit without duct firing is 1 ppm @ 15% O2. | Oxidation Catalyst & Good Combustion Practices | 0.0022 | LB/MMBTU |  | BACT-PSD |  | U | 0 | U | 0.0022 | LB/MMBTU |  | 2 | PPM | @ 15% O2 | 0 | 0 | N |  | The above VOC limit is applicable with duct firing. The limit without duct firing is 1 ppm @ 15% O2. | Oxidation Catalyst & Good Combustion Practices | 0.0022 | LB/MMBTU |  | BACT-PSD |  | U | 0 | U | 0.0022 | LB/MMBTU |  | 2 | PPM | @ 15% O2 | 0 | 0 | N |  | The above VOC limit is applicable with duct firing. The limit without duct firing is 1 ppm @ 15% O2. | Oxidation Catalyst & Good Combustion Practices | 0.0022 | LB/MMBTU |  | BACT-PSD |  | U | 0 | U | 0.0022 | LB/MMBTU |  | 2 | PPM | @ 15% O2 | 0 | 0 | N |  | The above VOC limit is applicable with duct firing. The limit without duct firing is 1 ppm @ 15% O2. | Oxidation Catalyst & Good Combustion Practices | 0.0022 | LB/MMBTU |  | BACT-PSD |  | U | 0 | U | 0.0022 | LB/MMBTU |  | 2 | PPM | @ 15% O2 | 0 | 0 | N |  | The above VOC limit is applicable with duct firing. The limit without duct firing is 1 ppm @ 15% O2. | Oxidation Catalyst & Good Combustion Practices | 0.0022 | LB/MMBTU |  | BACT-PSD |  | U | 0 | U | 0.0022 | LB/MMBTU |  | 2 | PPM | @ 15% O2 | 0 | 0 | N |  | The above VOC limit is applicable with duct firing. The limit without duct firing is 1 ppm @ 15% O2. | Oxidation Catalyst & Good Combustion Practices | 0.0022 | LB/MMBTU |  | BACT-PSD |  | U | 0 | U | 0.0022 | LB/MMBTU |  | 2 | PPM | @ 15% O2 | 0 | 0 | N |  | The above VOC limit is applicable with duct firing. The limit without duct firing is 1 ppm @ 15% O2. | Oxidation Catalyst & Good Combustion Practices | 0.0022 | LB/MMBTU |  | BACT-PSD |  | U | 0 | U | 0.0022 | LB/MMBTU |  | 2 | PPM | @ 15% O2 | 0 | 0 | N |  | The above VOC limit is applicable with duct firing. The limit without duct firing is 1 ppm @ 15% O2. | Oxidation Catalyst & Good Combustion Practices | 0.0022 | LB/MMBTU |  | BACT-PSD |  | U | 0 | U | 0.0022 | LB/MMBTU |  | 2 | PPM | @ 15% O2 | 0 | 0 | N |  | The above VOC limit is applicable with duct firing. The limit without duct firing is 1 ppm @ 15% O2. | Oxidation Catalyst & Good Combustion Practices | 0.0022 | LB/MMBTU |  | BACT-PSD |  | U | 0 | U | 0.0022 | LB/MMBTU |  | 2 | PPM | @ 15% O2 | 0 | 0 | N |  | The above VOC limit is applicable with duct firing. The limit without duct firing is 1 ppm @ 15% O2. | Oxidation Catalyst & Good Combustion Practices | 0.0022 | LB/MMBTU |  | BACT-PSD |  | U | 0 | U | 0.0022 | LB/MMBTU |  | 2 | PPM | @ 15% O2 | 0 | 0 | N |  | The above VOC limit is applicable with duct firing. The limit without duct firing is 1 ppm @ 15% O2. | Oxidation Catalyst & Good Combustion Practices | 0.0022 | LB/MMBTU |  | BACT-PSD |  | U | 0 | U | 0.0022 | LB/MMBTU |  | 2 | PPM | @ 15% O2 | 0 | 0 | N |  | The above VOC limit is applicable with duct firing. The limit without duct firing is 1 ppm @ 15% O2. | Oxidation Catalyst & Good Combustion Practices | 0.0022 | LB/MMBTU |  | BACT-PSD |  | U | 0 | U | 0.0022 | LB/MMBTU |  | 2 | PPM | @ 15% O2 | 0 | 0 | N |  | The above VOC limit is applicable with duct firing. The limit without duct firing is 1 ppm @ 15% O2. | Oxidation Catalyst & Good Combustion Practices | 0.0022 | LB/MMBTU |  | BACT-PSD |  | U | 0 | U | 0.0022 | LB/MMBTU |  | 2 | PPM | @ 15% O2 | 0 | 0 | N |  | The above VOC limit is applicable with duct firing. The limit without duct firing is 1 ppm @ 15% O2. | Oxidation Catalyst & Good Combustion Practices | 0.0022 | LB/MMBTU |  | BACT-PSD |  | U | 0 | U | 0.0022 | LB/MMBTU |  | 2 | PPM | @ 15% O2 | 0 | 0 | N |  | The above VOC limit is applicable with duct firing. The limit without duct firing is 1 ppm @ 15% O2. | Oxidation Catalyst & Good Combustion Practices | 0.0022 | LB/MMBTU |  | BACT-PSD |  | U | 0 | U | 0.0022 | LB/MMBTU |  | 2 | PPM | @ 15% O2 | 0 | 0 | N |  | The above VOC limit is applicable with duct firing. The limit without duct firing is 1 ppm @ 15% O2. | Oxidation Catalyst & Good Combustion Practices | 0.0022 | LB/MMBTU |  | BACT-PSD |  | U | 0 | U | 0.0022 | LB/MMBTU |  | 2 | PPM | @ 15% O2 | 0 | 0 | N |  | The above VOC limit is applicable with duct firing. The limit without duct firing is 1 ppm @ 15% O2. | Oxidation Catalyst & Good Combustion Practices | 0.0022 | LB/MMBTU |  | BACT-PSD |  | U | 0 | U | 0.0022 | LB/MMBTU |  | 2 | PPM | @ 15% O2 | 0 | 0 | N |  | The above VOC limit is applicable with duct firing. The limit without duct firing is 1 ppm @ 15% O2. | Oxidation Catalyst & Good Combustion Practices | 0.0022 | LB/MMBTU |  | BACT-PSD |  | U | 0 | U | 0.0022 | LB/MMBTU |  | 2 | PPM | @ 15% O2 | 0 | 0 | N |  | The above VOC limit is applicable with duct firing. The limit without duct firing is 1 ppm @ 15% O2. | Oxidation Catalyst & Good Combustion Practices | 0.0022 | LB/MMBTU |  | BACT-PSD |  | U | 0 | U | 0.0022 | LB/MMBTU |  | 2 | PPM | @ 15% O2 | 0 | 0 | N |  | The above VOC limit is applicable with duct firing. The limit without duct firing is 1 ppm @ 15% O2. | Oxidation Catalyst & Good Combustion Practices | 0.0022 | LB/MMBTU |  | BACT-PSD |  | U | 0 | U | 0.0022 | LB/MMBTU |  | 2 | PPM | @ 15% O2 | 0 | 0 | N |  | The above VOC limit is applicable with duct firing. The limit without duct firing is 1 ppm @ 15% O2. | Oxidation Catalyst & Good Combustion Practices | 0.0022 | LB/MMBTU |  | BACT-PSD |  | U | 0 | U | 0.0022 | LB/MMBTU |  | 2 | PPM | @ 15% O2 | 0 | 0 | N |  | The above VOC limit is applicable with duct firing. The limit without duct firing is 1 ppm @ 15% O2. | Oxidation Catalyst & Good Combustion Practices | 0.0022 | LB/MMBTU |  | BACT-PSD |  | U | 0 | U | 0.0022 | LB/MMBTU |  | 2 | PPM | @ 15% O2 | 0 | 0 | N |  | The above VOC limit is applicable with duct firing. The limit without duct firing is 1 ppm @ 15% O2. | Oxidation Catalyst & Good Combustion Practices | 0.0022 | LB/MMBTU |  | BACT-PSD |  | U | 0 | U | 0.0022 | LB/MMBTU |  | 2 | PPM | @ 15% O2 | 0 | 0 | N |  | The above VOC limit is applicable with duct firing. The limit without duct firing is 1 ppm @ 15% O2. | Oxidation Catalyst & Good Combustion Practices | 0.0022 | LB/MMBTU |  | BACT-PSD |  | U | 0 | U | 0.0022 | LB/MMBTU |  | 2 | PPM | @ 15% O2 | 0 | 0 | N |  | The above VOC limit is applicable with duct firing. The limit without duct firing is 1 ppm @ 15% O2. | Oxidation Catalyst & Good Combustion Practices | 0.0022 | LB/MMBTU |  | BACT-PSD |  | U | 0 | U | 0.0022 | LB/MMBTU |  | 2 | PPM | @ 15% O2 | 0 | 0 | N |  | The above VOC limit is applicable with duct firing. The limit without duct firing is 1 ppm @ 15% O2. | Oxidation Catalyst & Good Combustion Practices | 0.0022 | LB/MMBTU |  | BACT-PSD |  | U | 0 | U | 0.0022 | LB/MMBTU |  | 2 | PPM | @ 15% O2 | 0 | 0 | N |  | The above VOC limit is applicable with duct firing. The limit without duct firing is 1 ppm @ 15% O2. | Oxidation Catalyst & Good Combustion Practices | 0.0022 | LB/MMBTU |  | BACT-PSD |  | U | 0 | U | 0.0022 | LB/MMBTU |  | 2 | PPM | @ 15% O2 | 0 | 0 | N |  | The above VOC limit is applicable with duct firing. The limit without duct firing is 1 ppm @ 15% O2. | Oxidation Catalyst & Good Combustion Practices | 0.0022 | LB/MMBTU |  | BACT-PSD |  | U | 0 | U | 0.0022 | LB/MMBTU |  | 2 | PPM | @ 15% O2 | 0 | 0 | N |  | The above VOC limit is applicable with duct firing. The limit without duct firing is 1 ppm @ 15% O2. | Oxidation Catalyst & Good Combustion Practices | 0.0022 | LB/MMBTU |  | BACT-PSD |  | U | 0 | U | 0.0022 | LB/MMBTU |  | 2 | PPM | @ 15% O2 | 0 | 0 | N |  | The above VOC limit is applicable with duct firing. The limit without duct firing is 1 ppm @ 15% O2. | Oxidation Catalyst & Good Combustion Practices | 0.0022 | LB/MMBTU |  | BACT-PSD |  | U | 0 | U | 0.0022 | LB/MMBTU |  | 2 | PPM | @ 15% O2 | 0 | 0 | N |  | The above VOC limit is applicable with duct firing. The limit without duct firing is 1 ppm @ 15% O2. | Oxidation Catalyst & Good Combustion Practices | 0.0022 | LB/MMBTU |  | BACT-PSD |  | U | 0 | U | 0.0022 | LB/MMBTU |  | 2 | PPM | @ 15% O2 | 0 | 0 | N |  | The above VOC limit is applicable with duct firing. The limit without duct firing is 1 ppm @ 15% O2. | Oxidation Catalyst & Good Combustion Practices | 0.0022 | LB/MMBTU |  | BACT-PSD |  | U | 0 | U | 0.0022 | LB/MMBTU |  | 2 | PPM | @ 15% O2 | 0 | 0 | N |  | The above VOC limit is applicable with duct firing. The limit without duct firing is 1 ppm @ 15% O2. | Oxidation Catalyst & Good Combustion Practices | 0.0022 | LB/MMBTU |  | BACT-PSD |  | U | 0 | U | 0.0022 | LB/MMBTU |  | 2 | PPM | @ 15% O2 | 0 | 0 | N |  | The above VOC limit is applicable with duct firing. The limit without duct firing is 1 ppm @ 15% O2. | Oxidation Catalyst & Good Combustion Practices | 0.0022 | LB/MMBTU |  | BACT-PSD |  | U | 0 | U | 0.0022 | LB/MMBTU |  | 2 | PPM | @ 15% O2 | 0 | 0 | N |  | The above VOC limit is applicable with duct firing. The limit without duct firing is 1 ppm @ 15% O2. | Oxidation Catalyst & Good Combustion Practices | 0.0022 | LB/MMBTU |  | BACT-PSD |  | U | 0 | U | 0.0022 | LB/MMBTU |  | 2 | PPM | @ 15% O2 | 0 | 0 | N |  | The above VOC limit is applicable with duct firing. The limit without duct firing is 1 ppm @ 15% O2. | Oxidation Catalyst & Good Combustion Practices | 0.0022 | LB/MMBTU |  | BACT-PSD |  | U | 0 | U | 0.0022 | LB/MMBTU |  | 2 | PPM | @ 15% O2 | 0 | 0 | N |  | The above VOC limit is applicable with duct firing. The limit without duct firing is 1 ppm @ 15% O2. | Oxidation Catalyst & Good Combustion Practices | 0.0022 | LB/MMBTU |  | BACT-PSD |  | U | 0 | U | 0.0022 | LB/MMBTU |  | 2 | PPM | @ 15% O2 | 0 | 0 | N |  | The above VOC limit is applicable with duct firing. The limit without duct firing is 1 ppm @ 15% O2. | Oxidation Catalyst & Good Combustion Practices | 0.0022 | LB/MMBTU |  | BACT-PSD |  | U | 0 | U | 0.0022 | LB/MMBTU |  | 2 | PPM | @ 15% O2 | 0 | 0 | N |  | The above VOC limit is applicable with duct firing. The limit without duct firing is 1 ppm @ 15% O2. | Oxidation Catalyst & Good Combustion Practices | 0.0022 | LB/MMBTU |  | BACT-PSD |  | U | 0 | U | 0.0022 | LB/MMBTU |  | 2 | PPM | @ 15% O2 | 0 | 0 | N |  | The above VOC limit is applicable with duct firing. The limit without duct firing is 1 ppm @ 15% O2. | Oxidation Catalyst & Good Combustion Practices | 0.0022 | LB/MMBTU |  | BACT-PSD |  | U | 0 | U | 0.0022 | LB/MMBTU |  | 2 | PPM | @ 15% O2 | 0 | 0 | N |  | The above VOC limit is applicable with duct firing. The limit without duct firing is 1 ppm @ 15% O2. | Oxidation Catalyst & Good Combustion Practices | 0.0022 | LB/MMBTU |  | BACT-PSD |  | U | 0 | U | 0.0022 | LB/MMBTU |  | 2 | PPM | @ 15% O2 | 0 | 0 | N |  | The above VOC limit is applicable with duct firing. The limit without duct firing is 1 ppm @ 15% O2. | Oxidation Catalyst & Good Combustion Practices | 0.0022 | LB/MMBTU |  | BACT-PSD |  | U | 0 | U | 0.0022 | LB/MMBTU |  | 2 | PPM | @ 15% O2 | 0 | 0 | N |  | The above VOC limit is applicable with duct firing. The limit without duct firing is 1 ppm @ 15% O2. | Oxidation Catalyst & Good Combustion Practices | 0.0022 | LB/MMBTU |  | BACT-PSD |  | U | 0 | U | 0.0022 | LB/MMBTU |  | 2 | PPM | @ 15% O2 | 0 | 0 | N |  | The above VOC limit is applicable with duct firing. The limit without duct firing is 1 ppm @ 15% O2. | Oxidation Catalyst & Good Combustion Practices | 0.0022 | LB/MMBTU |  | BACT-PSD |  | U | 0 | U | 0.0022 | LB/MMBTU |  | 2 | PPM | @ 15% O2 | 0 | 0 | N |  | The above VOC limit is applicable with duct firing. The limit without duct firing is 1 ppm @ 15% O2. | Oxidation Catalyst & Good Combustion Practices | 0.0022 | LB/MMBTU |  | BACT-PSD |  | U | 0 | U | 0.0022 | LB/MMBTU |  | 2 | PPM | @ 15% O2 | 0 | 0 | N |  | The above VOC limit is applicable with duct firing. The limit without duct firing is 1 ppm @ 15% O2. | Oxidation Catalyst & Good Combustion Practices | 0.0022 | LB/MMBTU |  | BACT-PSD |  | U | 0 | U | 0.0022 | LB/MMBTU |  | 2 | PPM | @ 15% O2 | 0 | 0 | N |  | The above VOC limit is applicable with duct firing. The limit without duct firing is 1 ppm @ 15% O2. | Oxidation Catalyst & Good Combustion Practices | 0.0022 | LB/MMBTU |  | BACT-PSD |  | U | 0 | U | 0.0022 | LB/MMBTU |  | 2 | PPM | @ 15% O2 | 0 | 0 | N |  | The above VOC limit is applicable with duct firing. The limit without duct firing is 1 ppm @ 15% O2. | Oxidation Catalyst & Good Combustion Practices | 0.0022 | LB/MMBTU |  | BACT-PSD |  | U | 0 | U | 0.0022 | LB/MMBTU |  | 2 | PPM | @ 15% O2 | 0 | 0 | N |  | The above VOC limit is applicable with duct firing. The limit without duct firing is 1 ppm @ 15% O2. | Oxidation Catalyst & Good Combustion Practices | 0.0022 | LB/MMBTU |  | BACT-PSD |  | U | 0 | U | 0.0022 | LB/MMBTU |  | 2 | PPM | @ 15% O2 | 0 | 0 | N |  | The above VOC limit is applicable with duct firing. The limit without duct firing is 1 ppm @ 15% O2. | Oxidation Catalyst & Good Combustion Practices | 0.0022 | LB/MMBTU |  | BACT-PSD |  | U | 0 | U | 0.0022 | LB/MMBTU |  | 2 | PPM | @ 15% O2 | 0 | 0 | N |  | The above VOC limit is applicable with duct firing. The limit without duct firing is 1 ppm @ 15% O2. | Oxidation Catalyst & Good Combustion Practices | 0.0022 | LB/MMBTU |  | BACT-PSD |  | U | 0 | U | 0.0022 | LB/MMBTU |  | 2 | PPM | @ 15% O2 | 0 | 0 | N |  | The above VOC limit is applicable with duct firing. The limit without duct firing is 1 ppm @ 15% O2. | Oxidation Catalyst & Good Combustion Practices | 0.0022 | LB/MMBTU |  | BACT-PSD |  | U | 0 | U | 0.0022 | LB/MMBTU |  | 2 | PPM | @ 15% O2 | 0 | 0 | N |  | The above VOC limit is applicable with duct firing. The limit without duct firing is 1 ppm @ 15% O2. | Oxidation Catalyst & Good Combustion Practices | 0.0022 | LB/MMBTU |  | BACT-PSD |  | U | 0 | U | 0.0022 | LB/MMBTU |  | 2 | PPM | @ 15% O2 | 0 | 0 | N |  | The above VOC limit is applicable with duct firing. The limit without duct firing is 1 ppm @ 15% O2. | Oxidation Catalyst & Good Combustion Practices | 0.0022 | LB/MMBTU |  | BACT-PSD |  | U | 0 | U | 0.0022 | LB/MMBTU |  | 2 | PPM | @ 15% O2 | 0 | 0 | N |  | The above VOC limit is applicable with duct firing. The limit without duct firing is 1 ppm @ 15% O2. | Oxidation Catalyst & Good Combustion Practices | 0.0022 | LB/MMBTU |  | BACT-PSD |  | U | 0 | U | 0.0022 | LB/MMBTU |  | 2 | PPM | @ 15% O2 | 0 | 0 | N |  | The above VOC limit is applicable with duct firing. The limit without duct firing is 1 ppm @ 15% O2. | Oxidation Catalyst & Good Combustion Practices | 0.0022 | LB/MMBTU |  | BACT-PSD |  | U | 0 | U | 0.0022 | LB/MMBTU |  | 2 | PPM | @ 15% O2 | 0 | 0 | N |  | The above VOC limit is applicable with duct firing. The limit without duct firing is 1 ppm @ 15% O2. | Oxidation Catalyst & Good Combustion Practices | 0.0022 | LB/MMBTU |  | BACT-PSD |  | U | 0 | U | 0.0022 | LB/MMBTU |  | 2 | PPM | @ 15% O2 | 0 | 0 | N |  | The above VOC limit is applicable with duct firing. The limit without duct firing is 1 ppm @ 15% O2. | Oxidation Catalyst & Good Combustion Practices | 0.0022 | LB/MMBTU |  | BACT-PSD |  | U | 0 | U | 0.0022 | LB/MMBTU |  | 2 | PPM | @ 15% O2 | 0 | 0 | N |  | The above VOC limit is applicable with duct firing. The limit without duct firing is 1 ppm @ 15% O2. | Oxidation Catalyst & Good Combustion Practices | 0.0022 | LB/MMBTU |  | BACT-PSD |  | U | 0 | U | 0.0022 | LB/MMBTU |  | 2 | PPM | @ 15% O2 | 0 | 0 | N |  | The above VOC limit is applicable with duct firing. The limit without duct firing is 1 ppm @ 15% O2. | Oxidation Catalyst & Good Combustion Practices | 0.0022 | LB/MMBTU |  | BACT-PSD |  | U | 0 | U | 0.0022 | LB/MMBTU |  | 2 | PPM | @ 15% O2 | 0 | 0 | N |  | The above VOC limit is applicable with duct firing. The limit without duct firing is 1 ppm @ 15% O2. | Oxidation Catalyst & Good Combustion Practices | 0.0022 | LB/MMBTU |  | BACT-PSD |  | U | 0 | U | 0.0022 | LB/MMBTU |  | 2 | PPM | @ 15% O2 | 0 | 0 | N |  | The above VOC limit is applicable with duct firing. The limit without duct firing is 1 ppm @ 15% O2. | Oxidation Catalyst & Good Combustion Practices | 0.0022 | LB/MMBTU |  | BACT-PSD |  | U | 0 | U | 0.0022 | LB/MMBTU |  | 2 | PPM | @ 15% O2 | 0 | 0 | N |  | The above VOC limit is applicable with duct firing. The limit without duct firing is 1 ppm @ 15% O2. | Oxidation Catalyst & Good Combustion Practices | 0.0022 | LB/MMBTU |  | BACT-PSD |  | U | 0 | U | 0.0022 | LB/MMBTU |  | 2 | PPM | @ 15% O2 | 0 | 0 | N |  | The above VOC limit is applicable with duct firing. The limit without duct firing is 1 ppm @ 15% O2. | Oxidation Catalyst & Good Combustion Practices | 0.0022 | LB/MMBTU |  | BACT-PSD |  | U | 0 | U | 0.0022 | LB/MMBTU |  | 2 | PPM | @ 15% O2 | 0 | 0 | N |  | The above VOC limit is applicable with duct firing. The limit without duct firing is 1 ppm @ 15% O2. | Oxidation Catalyst & Good Combustion Practices | 0.0022 | LB/MMBTU |  | BACT-PSD |  | U | 0 | U | 0.0022 | LB/MMBTU |  | 2 | PPM | @ 15% O2 | 0 | 0 | N |  | The above VOC limit is applicable with duct firing. The limit without duct firing is 1 ppm @ 15% O2. | Oxidation Catalyst & Good Combustion Practices | 0.0022 | LB/MMBTU |  | BACT-PSD |  | U | 0 | U | 0.0022 | LB/MMBTU |  | 2 | PPM | @ 15% O2 | 0 | 0 | N |  | The above VOC limit is applicable with duct firing. The limit without duct firing is 1 ppm @ 15% O2. | Oxidation Catalyst & Good Combustion Practices | 0.0022 | LB/MMBTU |  | BACT-PSD |  | U | 0 | U | 0.0022 | LB/MMBTU |  | 2 | PPM | @ 15% O2 | 0 | 0 | N |  | The above VOC limit is applicable with duct firing. The limit without duct firing is 1 ppm @ 15% O2. | Oxidation Catalyst & Good Combustion Practices | 0.0022 | LB/MMBTU |  | BACT-PSD |  | U | 0 | U | 0.0022 | LB/MMBTU |  | 2 | PPM | @ 15% O2 | 0 | 0 | N |  | The above VOC limit is applicable with duct firing. The limit without duct firing is 1 ppm @ 15% O2. | Oxidation Catalyst & Good Combustion Practices | 0.0022 | LB/MMBTU |  | BACT-PSD |  | U | 0 | U | 0.0022 | LB/MMBTU |  | 2 | PPM | @ 15% O2 | 0 | 0 | N |  | The above VOC limit is applicable with duct firing. The limit without duct firing is 1 ppm @ 15% O2. | Oxidation Catalyst & Good Combustion Practices | 0.0022 | LB/MMBTU |  | BACT-PSD |  | U | 0 | U | 0.0022 | LB/MMBTU |  | 2 | PPM | @ 15% O2 | 0 | 0 | N |  | The above VOC limit is applicable with duct firing. The limit without duct firing is 1 ppm @ 15% O2. | Oxidation Catalyst & Good Combustion Practices | 0.0022 | LB/MMBTU |  | BACT-PSD |  | U | 0 | U | 0.0022 | LB/MMBTU |  | 2 | PPM | @ 15% O2 | 0 | 0 | N |  | The above VOC limit is applicable with duct firing. The limit without duct firing is 1 ppm @ 15% O2. | Oxidation Catalyst & Good Combustion Practices | 0.0022 | LB/MMBTU |  | BACT-PSD |  | U | 0 | U | 0.0022 | LB/MMBTU |  | 2 | PPM | @ 15% O2 | 0 | 0 | N |  | The above VOC limit is applicable with duct firing. The limit without duct firing is 1 ppm @ 15% O2. | Oxidation Catalyst & Good Combustion Practices | 0.0022 | LB/MMBTU |  | BACT-PSD |  | U | 0 | U | 0.0022 | LB/MMBTU |  | 2 | PPM | @ 15% O2 | 0 | 0 | N |  | The above VOC limit is applicable with duct firing. The limit without duct firing is 1 ppm @ 15% O2. | Oxidation Catalyst & Good Combustion Practices | 0.0022 | LB/MMBTU |  | BACT-PSD |  | U | 0 | U | 0.0022 | LB/MMBTU |  | 2 | PPM | @ 15% O2 | 0 | 0 | N |  | The above VOC limit is applicable with duct firing. The limit without duct firing is 1 ppm @ 15% O2. | Oxidation Catalyst & Good Combustion Practices | 0.0022 | LB/MMBTU |  | BACT-PSD |  | U | 0 | U | 0.0022 | LB/MMBTU |  | 2 | PPM | @ 15% O2 | 0 | 0 | N |  | The above VOC limit is applicable with duct firing. The limit without duct firing is 1 ppm @ 15% O2. | Oxidation Catalyst & Good Combustion Practices | 0.0022 | LB/MMBTU |  | BACT-PSD |  | U | 0 | U | 0.0022 | LB/MMBTU |  | 2 | PPM | @ 15% O2 | 0 | 0 | N |  | The above VOC limit is applicable with duct firing. The limit without duct firing is 1 ppm @ 15% O2. | Oxidation Catalyst & Good Combustion Practices | 0.0022 | LB/MMBTU |  | BACT-PSD |  | U | 0 | U | 0.0022 | LB/MMBTU |  | 2 | PPM | @ 15% O2 | 0 | 0 | N |  | The above VOC limit is applicable with duct firing. The limit without duct firing is 1 ppm @ 15% O2. | Oxidation Catalyst & Good Combustion Practices | 0.0022 | LB/MMBTU |  | BACT-PSD |  | U | 0 | U | 0.0022 | LB/MMBTU |  | 2 | PPM | @ 15% O2 | 0 | 0 | N |  | The above VOC limit is applicable with duct firing. The limit without duct firing is 1 ppm @ 15% O2. | Oxidation Catalyst & Good Combustion Practices | 0.0022 | LB/MMBTU |  | BACT-PSD |  | U | 0 | U | 0.0022 | LB/MMBTU |  | 2 | PPM | @ 15% O2 | 0 | 0 | N |  | The above VOC limit is applicable with duct firing. The limit without duct firing is 1 ppm @ 15% O2. | Oxidation Catalyst & Good Combustion Practices | 0.0022 | LB/MMBTU |  | BACT-PSD |  | U | 0 | U | 0.0022 | LB/MMBTU |  | 2 | PPM | @ 15% O2 | 0 | 0 | N |  | The above VOC limit is applicable with duct firing. The limit without duct firing is 1 ppm @ 15% O2. | Oxidation Catalyst & Good Combustion Practices | 0.0022 | LB/MMBTU |  | BACT-PSD |  | U | 0 | U | 0.0022 | LB/MMBTU |  | 2 | PPM | @ 15% O2 | 0 | 0 | N |  | The above VOC limit is applicable with duct firing. The limit without duct firing is 1 ppm @ 15% O2. | Oxidation Catalyst & Good Combustion Practices | 0.0022 | LB/MMBTU |  | BACT-PSD |  | U | 0 | U | 0.0022 | LB/MMBTU |  | 2 | PPM | @ 15% O2 | 0 | 0 | N |  | The above VOC limit is applicable with duct firing. The limit without duct firing is 1 ppm @ 15% O2. | Oxidation Catalyst & Good Combustion Practices | 0.0022 | LB/MMBTU |  | BACT-PSD |  | U | 0 | U | 0.0022 | LB/MMBTU |  | 2 | PPM | @ 15% O2 | 0 | 0 | N |  | The above VOC limit is applicable with duct firing. The limit without duct firing is 1 ppm @ 15% O2. | Oxidation Catalyst & Good Combustion Practices | 0.0022 | LB/MMBTU |  | BACT-PSD |  | U | 0 | U | 0.0022 | LB/MMBTU |  | 2 | PPM | @ 15% O2 | 0 | 0 | N |  | The above VOC limit is applicable with duct firing. The limit without duct firing is 1 ppm @ 15% O2. | Oxidation Catalyst & Good Combustion Practices | 0.0022 | LB/MMBTU |  | BACT-PSD |  | U | 0 | U | 0.0022 | LB/MMBTU |  | 2 | PPM | @ 15% O2 | 0 | 0 | N |  | The above VOC limit is applicable with duct firing. The limit without duct firing is 1 ppm @ 15% O2. | Oxidation Catalyst & Good Combustion Practices | 0.0022 | LB/MMBTU |  | BACT-PSD |  | U | 0 | U | 0.0022 | LB/MMBTU |  | 2 | PPM | @ 15% O2 | 0 | 0 | N |  | The above VOC limit is applicable with duct firing. The limit without duct firing is 1 ppm @ 15% O2. | Oxidation Catalyst & Good Combustion Practices | 0.0022 | LB/MMBTU |  | BACT-PSD |  | U | 0 | U | 0.0022 | LB/MMBTU |  | 2 | PPM | @ 15% O2 | 0 | 0 | N |  | The above VOC limit is applicable with duct firing. The limit without duct firing is 1 ppm @ 15% O2. | Oxidation Catalyst & Good Combustion Practices | 0.0022 | LB/MMBTU |  | BACT-PSD |  | U | 0 | U | 0.0022 | LB/MMBTU |  | 2 | PPM | @ 15% O2 | 0 | 0 | N |  | The above VOC limit is applicable with duct firing. The limit without duct firing is 1 ppm @ 15% O2. | Oxidation Catalyst & Good Combustion Practices | 0.0022 | LB/MMBTU |  | BACT-PSD |  | U | 0 | U | 0.0022 | LB/MMBTU |  | 2 | PPM | @ 15% O2 | 0 | 0 | N |  | The above VOC limit is applicable with duct firing. The limit without duct firing is 1 ppm @ 15% O2. | Oxidation Catalyst & Good Combustion Practices | 0.0022 | LB/MMBTU |  | BACT-PSD |  | U | 0 | U | 0.0022 | LB/MMBTU |  | 2 | PPM | @ 15% O2 | 0 | 0 | N |  | The above VOC limit is applicable with duct firing. The limit without duct firing is 1 ppm @ 15% O2. | Oxidation Catalyst & Good Combustion Practices | 0.0022 | LB/MMBTU |  | BACT-PSD |  | U | 0 | U | 0.0022 | LB/MMBTU |  | 2 | PPM | @ 15% O2 | 0 | 0 | N |  | The above VOC limit is applicable with duct firing. The limit without duct firing is 1 ppm @ 15% O2. | Oxidation Catalyst & Good Combustion Practices | 0.0022 | LB/MMBTU |  | BACT-PSD |  | U | 0 | U | 0.0022 | LB/MMBTU |  | 2 | PPM | @ 15% O2 | 0 | 0 | N |  | The above VOC limit is applicable with duct firing. The limit without duct firing is 1 ppm @ 15% O2. | Oxidation Catalyst & Good Combustion Practices | 0.0022 | LB/MMBTU |  | BACT-PSD |  | U | 0 | U | 0.0022 | LB/MMBTU |  | 2 | PPM | @ 15% O2 | 0 | 0 | N |  | The above VOC limit is applicable with duct firing. The limit without duct firing is 1 ppm @ 15% O2. | Oxidation Catalyst & Good Combustion Practices | 0.0022 | LB/MMBTU |  | BACT-PSD |  | U | 0 | U | 0.0022 | LB/MMBTU |  | 2 | PPM | @ 15% O2 | 0 | 0 | N |  | The above VOC limit is applicable with duct firing. The limit without duct firing is 1 ppm @ 15% O2. | Oxidation Catalyst & Good Combustion Practices | 0.0022 | LB/MMBTU |  | BACT-PSD |  | U | 0 | U | 0.0022 | LB/MMBTU |  | 2 | PPM | @ 15% O2 | 0 | 0 | N |  | The above VOC limit is applicable with duct firing. The limit without duct firing is 1 ppm @ 15% O2. | Oxidation Catalyst & Good Combustion Practices | 0.0022 | LB/MMBTU |  | BACT-PSD |  | U | 0 | U | 0.0022 | LB/MMBTU |  | 2 | PPM | @ 15% O2 | 0 | 0 | N |  | The above VOC limit is applicable with duct firing. The limit without duct firing is 1 ppm @ 15% O2. | Oxidation Catalyst & Good Combustion Practices | 0.0022 | LB/MMBTU |  | BACT-PSD |  | U | 0 | U | 0.0022 | LB/MMBTU |  | 2 | PPM | @ 15% O2 | 0 | 0 | N |  | The above VOC limit is applicable with duct firing. The limit without duct firing is 1 ppm @ 15% O2. | Oxidation Catalyst & Good Combustion Practices | 0.0022 | LB/MMBTU |  | BACT-PSD |  | U | 0 | U | 0.0022 | LB/MMBTU |  | 2 | PPM | @ 15% O2 | 0 | 0 | N |  | The above VOC limit is applicable with duct firing. The limit without duct firing is 1 ppm @ 15% O2. | Oxidation Catalyst & Good Combustion Practices | 0.0022 | LB/MMBTU |  | BACT-PSD |  | U | 0 | U | 0.0022 | LB/MMBTU |  | 2 | PPM | @ 15% O2 | 0 | 0 | N |  | The above VOC limit is applicable with duct firing. The limit without duct firing is 1 ppm @ 15% O2. | Oxidation Catalyst & Good Combustion Practices | 0.0022 | LB/MMBTU |  | BACT-PSD |  | U | 0 | U | 0.0022 | LB/MMBTU |  | 2 | PPM | @ 15% O2 | 0 | 0 | N |  | The above VOC limit is applicable with duct firing. The limit without duct firing is 1 ppm @ 15% O2. | Oxidation Catalyst & Good Combustion Practices | 0.0022 | LB/MMBTU |  | BACT-PSD |  | U | 0 | U | 0.0022 | LB/MMBTU |  | 2 | PPM | @ 15% O2 | 0 | 0 | N |  | The above VOC limit is applicable with duct firing. The limit without duct firing is 1 ppm @ 15% O2. | Oxidation Catalyst & Good Combustion Practices | 0.0022 | LB/MMBTU |  | BACT-PSD |  | U | 0 | U | 0.0022 | LB/MMBTU |  | 2 | PPM | @ 15% O2 | 0 | 0 | N |  | The above VOC limit is applicable with duct firing. The limit without duct firing is 1 ppm @ 15% O2. | Oxidation Catalyst & Good Combustion Practices | 0.0022 | LB/MMBTU |  | BACT-PSD |  | U | 0 | U | 0.0022 | LB/MMBTU |  | 2 | PPM | @ 15% O2 | 0 | 0 | N |  | The above VOC limit is applicable with duct firing. The limit without duct firing is 1 ppm @ 15% O2. | Oxidation Catalyst & Good Combustion Practices | 0.0022 | LB/MMBTU |  | BACT-PSD |  | U | 0 | U | 0.0022 | LB/MMBTU |  | 2 | PPM | @ 15% O2 | 0 | 0 | N |  | The above VOC limit is applicable with duct firing. The limit without duct firing is 1 ppm @ 15% O2. | Oxidation Catalyst & Good Combustion Practices | 0.0022 | LB/MMBTU |  | BACT-PSD |  | U | 0 | U | 0.0022 | LB/MMBTU |  | 2 | PPM | @ 15% O2 | 0 | 0 | N |  | The above VOC limit is applicable with duct firing. The limit without duct firing is 1 ppm @ 15% O2. | Oxidation Catalyst & Good Combustion Practices | 0.0022 | LB/MMBTU |  | BACT-PSD |  | U | 0 | U | 0.0022 | LB/MMBTU |  | 2 | PPM | @ 15% O2 | 0 | 0 | N |  | The above VOC limit is applicable with duct firing. The limit without duct firing is 1 ppm @ 15% O2. | Oxidation Catalyst & Good Combustion Practices | 0.0022 | LB/MMBTU |  | BACT-PSD |  | U | 0 | U | 0.0022 | LB/MMBTU |  | 2 | PPM | @ 15% O2 | 0 | 0 | N |  | The above VOC limit is applicable with duct firing. The limit without duct firing is 1 ppm @ 15% O2. | Oxidation Catalyst & Good Combustion Practices | 0.0022 | LB/MMBTU |  | BACT-PSD |  | U | 0 | U | 0.0022 | LB/MMBTU |  | 2 | PPM | @ 15% O2 | 0 | 0 | N |  | The above VOC limit is applicable with duct firing. The limit without duct firing is 1 ppm @ 15% O2. | Oxidation Catalyst & Good Combustion Practices | 0.0022 | LB/MMBTU |  | BACT-PSD |  | U | 0 | U | 0.0022 | LB/MMBTU |  | 2 | PPM | @ 15% O2 | 0 | 0 | N |  | The above VOC limit is applicable with duct firing. The limit without duct firing is 1 ppm @ 15% O2. | Oxidation Catalyst & Good Combustion Practices | 0.0022 | LB/MMBTU |  | BACT-PSD |  | U | 0 | U | 0.0022 | LB/MMBTU |  | 2 | PPM | @ 15% O2 | 0 | 0 | N |  | The above VOC limit is applicable with duct firing. The limit without duct firing is 1 ppm @ 15% O2. | Oxidation Catalyst & Good Combustion Practices | 0.0022 | LB/MMBTU |  | BACT-PSD |  | U | 0 | U | 0.0022 | LB/MMBTU |  | 2 | PPM | @ 15% O2 | 0 | 0 | N |  | The above VOC limit is applicable with duct firing. The limit without duct firing is 1 ppm @ 15% O2. | Oxidation Catalyst & Good Combustion Practices | 0.0022 | LB/MMBTU |  | BACT-PSD |  | U | 0 | U | 0.0022 | LB/MMBTU |  | 2 | PPM | @ 15% O2 | 0 | 0 | N |  | The above VOC limit is applicable with duct firing. The limit without duct firing is 1 ppm @ 15% O2. | Oxidation Catalyst & Good Combustion Practices | 0.0022 | LB/MMBTU |  | BACT-PSD |  | U | 0 | U | 0.0022 | LB/MMBTU |  | 2 | PPM | @ 15% O2 | 0 | 0 | N |  | The above VOC limit is applicable with duct firing. The limit without duct firing is 1 ppm @ 15% O2. | Oxidation Catalyst & Good Combustion Practices | 0.0022 | LB/MMBTU |  | BACT-PSD |  | U | 0 | U | 0.0022 | LB/MMBTU |  | 2 | PPM | @ 15% O2 | 0 | 0 | N |  | The above VOC limit is applicable with duct firing. The limit without duct firing is 1 ppm @ 15% O2. | Oxidation Catalyst & Good Combustion Practices | 0.0022 | LB/MMBTU |  | BACT-PSD |  | U | 0 | U | 0.0022 | LB/MMBTU |  | 2 | PPM | @ 15% O2 | 0 | 0 | N |  | The above VOC limit is applicable with duct firing. The limit without duct firing is 1 ppm @ 15% O2. | Oxidation Catalyst & Good Combustion Practices | 0.0022 | LB/MMBTU |  | BACT-PSD |  | U | 0 | U | 0.0022 | LB/MMBTU |  | 2 | PPM | @ 15% O2 | 0 | 0 | N |  | The above VOC limit is applicable with duct firing. The limit without duct firing is 1 ppm @ 15% O2. | Oxidation Catalyst & Good Combustion Practices | 0.0022 | LB/MMBTU |  | BACT-PSD |  | U | 0 | U | 0.0022 | LB/MMBTU |  | 2 | PPM | @ 15% O2 | 0 | 0 | N |  | The above VOC limit is applicable with duct firing. The limit without duct firing is 1 ppm @ 15% O2. | Oxidation Catalyst & Good Combustion Practices | 0.0022 | LB/MMBTU |  | BACT-PSD |  | U | 0 | U | 0.0022 | LB/MMBTU |  | 2 | PPM | @ 15% O2 | 0 | 0 | N |  | The above VOC limit is applicable with duct firing. The limit without duct firing is 1 ppm @ 15% O2. | Oxidation Catalyst & Good Combustion Practices | 0.0022 | LB/MMBTU |  | BACT-PSD |  | U | 0 | U | 0.0022 | LB/MMBTU |  | 2 | PPM | @ 15% O2 | 0 | 0 | N |  | The above VOC limit is applicable with duct firing. The limit without duct firing is 1 ppm @ 15% O2. | Oxidation Catalyst & Good Combustion Practices | 0.0022 | LB/MMBTU |  | BACT-PSD |  | U | 0 | U | 0.0022 | LB/MMBTU |  | 2 | PPM | @ 15% O2 | 0 | 0 | N |  | The above VOC limit is applicable with duct firing. The limit without duct firing is 1 ppm @ 15% O2. | Oxidation Catalyst & Good Combustion Practices | 0.0022 | LB/MMBTU |  | BACT-PSD |  | U | 0 | U | 0.0022 | LB/MMBTU |  | 2 | PPM | @ 15% O2 | 0 | 0 | N |  | The above VOC limit is applicable with duct firing. The limit without duct firing is 1 ppm @ 15% O2. | Oxidation Catalyst & Good Combustion Practices | 0.0022 | LB/MMBTU |  | BACT-PSD |  | U | 0 | U | 0.0022 | LB/MMBTU |  | 2 | PPM | @ 15% O2 | 0 | 0 | N |  | The above VOC limit is applicable with duct firing. The limit without duct firing is 1 ppm @ 15% O2. | Oxidation Catalyst & Good Combustion Practices | 0.0022 | LB/MMBTU |  | BACT-PSD |  | U | 0 | U | 0.0022 | LB/MMBTU |  | 2 | PPM | @ 15% O2 | 0 | 0 | N |  | The above VOC limit is applicable with duct firing. The limit without duct firing is 1 ppm @ 15% O2. | Oxidation Catalyst & Good Combustion Practices | 0.0022 | LB/MMBTU |  | BACT-PSD |  | U | 0 | U | 0.0022 | LB/MMBTU |  | 2 | PPM | @ 15% O2 | 0 | 0 | N |  | The above VOC limit is applicable with duct firing. The limit without duct firing is 1 ppm @ 15% O2. | Oxidation Catalyst & Good Combustion Practices | 0.0022 | LB/MMBTU |  | BACT-PSD |  | U | 0 | U | 0.0022 | LB/MMBTU |  | 2 | PPM | @ 15% O2 | 0 | 0 | N |  | The above VOC limit is applicable with duct firing. The limit without duct firing is 1 ppm @ 15% O2. | Oxidation Catalyst & Good Combustion Practices | 0.0022 | LB/MMBTU |  | BACT-PSD |  | U | 0 | U | 0.0022 | LB/MMBTU |  | 2 | PPM | @ 15% O2 | 0 | 0 | N |  | The above VOC limit is applicable with duct firing. The limit without duct firing is 1 ppm @ 15% O2. | Oxidation Catalyst & Good Combustion Practices | 0.0022 | LB/MMBTU |  | BACT-PSD |  | U | 0 | U | 0.0022 | LB/MMBTU |  | 2 | PPM | @ 15% O2 | 0 | 0 | N |  | The above VOC limit is applicable with duct firing. The limit without duct firing is 1 ppm @ 15% O2. | Oxidation Catalyst & Good Combustion Practices | 0.0022 | LB/MMBTU |  | BACT-PSD |  | U | 0 | U | 0.0022 | LB/MMBTU |  | 2 | PPM | @ 15% O2 | 0 | 0 | N |  | The above VOC limit is applicable with duct firing. The limit without duct firing is 1 ppm @ 15% O2. | Oxidation Catalyst & Good Combustion Practices | 0.0022 | LB/MMBTU |  | BACT-PSD |  | U | 0 | U | 0.0022 | LB/MMBTU |  | 2 | PPM | @ 15% O2 | 0 | 0 | N |  | The above VOC limit is applicable with duct firing. The limit without duct firing is 1 ppm @ 15% O2. | Oxidation Catalyst & Good Combustion Practices | 0.0022 | LB/MMBTU |  | BACT-PSD |  | U | 0 | U | 0.0022 | LB/MMBTU |  | 2 | PPM | @ 15% O2 | 0 | 0 | N |  | The above VOC limit is applicable with duct firing. The limit without duct firing is 1 ppm @ 15% O2. | Oxidation Catalyst & Good Combustion Practices | 0.0022 | LB/MMBTU |  | BACT-PSD |  | U | 0 | U | 0.0022 | LB/MMBTU |  | 2 | PPM | @ 15% O2 | 0 | 0 | N |  | The above VOC limit is applicable with duct firing. The limit without duct firing is 1 ppm @ 15% O2. | Oxidation Catalyst & Good Combustion Practices | 0.0022 | LB/MMBTU |  | BACT-PSD |  | U | 0 | U | 0.0022 | LB/MMBTU |  | 2 | PPM | @ 15% O2 | 0 | 0 | N |  | The above VOC limit is applicable with duct firing. The limit without duct firing is 1 ppm @ 15% O2. | Oxidation Catalyst & Good Combustion Practices | 0.0022 | LB/MMBTU |  | BACT-PSD |  | U | 0 | U | 0.0022 | LB/MMBTU |  | 2 | PPM | @ 15% O2 | 0 | 0 | N |  | The above VOC limit is applicable with duct firing. The limit without duct firing is 1 ppm @ 15% O2. | Oxidation Catalyst & Good Combustion Practices | 0.0022 | LB/MMBTU |  | BACT-PSD |  | U | 0 | U | 0.0022 | LB/MMBTU |  | 2 | PPM | @ 15% O2 | 0 | 0 | N |  | The above VOC limit is applicable with duct firing. The limit without duct firing is 1 ppm @ 15% O2. | Oxidation Catalyst & Good Combustion Practices | 0.0022 | LB/MMBTU |  | BACT-PSD |  | U | 0 | U | 0.0022 | LB/MMBTU |  | 2 | PPM | @ 15% O2 | 0 | 0 | N |  | The above VOC limit is applicable with duct firing. The limit without duct firing is 1 ppm @ 15% O2. | Oxidation Catalyst & Good Combustion Practices | 0.0022 | LB/MMBTU |  | BACT-PSD |  | U | 0 | U | 0.0022 | LB/MMBTU |  | 2 | PPM | @ 15% O2 | 0 | 0 | N |  | The above VOC limit is applicable with duct firing. The limit without duct firing is 1 ppm @ 15% O2. | Oxidation Catalyst & Good Combustion Practices | 0.0022 | LB/MMBTU |  | BACT-PSD |  | U | 0 | U | 0.0022 | LB/MMBTU |  | 2 | PPM | @ 15% O2 | 0 | 0 | N |  | The above VOC limit is applicable with duct firing. The limit without duct firing is 1 ppm @ 15% O2. | Oxidation Catalyst & Good Combustion Practices | 0.0022 | LB/MMBTU |  | BACT-PSD |  | U | 0 | U | 0.0022 | LB/MMBTU |  | 2 | PPM | @ 15% O2 | 0 | 0 | N |  | The above VOC limit is applicable with duct firing. The limit without duct firing is 1 ppm @ 15% O2. | Oxidation Catalyst & Good Combustion Practices | 0.0022 | LB/MMBTU |  | BACT-PSD |  | U | 0 | U | 0.0022 | LB/MMBTU |  | 2 | PPM | @ 15% O2 | 0 | 0 | N |  | The above VOC limit is applicable with duct firing. The limit without duct firing is 1 ppm @ 15% O2. | Oxidation Catalyst & Good Combustion Practices | 0.0022 | LB/MMBTU |  | BACT-PSD |  | U | 0 | U | 0.0022 | LB/MMBTU |  | 2 | PPM | @ 15% O2 | 0 | 0 | N |  | The above VOC limit is applicable with duct firing. The limit without duct firing is 1 ppm @ 15% O2. | Oxidation Catalyst & Good Combustion Practices | 0.0022 | LB/MMBTU |  | BACT-PSD |  | U | 0 | U | 0.0022 | LB/MMBTU |  | 2 | PPM | @ 15% O2 | 0 | 0 | N |  | The above VOC limit is applicable with duct firing. The limit without duct firing is 1 ppm @ 15% O2. | Oxidation Catalyst & Good Combustion Practices | 0.0022 | LB/MMBTU |  | BACT-PSD |  | U | 0 | U | 0.0022 | LB/MMBTU |  | 2 | PPM | @ 15% O2 | 0 | 0 | N |  | The above VOC limit is applicable with duct firing. The limit without duct firing is 1 ppm @ 15% O2. | Oxidation Catalyst & Good Combustion Practices | 0.0022 | LB/MMBTU |  | BACT-PSD |  | U | 0 | U | 0.0022 | LB/MMBTU |  | 2 | PPM | @ 15% O2 | 0 | 0 | N |  | The above VOC limit is applicable with duct firing. The limit without duct firing is 1 ppm @ 15% O2. | Oxidation Catalyst & Good Combustion Practices | 0.0022 | LB/MMBTU |  | BACT-PSD |  | U | 0 | U | 0.0022 | LB/MMBTU |  | 2 | PPM | @ 15% O2 | 0 | 0 | N |  | The above VOC limit is applicable with duct firing. The limit without duct firing is 1 ppm @ 15% O2. | Oxidation Catalyst & Good Combustion Practices | 0.0022 | LB/MMBTU |  | BACT-PSD |  | U | 0 | U | 0.0022 | LB/MMBTU |  | 2 | PPM | @ 15% O2 | 0 | 0 | N |  | The above VOC limit is applicable with duct firing. The limit without duct firing is 1 ppm @ 15% O2. | Oxidation Catalyst & Good Combustion Practices | 0.0022 | LB/MMBTU |  | BACT-PSD |  | U | 0 | U | 0.0022 | LB/MMBTU |  | 2 | PPM | @ 15% O2 | 0 | 0 | N |  | The above VOC limit is applicable with duct firing. The limit without duct firing is 1 ppm @ 15% O2. | Oxidation Catalyst & Good Combustion Practices | 0.0022 | LB/MMBTU |  | BACT-PSD |  | U | 0 | U | 0.0022 | LB/MMBTU |  | 2 | PPM | @ 15% O2 | 0 | 0 | N |  | The above VOC limit is applicable with duct firing. The limit without duct firing is 1 ppm @ 15% O2. | Oxidation Catalyst & Good Combustion Practices | 0.0022 | LB/MMBTU |  | BACT-PSD |  | U | 0 | U | 0.0022 | LB/MMBTU |  | 2 | PPM | @ 15% O2 | 0 | 0 | N |  | The above VOC limit is applicable with duct firing. The limit without duct firing is 1 ppm @ 15% O2. | Oxidation Catalyst & Good Combustion Practices | 0.0022 | LB/MMBTU |  | BACT-PSD |  | U | 0 | U | 0.0022 | LB/MMBTU |  | 2 | PPM | @ 15% O2 | 0 | 0 | N |  | The above VOC limit is applicable with duct firing. The limit without duct firing is 1 ppm @ 15% O2. | Oxidation Catalyst & Good Combustion Practices | 0.0022 | LB/MMBTU |  | BACT-PSD |  | U | 0 | U | 0.0022 | LB/MMBTU |  | 2 | PPM | @ 15% O2 | 0 | 0 | N |  | The above VOC limit is applicable with duct firing. The limit without duct firing is 1 ppm @ 15% O2. | Oxidation Catalyst & Good Combustion Practices | 0.0022 | LB/MMBTU |  | BACT-PSD |  | U | 0 | U | 0.0022 | LB/MMBTU |  | 2 | PPM | @ 15% O2 | 0 | 0 | N |  | The above VOC limit is applicable with duct firing. The limit without duct firing is 1 ppm @ 15% O2. | Oxidation Catalyst & Good Combustion Practices | 0.0022 | LB/MMBTU |  | BACT-PSD |  | U | 0 | U | 0.0022 | LB/MMBTU |  | 2 | PPM | @ 15% O2 | 0 | 0 | N |  | The above VOC limit is applicable with duct firing. The limit without duct firing is 1 ppm @ 15% O2. | Oxidation Catalyst & Good Combustion Practices | 0.0022 | LB/MMBTU |  | BACT-PSD |  | U | 0 | U | 0.0022 | LB/MMBTU |  | 2 | PPM | @ 15% O2 | 0 | 0 | N |  | The above VOC limit is applicable with duct firing. The limit without duct firing is 1 ppm @ 15% O2. | Oxidation Catalyst & Good Combustion Practices | 0.0022 | LB/MMBTU |  | BACT-PSD |  | U | 0 | U | 0.0022 | LB/MMBTU |  | 2 | PPM | @ 15% O2 | 0 | 0 | N |  | The above VOC limit is applicable with duct firing. The limit without duct firing is 1 ppm @ 15% O2. | Oxidation Catalyst & Good Combustion Practices | 0.0022 | LB/MMBTU |  | BACT-PSD |  | U | 0 | U | 0.0022 | LB/MMBTU |  | 2 | PPM | @ 15% O2 | 0 | 0 | N |  | The above VOC limit is applicable with duct firing. The limit without duct firing is 1 ppm @ 15% O2. | Oxidation Catalyst & Good Combustion Practices | 0.0022 | LB/MMBTU |  | BACT-PSD |  | U | 0 | U | 0.0022 | LB/MMBTU |  | 2 | PPM | @ 15% O2 | 0 | 0 | N |  | The above VOC limit is applicable with duct firing. The limit without duct firing is 1 ppm @ 15% O2. | Oxidation Catalyst & Good Combustion Practices | 0.0022 | LB/MMBTU |  | BACT-PSD |  | U | 0 | U | 0.0022 | LB/MMBTU |  | 2 | PPM | @ 15% O2 | 0 | 0 | N |  | The above VOC limit is applicable with duct firing. The limit without duct firing is 1 ppm @ 15% O2. | Oxidation Catalyst & Good Combustion Practices | 0.0022 | LB/MMBTU |  | BACT-PSD |  | U | 0 | U | 0.0022 | LB/MMBTU |  | 2 | PPM | @ 15% O2 | 0 | 0 | N |  | The above VOC limit is applicable with duct firing. The limit without duct firing is 1 ppm @ 15% O2. | Oxidation Catalyst & Good Combustion Practices | 0.0022 | LB/MMBTU |  | BACT-PSD |  | U | 0 | U | 0.0022 | LB/MMBTU |  | 2 | PPM | @ 15% O2 | 0 | 0 | N |  | The above VOC limit is applicable with duct firing. The limit without duct firing is 1 ppm @ 15% O2. | Oxidation Catalyst & Good Combustion Practices | 0.0022 | LB/MMBTU |  | BACT-PSD |  | U | 0 | U | 0.0022 | LB/MMBTU |  | 2 | PPM | @ 15% O2 | 0 | 0 | N |  | The above VOC limit is applicable with duct firing. The limit without duct firing is 1 ppm @ 15% O2. | Oxidation Catalyst & Good Combustion Practices | 0.0022 | LB/MMBTU |  | BACT-PSD |  | U | 0 | U | 0.0022 | LB/MMBTU |  | 2 | PPM | @ 15% O2 | 0 | 0 | N |  | The above VOC limit is applicable with duct firing. The limit without duct firing is 1 ppm @ 15% O2. | Oxidation Catalyst & Good Combustion Practices | 0.0022 | LB/MMBTU |  | BACT-PSD |  | U | 0 | U | 0.0022 | LB/MMBTU |  | 2 | PPM | @ 15% O2 | 0 | 0 | N |  | The above VOC limit is applicable with duct firing. The limit without duct firing is 1 ppm @ 15% O2. | Oxidation Catalyst & Good Combustion Practices | 0.0022 | LB/MMBTU |  | BACT-PSD |  | U | 0 | U | 0.0022 | LB/MMBTU |  | 2 | PPM | @ 15% O2 | 0 | 0 | N |  | The above VOC limit is applicable with duct firing. The limit without duct firing is 1 ppm @ 15% O2. | Oxidation Catalyst & Good Combustion Practices | 0.0022 | LB/MMBTU |  | BACT-PSD |  | U | 0 | U | 0.0022 | LB/MMBTU |  | 2 | PPM | @ 15% O2 | 0 | 0 | N |  | The above VOC limit is applicable with duct firing. The limit without duct firing is 1 ppm @ 15% O2. | Oxidation Catalyst & Good Combustion Practices | 0.0022 | LB/MMBTU |  | BACT-PSD |  | U | 0 | U | 0.0022 | LB/MMBTU |  | 2 | PPM | @ 15% O2 | 0 | 0 | N |  | The above VOC limit is applicable with duct firing. The limit without duct firing is 1 ppm @ 15% O2. | Oxidation Catalyst & Good Combustion Practices | 0.0022 | LB/MMBTU |  | BACT-PSD |  | U | 0 | U | 0.0022 | LB/MMBTU |  | 2 | PPM | @ 15% O2 | 0 | 0 | N |  | The above VOC limit is applicable with duct firing. The limit without duct firing is 1 ppm @ 15% O2. | Oxidation Catalyst & Good Combustion Practices | 0.0022 | LB/MMBTU |  | BACT-PSD |  | U | 0 | U | 0.0022 | LB/MMBTU |  | 2 | PPM | @ 15% O2 | 0 | 0 | N |  | The above VOC limit is applicable with duct firing. The limit without duct firing is 1 ppm @ 15% O2. | Oxidation Catalyst & Good Combustion Practices | 0.0022 | LB/MMBTU |  | BACT-PSD |  | U | 0 | U | 0.0022 | LB/MMBTU |  | 2 | PPM | @ 15% O2 | 0 | 0 | N |  | The above VOC limit is applicable with duct firing. The limit without duct firing is 1 ppm @ 15% O2. | Oxidation Catalyst & Good Combustion Practices | 0.0022 | LB/MMBTU |  | BACT-PSD |  | U | 0 | U | 0.0022 | LB/MMBTU |  | 2 | PPM | @ 15% O2 | 0 | 0 | N |  | The above VOC limit is applicable with duct firing. The limit without duct firing is 1 ppm @ 15% O2. | Oxidation Catalyst & Good Combustion Practices | 0.0022 | LB/MMBTU |  | BACT-PSD |  | U | 0 | U | 0.0022 | LB/MMBTU |  | 2 | PPM | @ 15% O2 | 0 | 0 | N |  | The above VOC limit is applicable with duct firing. The limit without duct firing is 1 ppm @ 15% O2. | Oxidation Catalyst & Good Combustion Practices | 0.0022 | LB/MMBTU |  | BACT-PSD |  | U | 0 | U | 0.0022 | LB/MMBTU |  | 2 | PPM | @ 15% O2 | 0 | 0 | N |  | The above VOC limit is applicable with duct firing. The limit without duct firing is 1 ppm @ 15% O2. | Oxidation Catalyst & Good Combustion Practices | 0.0022 | LB/MMBTU |  | BACT-PSD |  | U | 0 | U | 0.0022 | LB/MMBTU |  | 2 | PPM | @ 15% O2 | 0 | 0 | N |  | The above VOC limit is applicable with duct firing. The limit without duct firing is 1 ppm @ 15% O2. | Oxidation Catalyst & Good Combustion Practices | 0.0022 | LB/MMBTU |  | BACT-PSD |  | U | 0 | U | 0.0022 | LB/MMBTU |  | 2 | PPM | @ 15% O2 | 0 | 0 | N |  | The above VOC limit is applicable with duct firing. The limit without duct firing is 1 ppm @ 15% O2. | Oxidation Catalyst & Good Combustion Practices | 0.0022 | LB/MMBTU |  | BACT-PSD |  | U | 0 | U | 0.0022 | LB/MMBTU |  | 2 | PPM | @ 15% O2 | 0 | 0 | N |  | The above VOC limit is applicable with duct firing. The limit without duct firing is 1 ppm @ 15% O2. | Oxidation Catalyst & Good Combustion Practices | 0.0022 | LB/MMBTU |  | BACT-PSD |  | U | 0 | U | 0.0022 | LB/MMBTU |  | 2 | PPM | @ 15% O2 | 0 | 0 | N |  | The above VOC limit is applicable with duct firing. The limit without duct firing is 1 ppm @ 15% O2. | Oxidation Catalyst & Good Combustion Practices | 0.0022 | LB/MMBTU |  | BACT-PSD |  | U | 0 | U | 0.0022 | LB/MMBTU |  | 2 | PPM | @ 15% O2 | 0 | 0 | N |  | The above VOC limit is applicable with duct firing. The limit without duct firing is 1 ppm @ 15% O2. | Oxidation Catalyst & Good Combustion Practices | 0.0022 | LB/MMBTU |  | BACT-PSD |  | U | 0 | U | 0.0022 | LB/MMBTU |  | 2 | PPM | @ 15% O2 | 0 | 0 | N |  | The above VOC limit is applicable with duct firing. The limit without duct firing is 1 ppm @ 15% O2. | Oxidation Catalyst & Good Combustion Practices | 0.0022 | LB/MMBTU |  | BACT-PSD |  | U | 0 | U | 0.0022 | LB/MMBTU |  | 2 | PPM | @ 15% O2 | 0 | 0 | N |  | The above VOC limit is applicable with duct firing. The limit without duct firing is 1 ppm @ 15% O2. | Oxidation Catalyst & Good Combustion Practices | 0.0022 | LB/MMBTU |  | BACT-PSD |  | U | 0 | U | 0.0022 | LB/MMBTU |  | 2 | PPM | @ 15% O2 | 0 | 0 | N |  | The above VOC limit is applicable with duct firing. The limit without duct firing is 1 ppm @ 15% O2. | Oxidation Catalyst & Good Combustion Practices | 0.0022 | LB/MMBTU |  | BACT-PSD |  | U | 0 | U | 0.0022 | LB/MMBTU |  | 2 | PPM | @ 15% O2 | 0 | 0 | N |  | The above VOC limit is applicable with duct firing. The limit without duct firing is 1 ppm @ 15% O2. | Oxidation Catalyst & Good Combustion Practices | 0.0022 | LB/MMBTU |  | BACT-PSD |  | U | 0 | U | 0.0022 | LB/MMBTU |  | 2 | PPM | @ 15% O2 | 0 | 0 | N |  | The above VOC limit is applicable with duct firing. The limit without duct firing is 1 ppm @ 15% O2. | Oxidation Catalyst & Good Combustion Practices | 0.0022 | LB/MMBTU |  | BACT-PSD |  | U | 0 | U | 0.0022 | LB/MMBTU |  | 2 | PPM | @ 15% O2 | 0 | 0 | N |  | The above VOC limit is applicable with duct firing. The limit without duct firing is 1 ppm @ 15% O2. | Oxidation Catalyst & Good Combustion Practices | 0.0022 | LB/MMBTU |  | BACT-PSD |  | U | 0 | U | 0.0022 | LB/MMBTU |  | 2 | PPM | @ 15% O2 | 0 | 0 | N |  | The above VOC limit is applicable with duct firing. The limit without duct firing is 1 ppm @ 15% O2. | Oxidation Catalyst & Good Combustion Practices | 0.0022 | LB/MMBTU |  | BACT-PSD |  | U | 0 | U | 0.0022 | LB/MMBTU |  | 2 | PPM | @ 15% O2 | 0 | 0 | N |  | The above VOC limit is applicable with duct firing. The limit without duct firing is 1 ppm @ 15% O2. | Oxidation Catalyst & Good Combustion Practices | 0.0022 | LB/MMBTU |  | BACT-PSD |  | U | 0 | U | 0.0022 | LB/MMBTU |  | 2 | PPM | @ 15% O2 | 0 | 0 | N |  | The above VOC limit is applicable with duct firing. The limit without duct firing is 1 ppm @ 15% O2. | Oxidation Catalyst & Good Combustion Practices | 0.0022 | LB/MMBTU |  | BACT-PSD |  | U | 0 | U | 0.0022 | LB/MMBTU |  | 2 | PPM | @ 15% O2 | 0 | 0 | N |  | The above VOC limit is applicable with duct firing. The limit without duct firing is 1 ppm @ 15% O2. | Oxidation Catalyst & Good Combustion Practices | 0.0022 | LB/MMBTU |  | BACT-PSD |  | U | 0 | U | 0.0022 | LB/MMBTU |  | 2 | PPM | @ 15% O2 | 0 | 0 | N |  | The above VOC limit is applicable with duct firing. The limit without duct firing is 1 ppm @ 15% O2. | Oxidation Catalyst & Good Combustion Practices | 0.0022 | LB/MMBTU |  | BACT-PSD |  | U | 0 | U | 0.0022 | LB/MMBTU |  | 2 | PPM | @ 15% O2 | 0 | 0 | N |  | The above VOC limit is applicable with duct firing. The limit without duct firing is 1 ppm @ 15% O2. | Oxidation Catalyst & Good Combustion Practices | 0.0022 | LB/MMBTU |  | BACT-PSD |  | U | 0 | U | 0.0022 | LB/MMBTU |  | 2 | PPM | @ 15% O2 | 0 | 0 | N |  | The above VOC limit is applicable with duct firing. The limit without duct firing is 1 ppm @ 15% O2. | Oxidation Catalyst & Good Combustion Practices | 0.0022 | LB/MMBTU |  | BACT-PSD |  | U | 0 | U | 0.0022 | LB/MMBTU |  | 2 | PPM | @ 15% O2 | 0 | 0 | N |  | The above VOC limit is applicable with duct firing. The limit without duct firing is 1 ppm @ 15% O2. | Oxidation Catalyst & Good Combustion Practices | 0.0022 | LB/MMBTU |  | BACT-PSD |  | U | 0 | U | 0.0022 | LB/MMBTU |  | 2 | PPM | @ 15% O2 | 0 | 0 | N |  | The above VOC limit is applicable with duct firing. The limit without duct firing is 1 ppm @ 15% O2. | Oxidation Catalyst & Good Combustion Practices | 0.0022 | LB/MMBTU |  | BACT-PSD |  | U | 0 | U | 0.0022 | LB/MMBTU |  | 2 | PPM | @ 15% O2 | 0 | 0 | N |  | The above VOC limit is applicable with duct firing. The limit without duct firing is 1 ppm @ 15% O2. | Oxidation Catalyst & Good Combustion Practices | 0.0022 | LB/MMBTU |  | BACT-PSD |  | U | 0 | U | 0.0022 | LB/MMBTU |  | 2 | PPM | @ 15% O2 | 0 | 0 | N |  | The above VOC limit is applicable with duct firing. The limit without duct firing is 1 ppm @ 15% O2. | Oxidation Catalyst & Good Combustion Practices | 0.0022 | LB/MMBTU |  | BACT-PSD |  | U | 0 | U | 0.0022 | LB/MMBTU |  | 2 | PPM | @ 15% O2 | 0 | 0 | N |  | The above VOC limit is applicable with duct firing. The limit without duct firing is 1 ppm @ 15% O2. | Oxidation Catalyst & Good Combustion Practices | 0.0022 | LB/MMBTU |  | BACT-PSD |  | U | 0 | U | 0.0022 | LB/MMBTU |  | 2 | PPM | @ 15% O2 | 0 | 0 | N |  | The above VOC limit is applicable with duct firing. The limit without duct firing is 1 ppm @ 15% O2. | Oxidation Catalyst & Good Combustion Practices | 0.0022 | LB/MMBTU |  | BACT-PSD |  | U | 0 | U | 0.0022 | LB/MMBTU |  | 2 | PPM | @ 15% O2 | 0 | 0 | N |  | The above VOC limit is applicable with duct firing. The limit without duct firing is 1 ppm @ 15% O2. | Oxidation Catalyst & Good Combustion Practices | 0.0022 | LB/MMBTU |  | BACT-PSD |  | U | 0 | U | 0.0022 | LB/MMBTU |  | 2 | PPM | @ 15% O2 | 0 | 0 | N |  | The above VOC limit is applicable with duct firing. The limit without duct firing is 1 ppm @ 15% O2. | Oxidation Catalyst & Good Combustion Practices | 0.0022 | LB/MMBTU |  | BACT-PSD |  | U | 0 | U | 0.0022 | LB/MMBTU |  | 2 | PPM | @ 15% O2 | 0 | 0 | N |  | The above VOC limit is applicable with duct firing. The limit without duct firing is 1 ppm @ 15% O2. | Oxidation Catalyst & Good Combustion Practices | 0.0022 | LB/MMBTU |  | BACT-PSD |  | U | 0 | U | 0.0022 | LB/MMBTU |  | 2 | PPM | @ 15% O2 | 0 | 0 | N |  | The above VOC limit is applicable with duct firing. The limit without duct firing is 1 ppm @ 15% O2.
Good combustion practices | 0.0018 | LB/MMBTU | EACH CTG; TEST PROTOCOL | BACT-PSD |  | N | 0 | N | 0 |  |  | 0 |  |  | 57386 | 0 | N | 2012 | The cost was estimated for a catalytic oxidation system (COS). VOC = $57,386/TON CO + VOC = $8,948/TON | Good combustion practices | 0.0018 | LB/MMBTU | EACH CTG; TEST PROTOCOL | BACT-PSD |  | N | 0 | N | 0 |  |  | 0 |  |  | 57386 | 0 | N | 2012 | The cost was estimated for a catalytic oxidation system (COS). VOC = $57,386/TON CO + VOC = $8,948/TON | Good combustion practices | 0.0018 | LB/MMBTU | EACH CTG; TEST PROTOCOL | BACT-PSD |  | N | 0 | N | 0 |  |  | 0 |  |  | 57386 | 0 | N | 2012 | The cost was estimated for a catalytic oxidation system (COS). VOC = $57,386/TON CO + VOC = $8,948/TON | Good combustion practices | 0.0018 | LB/MMBTU | EACH CTG; TEST PROTOCOL | BACT-PSD |  | N | 0 | N | 0 |  |  | 0 |  |  | 57386 | 0 | N | 2012 | The cost was estimated for a catalytic oxidation system (COS). VOC = $57,386/TON CO + VOC = $8,948/TON | Good combustion practices | 0.0018 | LB/MMBTU | EACH CTG; TEST PROTOCOL | BACT-PSD |  | N | 0 | N | 0 |  |  | 0 |  |  | 57386 | 0 | N | 2012 | The cost was estimated for a catalytic oxidation system (COS). VOC = $57,386/TON CO + VOC = $8,948/TON | Good combustion practices | 0.0018 | LB/MMBTU | EACH CTG; TEST PROTOCOL | BACT-PSD |  | N | 0 | N | 0 |  |  | 0 |  |  | 57386 | 0 | N | 2012 | The cost was estimated for a catalytic oxidation system (COS). VOC = $57,386/TON CO + VOC = $8,948/TON | Good combustion practices | 0.0018 | LB/MMBTU | EACH CTG; TEST PROTOCOL | BACT-PSD |  | N | 0 | N | 0 |  |  | 0 |  |  | 57386 | 0 | N | 2012 | The cost was estimated for a catalytic oxidation system (COS). VOC = $57,386/TON CO + VOC = $8,948/TON | Good combustion practices | 0.0018 | LB/MMBTU | EACH CTG; TEST PROTOCOL | BACT-PSD |  | N | 0 | N | 0 |  |  | 0 |  |  | 57386 | 0 | N | 2012 | The cost was estimated for a catalytic oxidation system (COS). VOC = $57,386/TON CO + VOC = $8,948/TON | Good combustion practices | 0.0018 | LB/MMBTU | EACH CTG; TEST PROTOCOL | BACT-PSD |  | N | 0 | N | 0 |  |  | 0 |  |  | 57386 | 0 | N | 2012 | The cost was estimated for a catalytic oxidation system (COS). VOC = $57,386/TON CO + VOC = $8,948/TON | Good combustion practices | 0.0018 | LB/MMBTU | EACH CTG; TEST PROTOCOL | BACT-PSD |  | N | 0 | N | 0 |  |  | 0 |  |  | 57386 | 0 | N | 2012 | The cost was estimated for a catalytic oxidation system (COS). VOC = $57,386/TON CO + VOC = $8,948/TON | Good combustion practices | 0.0018 | LB/MMBTU | EACH CTG; TEST PROTOCOL | BACT-PSD |  | N | 0 | N | 0 |  |  | 0 |  |  | 57386 | 0 | N | 2012 | The cost was estimated for a catalytic oxidation system (COS). VOC = $57,386/TON CO + VOC = $8,948/TON | Good combustion practices | 0.0018 | LB/MMBTU | EACH CTG; TEST PROTOCOL | BACT-PSD |  | N | 0 | N | 0 |  |  | 0 |  |  | 57386 | 0 | N | 2012 | The cost was estimated for a catalytic oxidation system (COS). VOC = $57,386/TON CO + VOC = $8,948/TON | Good combustion practices | 0.0018 | LB/MMBTU | EACH CTG; TEST PROTOCOL | BACT-PSD |  | N | 0 | N | 0 |  |  | 0 |  |  | 57386 | 0 | N | 2012 | The cost was estimated for a catalytic oxidation system (COS). VOC = $57,386/TON CO + VOC = $8,948/TON | Good combustion practices | 0.0018 | LB/MMBTU | EACH CTG; TEST PROTOCOL | BACT-PSD |  | N | 0 | N | 0 |  |  | 0 |  |  | 57386 | 0 | N | 2012 | The cost was estimated for a catalytic oxidation system (COS). VOC = $57,386/TON CO + VOC = $8,948/TON | Good combustion practices | 0.0018 | LB/MMBTU | EACH CTG; TEST PROTOCOL | BACT-PSD |  | N | 0 | N | 0 |  |  | 0 |  |  | 57386 | 0 | N | 2012 | The cost was estimated for a catalytic oxidation system (COS). VOC = $57,386/TON CO + VOC = $8,948/TON | Good combustion practices | 0.0018 | LB/MMBTU | EACH CTG; TEST PROTOCOL | BACT-PSD |  | N | 0 | N | 0 |  |  | 0 |  |  | 57386 | 0 | N | 2012 | The cost was estimated for a catalytic oxidation system (COS). VOC = $57,386/TON CO + VOC = $8,948/TON | Good combustion practices | 0.0018 | LB/MMBTU | EACH CTG; TEST PROTOCOL | BACT-PSD |  | N | 0 | N | 0 |  |  | 0 |  |  | 57386 | 0 | N | 2012 | The cost was estimated for a catalytic oxidation system (COS). VOC = $57,386/TON CO + VOC = $8,948/TON | Good combustion practices | 0.0018 | LB/MMBTU | EACH CTG; TEST PROTOCOL | BACT-PSD |  | N | 0 | N | 0 |  |  | 0 |  |  | 57386 | 0 | N | 2012 | The cost was estimated for a catalytic oxidation system (COS). VOC = $57,386/TON CO + VOC = $8,948/TON | Good combustion practices | 0.0018 | LB/MMBTU | EACH CTG; TEST PROTOCOL | BACT-PSD |  | N | 0 | N | 0 |  |  | 0 |  |  | 57386 | 0 | N | 2012 | The cost was estimated for a catalytic oxidation system (COS). VOC = $57,386/TON CO + VOC = $8,948/TON | Good combustion practices | 0.0018 | LB/MMBTU | EACH CTG; TEST PROTOCOL | BACT-PSD |  | N | 0 | N | 0 |  |  | 0 |  |  | 57386 | 0 | N | 2012 | The cost was estimated for a catalytic oxidation system (COS). VOC = $57,386/TON CO + VOC = $8,948/TON | Good combustion practices | 0.0018 | LB/MMBTU | EACH CTG; TEST PROTOCOL | BACT-PSD |  | N | 0 | N | 0 |  |  | 0 |  |  | 57386 | 0 | N | 2012 | The cost was estimated for a catalytic oxidation system (COS). VOC = $57,386/TON CO + VOC = $8,948/TON | Good combustion practices | 0.0018 | LB/MMBTU | EACH CTG; TEST PROTOCOL | BACT-PSD |  | N | 0 | N | 0 |  |  | 0 |  |  | 57386 | 0 | N | 2012 | The cost was estimated for a catalytic oxidation system (COS). VOC = $57,386/TON CO + VOC = $8,948/TON | Good combustion practices | 0.0018 | LB/MMBTU | EACH CTG; TEST PROTOCOL | BACT-PSD |  | N | 0 | N | 0 |  |  | 0 |  |  | 57386 | 0 | N | 2012 | The cost was estimated for a catalytic oxidation system (COS). VOC = $57,386/TON CO + VOC = $8,948/TON | Good combustion practices | 0.0018 | LB/MMBTU | EACH CTG; TEST PROTOCOL | BACT-PSD |  | N | 0 | N | 0 |  |  | 0 |  |  | 57386 | 0 | N | 2012 | The cost was estimated for a catalytic oxidation system (COS). VOC = $57,386/TON CO + VOC = $8,948/TON | Good combustion practices | 0.0018 | LB/MMBTU | EACH CTG; TEST PROTOCOL | BACT-PSD |  | N | 0 | N | 0 |  |  | 0 |  |  | 57386 | 0 | N | 2012 | The cost was estimated for a catalytic oxidation system (COS). VOC = $57,386/TON CO + VOC = $8,948/TON | Good combustion practices | 0.0018 | LB/MMBTU | EACH CTG; TEST PROTOCOL | BACT-PSD |  | N | 0 | N | 0 |  |  | 0 |  |  | 57386 | 0 | N | 2012 | The cost was estimated for a catalytic oxidation system (COS). VOC = $57,386/TON CO + VOC = $8,948/TON | Good combustion practices | 0.0018 | LB/MMBTU | EACH CTG; TEST PROTOCOL | BACT-PSD |  | N | 0 | N | 0 |  |  | 0 |  |  | 57386 | 0 | N | 2012 | The cost was estimated for a catalytic oxidation system (COS). VOC = $57,386/TON CO + VOC = $8,948/TON | Good combustion practices | 0.0018 | LB/MMBTU | EACH CTG; TEST PROTOCOL | BACT-PSD |  | N | 0 | N | 0 |  |  | 0 |  |  | 57386 | 0 | N | 2012 | The cost was estimated for a catalytic oxidation system (COS). VOC = $57,386/TON CO + VOC = $8,948/TON | Good combustion practices | 0.0018 | LB/MMBTU | EACH CTG; TEST PROTOCOL | BACT-PSD |  | N | 0 | N | 0 |  |  | 0 |  |  | 57386 | 0 | N | 2012 | The cost was estimated for a catalytic oxidation system (COS). VOC = $57,386/TON CO + VOC = $8,948/TON | Good combustion practices | 0.0018 | LB/MMBTU | EACH CTG; TEST PROTOCOL | BACT-PSD |  | N | 0 | N | 0 |  |  | 0 |  |  | 57386 | 0 | N | 2012 | The cost was estimated for a catalytic oxidation system (COS). VOC = $57,386/TON CO + VOC = $8,948/TON | Good combustion practices | 0.0018 | LB/MMBTU | EACH CTG; TEST PROTOCOL | BACT-PSD |  | N | 0 | N | 0 |  |  | 0 |  |  | 57386 | 0 | N | 2012 | The cost was estimated for a catalytic oxidation system (COS). VOC = $57,386/TON CO + VOC = $8,948/TON | Good combustion practices | 0.0018 | LB/MMBTU | EACH CTG; TEST PROTOCOL | BACT-PSD |  | N | 0 | N | 0 |  |  | 0 |  |  | 57386 | 0 | N | 2012 | The cost was estimated for a catalytic oxidation system (COS). VOC = $57,386/TON CO + VOC = $8,948/TON | Good combustion practices | 0.0018 | LB/MMBTU | EACH CTG; TEST PROTOCOL | BACT-PSD |  | N | 0 | N | 0 |  |  | 0 |  |  | 57386 | 0 | N | 2012 | The cost was estimated for a catalytic oxidation system (COS). VOC = $57,386/TON CO + VOC = $8,948/TON | Good combustion practices | 0.0018 | LB/MMBTU | EACH CTG; TEST PROTOCOL | BACT-PSD |  | N | 0 | N | 0 |  |  | 0 |  |  | 57386 | 0 | N | 2012 | The cost was estimated for a catalytic oxidation system (COS). VOC = $57,386/TON CO + VOC = $8,948/TON | Good combustion practices | 0.0018 | LB/MMBTU | EACH CTG; TEST PROTOCOL | BACT-PSD |  | N | 0 | N | 0 |  |  | 0 |  |  | 57386 | 0 | N | 2012 | The cost was estimated for a catalytic oxidation system (COS). VOC = $57,386/TON CO + VOC = $8,948/TON | Good combustion practices | 0.0018 | LB/MMBTU | EACH CTG; TEST PROTOCOL | BACT-PSD |  | N | 0 | N | 0 |  |  | 0 |  |  | 57386 | 0 | N | 2012 | The cost was estimated for a catalytic oxidation system (COS). VOC = $57,386/TON CO + VOC = $8,948/TON | Good combustion practices | 0.0018 | LB/MMBTU | EACH CTG; TEST PROTOCOL | BACT-PSD |  | N | 0 | N | 0 |  |  | 0 |  |  | 57386 | 0 | N | 2012 | The cost was estimated for a catalytic oxidation system (COS). VOC = $57,386/TON CO + VOC = $8,948/TON | Good combustion practices | 0.0018 | LB/MMBTU | EACH CTG; TEST PROTOCOL | BACT-PSD |  | N | 0 | N | 0 |  |  | 0 |  |  | 57386 | 0 | N | 2012 | The cost was estimated for a catalytic oxidation system (COS). VOC = $57,386/TON CO + VOC = $8,948/TON | Good combustion practices | 0.0018 | LB/MMBTU | EACH CTG; TEST PROTOCOL | BACT-PSD |  | N | 0 | N | 0 |  |  | 0 |  |  | 57386 | 0 | N | 2012 | The cost was estimated for a catalytic oxidation system (COS). VOC = $57,386/TON CO + VOC = $8,948/TON | Good combustion practices | 0.0018 | LB/MMBTU | EACH CTG; TEST PROTOCOL | BACT-PSD |  | N | 0 | N | 0 |  |  | 0 |  |  | 57386 | 0 | N | 2012 | The cost was estimated for a catalytic oxidation system (COS). VOC = $57,386/TON CO + VOC = $8,948/TON | Good combustion practices | 0.0018 | LB/MMBTU | EACH CTG; TEST PROTOCOL | BACT-PSD |  | N | 0 | N | 0 |  |  | 0 |  |  | 57386 | 0 | N | 2012 | The cost was estimated for a catalytic oxidation system (COS). VOC = $57,386/TON CO + VOC = $8,948/TON | Good combustion practices | 0.0018 | LB/MMBTU | EACH CTG; TEST PROTOCOL | BACT-PSD |  | N | 0 | N | 0 |  |  | 0 |  |  | 57386 | 0 | N | 2012 | The cost was estimated for a catalytic oxidation system (COS). VOC = $57,386/TON CO + VOC = $8,948/TON | Good combustion practices | 0.0018 | LB/MMBTU | EACH CTG; TEST PROTOCOL | BACT-PSD |  | N | 0 | N | 0 |  |  | 0 |  |  | 57386 | 0 | N | 2012 | The cost was estimated for a catalytic oxidation system (COS). VOC = $57,386/TON CO + VOC = $8,948/TON | Good combustion practices | 0.0018 | LB/MMBTU | EACH CTG; TEST PROTOCOL | BACT-PSD |  | N | 0 | N | 0 |  |  | 0 |  |  | 57386 | 0 | N | 2012 | The cost was estimated for a catalytic oxidation system (COS). VOC = $57,386/TON CO + VOC = $8,948/TON | Good combustion practices | 0.0018 | LB/MMBTU | EACH CTG; TEST PROTOCOL | BACT-PSD |  | N | 0 | N | 0 |  |  | 0 |  |  | 57386 | 0 | N | 2012 | The cost was estimated for a catalytic oxidation system (COS). VOC = $57,386/TON CO + VOC = $8,948/TON | Good combustion practices | 0.0018 | LB/MMBTU | EACH CTG; TEST PROTOCOL | BACT-PSD |  | N | 0 | N | 0 |  |  | 0 |  |  | 57386 | 0 | N | 2012 | The cost was estimated for a catalytic oxidation system (COS). VOC = $57,386/TON CO + VOC = $8,948/TON | Good combustion practices | 0.0018 | LB/MMBTU | EACH CTG; TEST PROTOCOL | BACT-PSD |  | N | 0 | N | 0 |  |  | 0 |  |  | 57386 | 0 | N | 2012 | The cost was estimated for a catalytic oxidation system (COS). VOC = $57,386/TON CO + VOC = $8,948/TON | Good combustion practices | 0.0018 | LB/MMBTU | EACH CTG; TEST PROTOCOL | BACT-PSD |  | N | 0 | N | 0 |  |  | 0 |  |  | 57386 | 0 | N | 2012 | The cost was estimated for a catalytic oxidation system (COS). VOC = $57,386/TON CO + VOC = $8,948/TON | Good combustion practices | 0.0018 | LB/MMBTU | EACH CTG; TEST PROTOCOL | BACT-PSD |  | N | 0 | N | 0 |  |  | 0 |  |  | 57386 | 0 | N | 2012 | The cost was estimated for a catalytic oxidation system (COS). VOC = $57,386/TON CO + VOC = $8,948/TON | Good combustion practices | 0.0018 | LB/MMBTU | EACH CTG; TEST PROTOCOL | BACT-PSD |  | N | 0 | N | 0 |  |  | 0 |  |  | 57386 | 0 | N | 2012 | The cost was estimated for a catalytic oxidation system (COS). VOC = $57,386/TON CO + VOC = $8,948/TON | Good combustion practices | 0.0018 | LB/MMBTU | EACH CTG; TEST PROTOCOL | BACT-PSD |  | N | 0 | N | 0 |  |  | 0 |  |  | 57386 | 0 | N | 2012 | The cost was estimated for a catalytic oxidation system (COS). VOC = $57,386/TON CO + VOC = $8,948/TON | Good combustion practices | 0.0018 | LB/MMBTU | EACH CTG; TEST PROTOCOL | BACT-PSD |  | N | 0 | N | 0 |  |  | 0 |  |  | 57386 | 0 | N | 2012 | The cost was estimated for a catalytic oxidation system (COS). VOC = $57,386/TON CO + VOC = $8,948/TON | Good combustion practices | 0.0018 | LB/MMBTU | EACH CTG; TEST PROTOCOL | BACT-PSD |  | N | 0 | N | 0 |  |  | 0 |  |  | 57386 | 0 | N | 2012 | The cost was estimated for a catalytic oxidation system (COS). VOC = $57,386/TON CO + VOC = $8,948/TON | Good combustion practices | 0.0018 | LB/MMBTU | EACH CTG; TEST PROTOCOL | BACT-PSD |  | N | 0 | N | 0 |  |  | 0 |  |  | 57386 | 0 | N | 2012 | The cost was estimated for a catalytic oxidation system (COS). VOC = $57,386/TON CO + VOC = $8,948/TON | Good combustion practices | 0.0018 | LB/MMBTU | EACH CTG; TEST PROTOCOL | BACT-PSD |  | N | 0 | N | 0 |  |  | 0 |  |  | 57386 | 0 | N | 2012 | The cost was estimated for a catalytic oxidation system (COS). VOC = $57,386/TON CO + VOC = $8,948/TON | Good combustion practices | 0.0018 | LB/MMBTU | EACH CTG; TEST PROTOCOL | BACT-PSD |  | N | 0 | N | 0 |  |  | 0 |  |  | 57386 | 0 | N | 2012 | The cost was estimated for a catalytic oxidation system (COS). VOC = $57,386/TON CO + VOC = $8,948/TON | Good combustion practices | 0.0018 | LB/MMBTU | EACH CTG; TEST PROTOCOL | BACT-PSD |  | N | 0 | N | 0 |  |  | 0 |  |  | 57386 | 0 | N | 2012 | The cost was estimated for a catalytic oxidation system (COS). VOC = $57,386/TON CO + VOC = $8,948/TON | Good combustion practices | 0.0018 | LB/MMBTU | EACH CTG; TEST PROTOCOL | BACT-PSD |  | N | 0 | N | 0 |  |  | 0 |  |  | 57386 | 0 | N | 2012 | The cost was estimated for a catalytic oxidation system (COS). VOC = $57,386/TON CO + VOC = $8,948/TON | Good combustion practices | 0.0018 | LB/MMBTU | EACH CTG; TEST PROTOCOL | BACT-PSD |  | N | 0 | N | 0 |  |  | 0 |  |  | 57386 | 0 | N | 2012 | The cost was estimated for a catalytic oxidation system (COS). VOC = $57,386/TON CO + VOC = $8,948/TON | Good combustion practices | 0.0018 | LB/MMBTU | EACH CTG; TEST PROTOCOL | BACT-PSD |  | N | 0 | N | 0 |  |  | 0 |  |  | 57386 | 0 | N | 2012 | The cost was estimated for a catalytic oxidation system (COS). VOC = $57,386/TON CO + VOC = $8,948/TON | Good combustion practices | 0.0018 | LB/MMBTU | EACH CTG; TEST PROTOCOL | BACT-PSD |  | N | 0 | N | 0 |  |  | 0 |  |  | 57386 | 0 | N | 2012 | The cost was estimated for a catalytic oxidation system (COS). VOC = $57,386/TON CO + VOC = $8,948/TON | Good combustion practices | 0.0018 | LB/MMBTU | EACH CTG; TEST PROTOCOL | BACT-PSD |  | N | 0 | N | 0 |  |  | 0 |  |  | 57386 | 0 | N | 2012 | The cost was estimated for a catalytic oxidation system (COS). VOC = $57,386/TON CO + VOC = $8,948/TON | Good combustion practices | 0.0018 | LB/MMBTU | EACH CTG; TEST PROTOCOL | BACT-PSD |  | N | 0 | N | 0 |  |  | 0 |  |  | 57386 | 0 | N | 2012 | The cost was estimated for a catalytic oxidation system (COS). VOC = $57,386/TON CO + VOC = $8,948/TON | Good combustion practices | 0.0018 | LB/MMBTU | EACH CTG; TEST PROTOCOL | BACT-PSD |  | N | 0 | N | 0 |  |  | 0 |  |  | 57386 | 0 | N | 2012 | The cost was estimated for a catalytic oxidation system (COS). VOC = $57,386/TON CO + VOC = $8,948/TON | Good combustion practices | 0.0018 | LB/MMBTU | EACH CTG; TEST PROTOCOL | BACT-PSD |  | N | 0 | N | 0 |  |  | 0 |  |  | 57386 | 0 | N | 2012 | The cost was estimated for a catalytic oxidation system (COS). VOC = $57,386/TON CO + VOC = $8,948/TON | Good combustion practices | 0.0018 | LB/MMBTU | EACH CTG; TEST PROTOCOL | BACT-PSD |  | N | 0 | N | 0 |  |  | 0 |  |  | 57386 | 0 | N | 2012 | The cost was estimated for a catalytic oxidation system (COS). VOC = $57,386/TON CO + VOC = $8,948/TON | Good combustion practices | 0.0018 | LB/MMBTU | EACH CTG; TEST PROTOCOL | BACT-PSD |  | N | 0 | N | 0 |  |  | 0 |  |  | 57386 | 0 | N | 2012 | The cost was estimated for a catalytic oxidation system (COS). VOC = $57,386/TON CO + VOC = $8,948/TON | Good combustion practices | 0.0018 | LB/MMBTU | EACH CTG; TEST PROTOCOL | BACT-PSD |  | N | 0 | N | 0 |  |  | 0 |  |  | 57386 | 0 | N | 2012 | The cost was estimated for a catalytic oxidation system (COS). VOC = $57,386/TON CO + VOC = $8,948/TON | Good combustion practices | 0.0018 | LB/MMBTU | EACH CTG; TEST PROTOCOL | BACT-PSD |  | N | 0 | N | 0 |  |  | 0 |  |  | 57386 | 0 | N | 2012 | The cost was estimated for a catalytic oxidation system (COS). VOC = $57,386/TON CO + VOC = $8,948/TON | Good combustion practices | 0.0018 | LB/MMBTU | EACH CTG; TEST PROTOCOL | BACT-PSD |  | N | 0 | N | 0 |  |  | 0 |  |  | 57386 | 0 | N | 2012 | The cost was estimated for a catalytic oxidation system (COS). VOC = $57,386/TON CO + VOC = $8,948/TON | Good combustion practices | 0.0018 | LB/MMBTU | EACH CTG; TEST PROTOCOL | BACT-PSD |  | N | 0 | N | 0 |  |  | 0 |  |  | 57386 | 0 | N | 2012 | The cost was estimated for a catalytic oxidation system (COS). VOC = $57,386/TON CO + VOC = $8,948/TON | Good combustion practices | 0.0018 | LB/MMBTU | EACH CTG; TEST PROTOCOL | BACT-PSD |  | N | 0 | N | 0 |  |  | 0 |  |  | 57386 | 0 | N | 2012 | The cost was estimated for a catalytic oxidation system (COS). VOC = $57,386/TON CO + VOC = $8,948/TON | Good combustion practices | 0.0018 | LB/MMBTU | EACH CTG; TEST PROTOCOL | BACT-PSD |  | N | 0 | N | 0 |  |  | 0 |  |  | 57386 | 0 | N | 2012 | The cost was estimated for a catalytic oxidation system (COS). VOC = $57,386/TON CO + VOC = $8,948/TON | Good combustion practices | 0.0018 | LB/MMBTU | EACH CTG; TEST PROTOCOL | BACT-PSD |  | N | 0 | N | 0 |  |  | 0 |  |  | 57386 | 0 | N | 2012 | The cost was estimated for a catalytic oxidation system (COS). VOC = $57,386/TON CO + VOC = $8,948/TON | Good combustion practices | 0.0018 | LB/MMBTU | EACH CTG; TEST PROTOCOL | BACT-PSD |  | N | 0 | N | 0 |  |  | 0 |  |  | 57386 | 0 | N | 2012 | The cost was estimated for a catalytic oxidation system (COS). VOC = $57,386/TON CO + VOC = $8,948/TON | Good combustion practices | 0.0018 | LB/MMBTU | EACH CTG; TEST PROTOCOL | BACT-PSD |  | N | 0 | N | 0 |  |  | 0 |  |  | 57386 | 0 | N | 2012 | The cost was estimated for a catalytic oxidation system (COS). VOC = $57,386/TON CO + VOC = $8,948/TON | Good combustion practices | 0.0018 | LB/MMBTU | EACH CTG; TEST PROTOCOL | BACT-PSD |  | N | 0 | N | 0 |  |  | 0 |  |  | 57386 | 0 | N | 2012 | The cost was estimated for a catalytic oxidation system (COS). VOC = $57,386/TON CO + VOC = $8,948/TON | Good combustion practices | 0.0018 | LB/MMBTU | EACH CTG; TEST PROTOCOL | BACT-PSD |  | N | 0 | N | 0 |  |  | 0 |  |  | 57386 | 0 | N | 2012 | The cost was estimated for a catalytic oxidation system (COS). VOC = $57,386/TON CO + VOC = $8,948/TON | Good combustion practices | 0.0018 | LB/MMBTU | EACH CTG; TEST PROTOCOL | BACT-PSD |  | N | 0 | N | 0 |  |  | 0 |  |  | 57386 | 0 | N | 2012 | The cost was estimated for a catalytic oxidation system (COS). VOC = $57,386/TON CO + VOC = $8,948/TON | Good combustion practices | 0.0018 | LB/MMBTU | EACH CTG; TEST PROTOCOL | BACT-PSD |  | N | 0 | N | 0 |  |  | 0 |  |  | 57386 | 0 | N | 2012 | The cost was estimated for a catalytic oxidation system (COS). VOC = $57,386/TON CO + VOC = $8,948/TON | Good combustion practices | 0.0018 | LB/MMBTU | EACH CTG; TEST PROTOCOL | BACT-PSD |  | N | 0 | N | 0 |  |  | 0 |  |  | 57386 | 0 | N | 2012 | The cost was estimated for a catalytic oxidation system (COS). VOC = $57,386/TON CO + VOC = $8,948/TON | Good combustion practices | 0.0018 | LB/MMBTU | EACH CTG; TEST PROTOCOL | BACT-PSD |  | N | 0 | N | 0 |  |  | 0 |  |  | 57386 | 0 | N | 2012 | The cost was estimated for a catalytic oxidation system (COS). VOC = $57,386/TON CO + VOC = $8,948/TON | Good combustion practices | 0.0018 | LB/MMBTU | EACH CTG; TEST PROTOCOL | BACT-PSD |  | N | 0 | N | 0 |  |  | 0 |  |  | 57386 | 0 | N | 2012 | The cost was estimated for a catalytic oxidation system (COS). VOC = $57,386/TON CO + VOC = $8,948/TON | Good combustion practices | 0.0018 | LB/MMBTU | EACH CTG; TEST PROTOCOL | BACT-PSD |  | N | 0 | N | 0 |  |  | 0 |  |  | 57386 | 0 | N | 2012 | The cost was estimated for a catalytic oxidation system (COS). VOC = $57,386/TON CO + VOC = $8,948/TON | Good combustion practices | 0.0018 | LB/MMBTU | EACH CTG; TEST PROTOCOL | BACT-PSD |  | N | 0 | N | 0 |  |  | 0 |  |  | 57386 | 0 | N | 2012 | The cost was estimated for a catalytic oxidation system (COS). VOC = $57,386/TON CO + VOC = $8,948/TON | Good combustion practices | 0.0018 | LB/MMBTU | EACH CTG; TEST PROTOCOL | BACT-PSD |  | N | 0 | N | 0 |  |  | 0 |  |  | 57386 | 0 | N | 2012 | The cost was estimated for a catalytic oxidation system (COS). VOC = $57,386/TON CO + VOC = $8,948/TON | Good combustion practices | 0.0018 | LB/MMBTU | EACH CTG; TEST PROTOCOL | BACT-PSD |  | N | 0 | N | 0 |  |  | 0 |  |  | 57386 | 0 | N | 2012 | The cost was estimated for a catalytic oxidation system (COS). VOC = $57,386/TON CO + VOC = $8,948/TON | Good combustion practices | 0.0018 | LB/MMBTU | EACH CTG; TEST PROTOCOL | BACT-PSD |  | N | 0 | N | 0 |  |  | 0 |  |  | 57386 | 0 | N | 2012 | The cost was estimated for a catalytic oxidation system (COS). VOC = $57,386/TON CO + VOC = $8,948/TON | Good combustion practices | 0.0018 | LB/MMBTU | EACH CTG; TEST PROTOCOL | BACT-PSD |  | N | 0 | N | 0 |  |  | 0 |  |  | 57386 | 0 | N | 2012 | The cost was estimated for a catalytic oxidation system (COS). VOC = $57,386/TON CO + VOC = $8,948/TON | Good combustion practices | 0.0018 | LB/MMBTU | EACH CTG; TEST PROTOCOL | BACT-PSD |  | N | 0 | N | 0 |  |  | 0 |  |  | 57386 | 0 | N | 2012 | The cost was estimated for a catalytic oxidation system (COS). VOC = $57,386/TON CO + VOC = $8,948/TON | Good combustion practices | 0.0018 | LB/MMBTU | EACH CTG; TEST PROTOCOL | BACT-PSD |  | N | 0 | N | 0 |  |  | 0 |  |  | 57386 | 0 | N | 2012 | The cost was estimated for a catalytic oxidation system (COS). VOC = $57,386/TON CO + VOC = $8,948/TON | Good combustion practices | 0.0018 | LB/MMBTU | EACH CTG; TEST PROTOCOL | BACT-PSD |  | N | 0 | N | 0 |  |  | 0 |  |  | 57386 | 0 | N | 2012 | The cost was estimated for a catalytic oxidation system (COS). VOC = $57,386/TON CO + VOC = $8,948/TON | Good combustion practices | 0.0018 | LB/MMBTU | EACH CTG; TEST PROTOCOL | BACT-PSD |  | N | 0 | N | 0 |  |  | 0 |  |  | 57386 | 0 | N | 2012 | The cost was estimated for a catalytic oxidation system (COS). VOC = $57,386/TON CO + VOC = $8,948/TON | Good combustion practices | 0.0018 | LB/MMBTU | EACH CTG; TEST PROTOCOL | BACT-PSD |  | N | 0 | N | 0 |  |  | 0 |  |  | 57386 | 0 | N | 2012 | The cost was estimated for a catalytic oxidation system (COS). VOC = $57,386/TON CO + VOC = $8,948/TON | Good combustion practices | 0.0018 | LB/MMBTU | EACH CTG; TEST PROTOCOL | BACT-PSD |  | N | 0 | N | 0 |  |  | 0 |  |  | 57386 | 0 | N | 2012 | The cost was estimated for a catalytic oxidation system (COS). VOC = $57,386/TON CO + VOC = $8,948/TON | Good combustion practices | 0.0018 | LB/MMBTU | EACH CTG; TEST PROTOCOL | BACT-PSD |  | N | 0 | N | 0 |  |  | 0 |  |  | 57386 | 0 | N | 2012 | The cost was estimated for a catalytic oxidation system (COS). VOC = $57,386/TON CO + VOC = $8,948/TON | Good combustion practices | 0.0018 | LB/MMBTU | EACH CTG; TEST PROTOCOL | BACT-PSD |  | N | 0 | N | 0 |  |  | 0 |  |  | 57386 | 0 | N | 2012 | The cost was estimated for a catalytic oxidation system (COS). VOC = $57,386/TON CO + VOC = $8,948/TON | Good combustion practices | 0.0018 | LB/MMBTU | EACH CTG; TEST PROTOCOL | BACT-PSD |  | N | 0 | N | 0 |  |  | 0 |  |  | 57386 | 0 | N | 2012 | The cost was estimated for a catalytic oxidation system (COS). VOC = $57,386/TON CO + VOC = $8,948/TON | Good combustion practices | 0.0018 | LB/MMBTU | EACH CTG; TEST PROTOCOL | BACT-PSD |  | N | 0 | N | 0 |  |  | 0 |  |  | 57386 | 0 | N | 2012 | The cost was estimated for a catalytic oxidation system (COS). VOC = $57,386/TON CO + VOC = $8,948/TON | Good combustion practices | 0.0018 | LB/MMBTU | EACH CTG; TEST PROTOCOL | BACT-PSD |  | N | 0 | N | 0 |  |  | 0 |  |  | 57386 | 0 | N | 2012 | The cost was estimated for a catalytic oxidation system (COS). VOC = $57,386/TON CO + VOC = $8,948/TON | Good combustion practices | 0.0018 | LB/MMBTU | EACH CTG; TEST PROTOCOL | BACT-PSD |  | N | 0 | N | 0 |  |  | 0 |  |  | 57386 | 0 | N | 2012 | The cost was estimated for a catalytic oxidation system (COS). VOC = $57,386/TON CO + VOC = $8,948/TON | Good combustion practices | 0.0018 | LB/MMBTU | EACH CTG; TEST PROTOCOL | BACT-PSD |  | N | 0 | N | 0 |  |  | 0 |  |  | 57386 | 0 | N | 2012 | The cost was estimated for a catalytic oxidation system (COS). VOC = $57,386/TON CO + VOC = $8,948/TON | Good combustion practices | 0.0018 | LB/MMBTU | EACH CTG; TEST PROTOCOL | BACT-PSD |  | N | 0 | N | 0 |  |  | 0 |  |  | 57386 | 0 | N | 2012 | The cost was estimated for a catalytic oxidation system (COS). VOC = $57,386/TON CO + VOC = $8,948/TON | Good combustion practices | 0.0018 | LB/MMBTU | EACH CTG; TEST PROTOCOL | BACT-PSD |  | N | 0 | N | 0 |  |  | 0 |  |  | 57386 | 0 | N | 2012 | The cost was estimated for a catalytic oxidation system (COS). VOC = $57,386/TON CO + VOC = $8,948/TON | Good combustion practices | 0.0018 | LB/MMBTU | EACH CTG; TEST PROTOCOL | BACT-PSD |  | N | 0 | N | 0 |  |  | 0 |  |  | 57386 | 0 | N | 2012 | The cost was estimated for a catalytic oxidation system (COS). VOC = $57,386/TON CO + VOC = $8,948/TON | Good combustion practices | 0.0018 | LB/MMBTU | EACH CTG; TEST PROTOCOL | BACT-PSD |  | N | 0 | N | 0 |  |  | 0 |  |  | 57386 | 0 | N | 2012 | The cost was estimated for a catalytic oxidation system (COS). VOC = $57,386/TON CO + VOC = $8,948/TON | Good combustion practices | 0.0018 | LB/MMBTU | EACH CTG; TEST PROTOCOL | BACT-PSD |  | N | 0 | N | 0 |  |  | 0 |  |  | 57386 | 0 | N | 2012 | The cost was estimated for a catalytic oxidation system (COS). VOC = $57,386/TON CO + VOC = $8,948/TON | Good combustion practices | 0.0018 | LB/MMBTU | EACH CTG; TEST PROTOCOL | BACT-PSD |  | N | 0 | N | 0 |  |  | 0 |  |  | 57386 | 0 | N | 2012 | The cost was estimated for a catalytic oxidation system (COS). VOC = $57,386/TON CO + VOC = $8,948/TON | Good combustion practices | 0.0018 | LB/MMBTU | EACH CTG; TEST PROTOCOL | BACT-PSD |  | N | 0 | N | 0 |  |  | 0 |  |  | 57386 | 0 | N | 2012 | The cost was estimated for a catalytic oxidation system (COS). VOC = $57,386/TON CO + VOC = $8,948/TON | Good combustion practices | 0.0018 | LB/MMBTU | EACH CTG; TEST PROTOCOL | BACT-PSD |  | N | 0 | N | 0 |  |  | 0 |  |  | 57386 | 0 | N | 2012 | The cost was estimated for a catalytic oxidation system (COS). VOC = $57,386/TON CO + VOC = $8,948/TON | Good combustion practices | 0.0018 | LB/MMBTU | EACH CTG; TEST PROTOCOL | BACT-PSD |  | N | 0 | N | 0 |  |  | 0 |  |  | 57386 | 0 | N | 2012 | The cost was estimated for a catalytic oxidation system (COS). VOC = $57,386/TON CO + VOC = $8,948/TON | Good combustion practices | 0.0018 | LB/MMBTU | EACH CTG; TEST PROTOCOL | BACT-PSD |  | N | 0 | N | 0 |  |  | 0 |  |  | 57386 | 0 | N | 2012 | The cost was estimated for a catalytic oxidation system (COS). VOC = $57,386/TON CO + VOC = $8,948/TON | Good combustion practices | 0.0018 | LB/MMBTU | EACH CTG; TEST PROTOCOL | BACT-PSD |  | N | 0 | N | 0 |  |  | 0 |  |  | 57386 | 0 | N | 2012 | The cost was estimated for a catalytic oxidation system (COS). VOC = $57,386/TON CO + VOC = $8,948/TON | Good combustion practices | 0.0018 | LB/MMBTU | EACH CTG; TEST PROTOCOL | BACT-PSD |  | N | 0 | N | 0 |  |  | 0 |  |  | 57386 | 0 | N | 2012 | The cost was estimated for a catalytic oxidation system (COS). VOC = $57,386/TON CO + VOC = $8,948/TON | Good combustion practices | 0.0018 | LB/MMBTU | EACH CTG; TEST PROTOCOL | BACT-PSD |  | N | 0 | N | 0 |  |  | 0 |  |  | 57386 | 0 | N | 2012 | The cost was estimated for a catalytic oxidation system (COS). VOC = $57,386/TON CO + VOC = $8,948/TON | Good combustion practices | 0.0018 | LB/MMBTU | EACH CTG; TEST PROTOCOL | BACT-PSD |  | N | 0 | N | 0 |  |  | 0 |  |  | 57386 | 0 | N | 2012 | The cost was estimated for a catalytic oxidation system (COS). VOC = $57,386/TON CO + VOC = $8,948/TON | Good combustion practices | 0.0018 | LB/MMBTU | EACH CTG; TEST PROTOCOL | BACT-PSD |  | N | 0 | N | 0 |  |  | 0 |  |  | 57386 | 0 | N | 2012 | The cost was estimated for a catalytic oxidation system (COS). VOC = $57,386/TON CO + VOC = $8,948/TON | Good combustion practices | 0.0018 | LB/MMBTU | EACH CTG; TEST PROTOCOL | BACT-PSD |  | N | 0 | N | 0 |  |  | 0 |  |  | 57386 | 0 | N | 2012 | The cost was estimated for a catalytic oxidation system (COS). VOC = $57,386/TON CO + VOC = $8,948/TON | Good combustion practices | 0.0018 | LB/MMBTU | EACH CTG; TEST PROTOCOL | BACT-PSD |  | N | 0 | N | 0 |  |  | 0 |  |  | 57386 | 0 | N | 2012 | The cost was estimated for a catalytic oxidation system (COS). VOC = $57,386/TON CO + VOC = $8,948/TON | Good combustion practices | 0.0018 | LB/MMBTU | EACH CTG; TEST PROTOCOL | BACT-PSD |  | N | 0 | N | 0 |  |  | 0 |  |  | 57386 | 0 | N | 2012 | The cost was estimated for a catalytic oxidation system (COS). VOC = $57,386/TON CO + VOC = $8,948/TON | Good combustion practices | 0.0018 | LB/MMBTU | EACH CTG; TEST PROTOCOL | BACT-PSD |  | N | 0 | N | 0 |  |  | 0 |  |  | 57386 | 0 | N | 2012 | The cost was estimated for a catalytic oxidation system (COS). VOC = $57,386/TON CO + VOC = $8,948/TON | Good combustion practices | 0.0018 | LB/MMBTU | EACH CTG; TEST PROTOCOL | BACT-PSD |  | N | 0 | N | 0 |  |  | 0 |  |  | 57386 | 0 | N | 2012 | The cost was estimated for a catalytic oxidation system (COS). VOC = $57,386/TON CO + VOC = $8,948/TON | Good combustion practices | 0.0018 | LB/MMBTU | EACH CTG; TEST PROTOCOL | BACT-PSD |  | N | 0 | N | 0 |  |  | 0 |  |  | 57386 | 0 | N | 2012 | The cost was estimated for a catalytic oxidation system (COS). VOC = $57,386/TON CO + VOC = $8,948/TON | Good combustion practices | 0.0018 | LB/MMBTU | EACH CTG; TEST PROTOCOL | BACT-PSD |  | N | 0 | N | 0 |  |  | 0 |  |  | 57386 | 0 | N | 2012 | The cost was estimated for a catalytic oxidation system (COS). VOC = $57,386/TON CO + VOC = $8,948/TON | Good combustion practices | 0.0018 | LB/MMBTU | EACH CTG; TEST PROTOCOL | BACT-PSD |  | N | 0 | N | 0 |  |  | 0 |  |  | 57386 | 0 | N | 2012 | The cost was estimated for a catalytic oxidation system (COS). VOC = $57,386/TON CO + VOC = $8,948/TON | Good combustion practices | 0.0018 | LB/MMBTU | EACH CTG; TEST PROTOCOL | BACT-PSD |  | N | 0 | N | 0 |  |  | 0 |  |  | 57386 | 0 | N | 2012 | The cost was estimated for a catalytic oxidation system (COS). VOC = $57,386/TON CO + VOC = $8,948/TON | Good combustion practices | 0.0018 | LB/MMBTU | EACH CTG; TEST PROTOCOL | BACT-PSD |  | N | 0 | N | 0 |  |  | 0 |  |  | 57386 | 0 | N | 2012 | The cost was estimated for a catalytic oxidation system (COS). VOC = $57,386/TON CO + VOC = $8,948/TON | Good combustion practices | 0.0018 | LB/MMBTU | EACH CTG; TEST PROTOCOL | BACT-PSD |  | N | 0 | N | 0 |  |  | 0 |  |  | 57386 | 0 | N | 2012 | The cost was estimated for a catalytic oxidation system (COS). VOC = $57,386/TON CO + VOC = $8,948/TON | Good combustion practices | 0.0018 | LB/MMBTU | EACH CTG; TEST PROTOCOL | BACT-PSD |  | N | 0 | N | 0 |  |  | 0 |  |  | 57386 | 0 | N | 2012 | The cost was estimated for a catalytic oxidation system (COS). VOC = $57,386/TON CO + VOC = $8,948/TON | Good combustion practices | 0.0018 | LB/MMBTU | EACH CTG; TEST PROTOCOL | BACT-PSD |  | N | 0 | N | 0 |  |  | 0 |  |  | 57386 | 0 | N | 2012 | The cost was estimated for a catalytic oxidation system (COS). VOC = $57,386/TON CO + VOC = $8,948/TON | Good combustion practices | 0.0018 | LB/MMBTU | EACH CTG; TEST PROTOCOL | BACT-PSD |  | N | 0 | N | 0 |  |  | 0 |  |  | 57386 | 0 | N | 2012 | The cost was estimated for a catalytic oxidation system (COS). VOC = $57,386/TON CO + VOC = $8,948/TON | Good combustion practices | 0.0018 | LB/MMBTU | EACH CTG; TEST PROTOCOL | BACT-PSD |  | N | 0 | N | 0 |  |  | 0 |  |  | 57386 | 0 | N | 2012 | The cost was estimated for a catalytic oxidation system (COS). VOC = $57,386/TON CO + VOC = $8,948/TON | Good combustion practices | 0.0018 | LB/MMBTU | EACH CTG; TEST PROTOCOL | BACT-PSD |  | N | 0 | N | 0 |  |  | 0 |  |  | 57386 | 0 | N | 2012 | The cost was estimated for a catalytic oxidation system (COS). VOC = $57,386/TON CO + VOC = $8,948/TON | Good combustion practices | 0.0018 | LB/MMBTU | EACH CTG; TEST PROTOCOL | BACT-PSD |  | N | 0 | N | 0 |  |  | 0 |  |  | 57386 | 0 | N | 2012 | The cost was estimated for a catalytic oxidation system (COS). VOC = $57,386/TON CO + VOC = $8,948/TON | Good combustion practices | 0.0018 | LB/MMBTU | EACH CTG; TEST PROTOCOL | BACT-PSD |  | N | 0 | N | 0 |  |  | 0 |  |  | 57386 | 0 | N | 2012 | The cost was estimated for a catalytic oxidation system (COS). VOC = $57,386/TON CO + VOC = $8,948/TON | Good combustion practices | 0.0018 | LB/MMBTU | EACH CTG; TEST PROTOCOL | BACT-PSD |  | N | 0 | N | 0 |  |  | 0 |  |  | 57386 | 0 | N | 2012 | The cost was estimated for a catalytic oxidation system (COS). VOC = $57,386/TON CO + VOC = $8,948/TON | Good combustion practices | 0.0018 | LB/MMBTU | EACH CTG; TEST PROTOCOL | BACT-PSD |  | N | 0 | N | 0 |  |  | 0 |  |  | 57386 | 0 | N | 2012 | The cost was estimated for a catalytic oxidation system (COS). VOC = $57,386/TON CO + VOC = $8,948/TON | Good combustion practices | 0.0018 | LB/MMBTU | EACH CTG; TEST PROTOCOL | BACT-PSD |  | N | 0 | N | 0 |  |  | 0 |  |  | 57386 | 0 | N | 2012 | The cost was estimated for a catalytic oxidation system (COS). VOC = $57,386/TON CO + VOC = $8,948/TON | Good combustion practices | 0.0018 | LB/MMBTU | EACH CTG; TEST PROTOCOL | BACT-PSD |  | N | 0 | N | 0 |  |  | 0 |  |  | 57386 | 0 | N | 2012 | The cost was estimated for a catalytic oxidation system (COS). VOC = $57,386/TON CO + VOC = $8,948/TON | Good combustion practices | 0.0018 | LB/MMBTU | EACH CTG; TEST PROTOCOL | BACT-PSD |  | N | 0 | N | 0 |  |  | 0 |  |  | 57386 | 0 | N | 2012 | The cost was estimated for a catalytic oxidation system (COS). VOC = $57,386/TON CO + VOC = $8,948/TON | Good combustion practices | 0.0018 | LB/MMBTU | EACH CTG; TEST PROTOCOL | BACT-PSD |  | N | 0 | N | 0 |  |  | 0 |  |  | 57386 | 0 | N | 2012 | The cost was estimated for a catalytic oxidation system (COS). VOC = $57,386/TON CO + VOC = $8,948/TON | Good combustion practices | 0.0018 | LB/MMBTU | EACH CTG; TEST PROTOCOL | BACT-PSD |  | N | 0 | N | 0 |  |  | 0 |  |  | 57386 | 0 | N | 2012 | The cost was estimated for a catalytic oxidation system (COS). VOC = $57,386/TON CO + VOC = $8,948/TON | Good combustion practices | 0.0018 | LB/MMBTU | EACH CTG; TEST PROTOCOL | BACT-PSD |  | N | 0 | N | 0 |  |  | 0 |  |  | 57386 | 0 | N | 2012 | The cost was estimated for a catalytic oxidation system (COS). VOC = $57,386/TON CO + VOC = $8,948/TON | Good combustion practices | 0.0018 | LB/MMBTU | EACH CTG; TEST PROTOCOL | BACT-PSD |  | N | 0 | N | 0 |  |  | 0 |  |  | 57386 | 0 | N | 2012 | The cost was estimated for a catalytic oxidation system (COS). VOC = $57,386/TON CO + VOC = $8,948/TON | Good combustion practices | 0.0018 | LB/MMBTU | EACH CTG; TEST PROTOCOL | BACT-PSD |  | N | 0 | N | 0 |  |  | 0 |  |  | 57386 | 0 | N | 2012 | The cost was estimated for a catalytic oxidation system (COS). VOC = $57,386/TON CO + VOC = $8,948/TON | Good combustion practices | 0.0018 | LB/MMBTU | EACH CTG; TEST PROTOCOL | BACT-PSD |  | N | 0 | N | 0 |  |  | 0 |  |  | 57386 | 0 | N | 2012 | The cost was estimated for a catalytic oxidation system (COS). VOC = $57,386/TON CO + VOC = $8,948/TON | Good combustion practices | 0.0018 | LB/MMBTU | EACH CTG; TEST PROTOCOL | BACT-PSD |  | N | 0 | N | 0 |  |  | 0 |  |  | 57386 | 0 | N | 2012 | The cost was estimated for a catalytic oxidation system (COS). VOC = $57,386/TON CO + VOC = $8,948/TON | Good combustion practices | 0.0018 | LB/MMBTU | EACH CTG; TEST PROTOCOL | BACT-PSD |  | N | 0 | N | 0 |  |  | 0 |  |  | 57386 | 0 | N | 2012 | The cost was estimated for a catalytic oxidation system (COS). VOC = $57,386/TON CO + VOC = $8,948/TON | Good combustion practices | 0.0018 | LB/MMBTU | EACH CTG; TEST PROTOCOL | BACT-PSD |  | N | 0 | N | 0 |  |  | 0 |  |  | 57386 | 0 | N | 2012 | The cost was estimated for a catalytic oxidation system (COS). VOC = $57,386/TON CO + VOC = $8,948/TON | Good combustion practices | 0.0018 | LB/MMBTU | EACH CTG; TEST PROTOCOL | BACT-PSD |  | N | 0 | N | 0 |  |  | 0 |  |  | 57386 | 0 | N | 2012 | The cost was estimated for a catalytic oxidation system (COS). VOC = $57,386/TON CO + VOC = $8,948/TON | Good combustion practices | 0.0018 | LB/MMBTU | EACH CTG; TEST PROTOCOL | BACT-PSD |  | N | 0 | N | 0 |  |  | 0 |  |  | 57386 | 0 | N | 2012 | The cost was estimated for a catalytic oxidation system (COS). VOC = $57,386/TON CO + VOC = $8,948/TON | Good combustion practices | 0.0018 | LB/MMBTU | EACH CTG; TEST PROTOCOL | BACT-PSD |  | N | 0 | N | 0 |  |  | 0 |  |  | 57386 | 0 | N | 2012 | The cost was estimated for a catalytic oxidation system (COS). VOC = $57,386/TON CO + VOC = $8,948/TON | Good combustion practices | 0.0018 | LB/MMBTU | EACH CTG; TEST PROTOCOL | BACT-PSD |  | N | 0 | N | 0 |  |  | 0 |  |  | 57386 | 0 | N | 2012 | The cost was estimated for a catalytic oxidation system (COS). VOC = $57,386/TON CO + VOC = $8,948/TON | Good combustion practices | 0.0018 | LB/MMBTU | EACH CTG; TEST PROTOCOL | BACT-PSD |  | N | 0 | N | 0 |  |  | 0 |  |  | 57386 | 0 | N | 2012 | The cost was estimated for a catalytic oxidation system (COS). VOC = $57,386/TON CO + VOC = $8,948/TON | Good combustion practices | 0.0018 | LB/MMBTU | EACH CTG; TEST PROTOCOL | BACT-PSD |  | N | 0 | N | 0 |  |  | 0 |  |  | 57386 | 0 | N | 2012 | The cost was estimated for a catalytic oxidation system (COS). VOC = $57,386/TON CO + VOC = $8,948/TON | Good combustion practices | 0.0018 | LB/MMBTU | EACH CTG; TEST PROTOCOL | BACT-PSD |  | N | 0 | N | 0 |  |  | 0 |  |  | 57386 | 0 | N | 2012 | The cost was estimated for a catalytic oxidation system (COS). VOC = $57,386/TON CO + VOC = $8,948/TON | Good combustion practices | 0.0018 | LB/MMBTU | EACH CTG; TEST PROTOCOL | BACT-PSD |  | N | 0 | N | 0 |  |  | 0 |  |  | 57386 | 0 | N | 2012 | The cost was estimated for a catalytic oxidation system (COS). VOC = $57,386/TON CO + VOC = $8,948/TON | Good combustion practices | 0.0018 | LB/MMBTU | EACH CTG; TEST PROTOCOL | BACT-PSD |  | N | 0 | N | 0 |  |  | 0 |  |  | 57386 | 0 | N | 2012 | The cost was estimated for a catalytic oxidation system (COS). VOC = $57,386/TON CO + VOC = $8,948/TON | Good combustion practices | 0.0018 | LB/MMBTU | EACH CTG; TEST PROTOCOL | BACT-PSD |  | N | 0 | N | 0 |  |  | 0 |  |  | 57386 | 0 | N | 2012 | The cost was estimated for a catalytic oxidation system (COS). VOC = $57,386/TON CO + VOC = $8,948/TON | Good combustion practices | 0.0018 | LB/MMBTU | EACH CTG; TEST PROTOCOL | BACT-PSD |  | N | 0 | N | 0 |  |  | 0 |  |  | 57386 | 0 | N | 2012 | The cost was estimated for a catalytic oxidation system (COS). VOC = $57,386/TON CO + VOC = $8,948/TON | Good combustion practices | 0.0018 | LB/MMBTU | EACH CTG; TEST PROTOCOL | BACT-PSD |  | N | 0 | N | 0 |  |  | 0 |  |  | 57386 | 0 | N | 2012 | The cost was estimated for a catalytic oxidation system (COS). VOC = $57,386/TON CO + VOC = $8,948/TON | Good combustion practices | 0.0018 | LB/MMBTU | EACH CTG; TEST PROTOCOL | BACT-PSD |  | N | 0 | N | 0 |  |  | 0 |  |  | 57386 | 0 | N | 2012 | The cost was estimated for a catalytic oxidation system (COS). VOC = $57,386/TON CO + VOC = $8,948/TON | Good combustion practices | 0.0018 | LB/MMBTU | EACH CTG; TEST PROTOCOL | BACT-PSD |  | N | 0 | N | 0 |  |  | 0 |  |  | 57386 | 0 | N | 2012 | The cost was estimated for a catalytic oxidation system (COS). VOC = $57,386/TON CO + VOC = $8,948/TON | Good combustion practices | 0.0018 | LB/MMBTU | EACH CTG; TEST PROTOCOL | BACT-PSD |  | N | 0 | N | 0 |  |  | 0 |  |  | 57386 | 0 | N | 2012 | The cost was estimated for a catalytic oxidation system (COS). VOC = $57,386/TON CO + VOC = $8,948/TON | Good combustion practices | 0.0018 | LB/MMBTU | EACH CTG; TEST PROTOCOL | BACT-PSD |  | N | 0 | N | 0 |  |  | 0 |  |  | 57386 | 0 | N | 2012 | The cost was estimated for a catalytic oxidation system (COS). VOC = $57,386/TON CO + VOC = $8,948/TON | Good combustion practices | 0.0018 | LB/MMBTU | EACH CTG; TEST PROTOCOL | BACT-PSD |  | N | 0 | N | 0 |  |  | 0 |  |  | 57386 | 0 | N | 2012 | The cost was estimated for a catalytic oxidation system (COS). VOC = $57,386/TON CO + VOC = $8,948/TON | Good combustion practices | 0.0018 | LB/MMBTU | EACH CTG; TEST PROTOCOL | BACT-PSD |  | N | 0 | N | 0 |  |  | 0 |  |  | 57386 | 0 | N | 2012 | The cost was estimated for a catalytic oxidation system (COS). VOC = $57,386/TON CO + VOC = $8,948/TON | Good combustion practices | 0.0018 | LB/MMBTU | EACH CTG; TEST PROTOCOL | BACT-PSD |  | N | 0 | N | 0 |  |  | 0 |  |  | 57386 | 0 | N | 2012 | The cost was estimated for a catalytic oxidation system (COS). VOC = $57,386/TON CO + VOC = $8,948/TON | Good combustion practices | 0.0018 | LB/MMBTU | EACH CTG; TEST PROTOCOL | BACT-PSD |  | N | 0 | N | 0 |  |  | 0 |  |  | 57386 | 0 | N | 2012 | The cost was estimated for a catalytic oxidation system (COS). VOC = $57,386/TON CO + VOC = $8,948/TON | Good combustion practices | 0.0018 | LB/MMBTU | EACH CTG; TEST PROTOCOL | BACT-PSD |  | N | 0 | N | 0 |  |  | 0 |  |  | 57386 | 0 | N | 2012 | The cost was estimated for a catalytic oxidation system (COS). VOC = $57,386/TON CO + VOC = $8,948/TON | Good combustion practices | 0.0018 | LB/MMBTU | EACH CTG; TEST PROTOCOL | BACT-PSD |  | N | 0 | N | 0 |  |  | 0 |  |  | 57386 | 0 | N | 2012 | The cost was estimated for a catalytic oxidation system (COS). VOC = $57,386/TON CO + VOC = $8,948/TON | Good combustion practices | 0.0018 | LB/MMBTU | EACH CTG; TEST PROTOCOL | BACT-PSD |  | N | 0 | N | 0 |  |  | 0 |  |  | 57386 | 0 | N | 2012 | The cost was estimated for a catalytic oxidation system (COS). VOC = $57,386/TON CO + VOC = $8,948/TON | Good combustion practices | 0.0018 | LB/MMBTU | EACH CTG; TEST PROTOCOL | BACT-PSD |  | N | 0 | N | 0 |  |  | 0 |  |  | 57386 | 0 | N | 2012 | The cost was estimated for a catalytic oxidation system (COS). VOC = $57,386/TON CO + VOC = $8,948/TON | Good combustion practices | 0.0018 | LB/MMBTU | EACH CTG; TEST PROTOCOL | BACT-PSD |  | N | 0 | N | 0 |  |  | 0 |  |  | 57386 | 0 | N | 2012 | The cost was estimated for a catalytic oxidation system (COS). VOC = $57,386/TON CO + VOC = $8,948/TON | Good combustion practices | 0.0018 | LB/MMBTU | EACH CTG; TEST PROTOCOL | BACT-PSD |  | N | 0 | N | 0 |  |  | 0 |  |  | 57386 | 0 | N | 2012 | The cost was estimated for a catalytic oxidation system (COS). VOC = $57,386/TON CO + VOC = $8,948/TON | Good combustion practices | 0.0018 | LB/MMBTU | EACH CTG; TEST PROTOCOL | BACT-PSD |  | N | 0 | N | 0 |  |  | 0 |  |  | 57386 | 0 | N | 2012 | The cost was estimated for a catalytic oxidation system (COS). VOC = $57,386/TON CO + VOC = $8,948/TON | Good combustion practices | 0.0018 | LB/MMBTU | EACH CTG; TEST PROTOCOL | BACT-PSD |  | N | 0 | N | 0 |  |  | 0 |  |  | 57386 | 0 | N | 2012 | The cost was estimated for a catalytic oxidation system (COS). VOC = $57,386/TON CO + VOC = $8,948/TON | Good combustion practices | 0.0018 | LB/MMBTU | EACH CTG; TEST PROTOCOL | BACT-PSD |  | N | 0 | N | 0 |  |  | 0 |  |  | 57386 | 0 | N | 2012 | The cost was estimated for a catalytic oxidation system (COS). VOC = $57,386/TON CO + VOC = $8,948/TON | Good combustion practices | 0.0018 | LB/MMBTU | EACH CTG; TEST PROTOCOL | BACT-PSD |  | N | 0 | N | 0 |  |  | 0 |  |  | 57386 | 0 | N | 2012 | The cost was estimated for a catalytic oxidation system (COS). VOC = $57,386/TON CO + VOC = $8,948/TON | Good combustion practices | 0.0018 | LB/MMBTU | EACH CTG; TEST PROTOCOL | BACT-PSD |  | N | 0 | N | 0 |  |  | 0 |  |  | 57386 | 0 | N | 2012 | The cost was estimated for a catalytic oxidation system (COS). VOC = $57,386/TON CO + VOC = $8,948/TON | Good combustion practices | 0.0018 | LB/MMBTU | EACH CTG; TEST PROTOCOL | BACT-PSD |  | N | 0 | N | 0 |  |  | 0 |  |  | 57386 | 0 | N | 2012 | The cost was estimated for a catalytic oxidation system (COS). VOC = $57,386/TON CO + VOC = $8,948/TON | Good combustion practices | 0.0018 | LB/MMBTU | EACH CTG; TEST PROTOCOL | BACT-PSD |  | N | 0 | N | 0 |  |  | 0 |  |  | 57386 | 0 | N | 2012 | The cost was estimated for a catalytic oxidation system (COS). VOC = $57,386/TON CO + VOC = $8,948/TON | Good combustion practices | 0.0018 | LB/MMBTU | EACH CTG; TEST PROTOCOL | BACT-PSD |  | N | 0 | N | 0 |  |  | 0 |  |  | 57386 | 0 | N | 2012 | The cost was estimated for a catalytic oxidation system (COS). VOC = $57,386/TON CO + VOC = $8,948/TON | Good combustion practices | 0.0018 | LB/MMBTU | EACH CTG; TEST PROTOCOL | BACT-PSD |  | N | 0 | N | 0 |  |  | 0 |  |  | 57386 | 0 | N | 2012 | The cost was estimated for a catalytic oxidation system (COS). VOC = $57,386/TON CO + VOC = $8,948/TON | Good combustion practices | 0.0018 | LB/MMBTU | EACH CTG; TEST PROTOCOL | BACT-PSD |  | N | 0 | N | 0 |  |  | 0 |  |  | 57386 | 0 | N | 2012 | The cost was estimated for a catalytic oxidation system (COS). VOC = $57,386/TON CO + VOC = $8,948/TON | Good combustion practices | 0.0018 | LB/MMBTU | EACH CTG; TEST PROTOCOL | BACT-PSD |  | N | 0 | N | 0 |  |  | 0 |  |  | 57386 | 0 | N | 2012 | The cost was estimated for a catalytic oxidation system (COS). VOC = $57,386/TON CO + VOC = $8,948/TON | Good combustion practices | 0.0018 | LB/MMBTU | EACH CTG; TEST PROTOCOL | BACT-PSD |  | N | 0 | N | 0 |  |  | 0 |  |  | 57386 | 0 | N | 2012 | The cost was estimated for a catalytic oxidation system (COS). VOC = $57,386/TON CO + VOC = $8,948/TON | Good combustion practices | 0.0018 | LB/MMBTU | EACH CTG; TEST PROTOCOL | BACT-PSD |  | N | 0 | N | 0 |  |  | 0 |  |  | 57386 | 0 | N | 2012 | The cost was estimated for a catalytic oxidation system (COS). VOC = $57,386/TON CO + VOC = $8,948/TON | Good combustion practices | 0.0018 | LB/MMBTU | EACH CTG; TEST PROTOCOL | BACT-PSD |  | N | 0 | N | 0 |  |  | 0 |  |  | 57386 | 0 | N | 2012 | The cost was estimated for a catalytic oxidation system (COS). VOC = $57,386/TON CO + VOC = $8,948/TON | Good combustion practices | 0.0018 | LB/MMBTU | EACH CTG; TEST PROTOCOL | BACT-PSD |  | N | 0 | N | 0 |  |  | 0 |  |  | 57386 | 0 | N | 2012 | The cost was estimated for a catalytic oxidation system (COS). VOC = $57,386/TON CO + VOC = $8,948/TON | Good combustion practices | 0.0018 | LB/MMBTU | EACH CTG; TEST PROTOCOL | BACT-PSD |  | N | 0 | N | 0 |  |  | 0 |  |  | 57386 | 0 | N | 2012 | The cost was estimated for a catalytic oxidation system (COS). VOC = $57,386/TON CO + VOC = $8,948/TON | Good combustion practices | 0.0018 | LB/MMBTU | EACH CTG; TEST PROTOCOL | BACT-PSD |  | N | 0 | N | 0 |  |  | 0 |  |  | 57386 | 0 | N | 2012 | The cost was estimated for a catalytic oxidation system (COS). VOC = $57,386/TON CO + VOC = $8,948/TON | Good combustion practices | 0.0018 | LB/MMBTU | EACH CTG; TEST PROTOCOL | BACT-PSD |  | N | 0 | N | 0 |  |  | 0 |  |  | 57386 | 0 | N | 2012 | The cost was estimated for a catalytic oxidation system (COS). VOC = $57,386/TON CO + VOC = $8,948/TON | Good combustion practices | 0.0018 | LB/MMBTU | EACH CTG; TEST PROTOCOL | BACT-PSD |  | N | 0 | N | 0 |  |  | 0 |  |  | 57386 | 0 | N | 2012 | The cost was estimated for a catalytic oxidation system (COS). VOC = $57,386/TON CO + VOC = $8,948/TON | Good combustion practices | 0.0018 | LB/MMBTU | EACH CTG; TEST PROTOCOL | BACT-PSD |  | N | 0 | N | 0 |  |  | 0 |  |  | 57386 | 0 | N | 2012 | The cost was estimated for a catalytic oxidation system (COS). VOC = $57,386/TON CO + VOC = $8,948/TON | Good combustion practices | 0.0018 | LB/MMBTU | EACH CTG; TEST PROTOCOL | BACT-PSD |  | N | 0 | N | 0 |  |  | 0 |  |  | 57386 | 0 | N | 2012 | The cost was estimated for a catalytic oxidation system (COS). VOC = $57,386/TON CO + VOC = $8,948/TON | Good combustion practices | 0.0018 | LB/MMBTU | EACH CTG; TEST PROTOCOL | BACT-PSD |  | N | 0 | N | 0 |  |  | 0 |  |  | 57386 | 0 | N | 2012 | The cost was estimated for a catalytic oxidation system (COS). VOC = $57,386/TON CO + VOC = $8,948/TON | Good combustion practices | 0.0018 | LB/MMBTU | EACH CTG; TEST PROTOCOL | BACT-PSD |  | N | 0 | N | 0 |  |  | 0 |  |  | 57386 | 0 | N | 2012 | The cost was estimated for a catalytic oxidation system (COS). VOC = $57,386/TON CO + VOC = $8,948/TON | Good combustion practices | 0.0018 | LB/MMBTU | EACH CTG; TEST PROTOCOL | BACT-PSD |  | N | 0 | N | 0 |  |  | 0 |  |  | 57386 | 0 | N | 2012 | The cost was estimated for a catalytic oxidation system (COS). VOC = $57,386/TON CO + VOC = $8,948/TON | Good combustion practices | 0.0018 | LB/MMBTU | EACH CTG; TEST PROTOCOL | BACT-PSD |  | N | 0 | N | 0 |  |  | 0 |  |  | 57386 | 0 | N | 2012 | The cost was estimated for a catalytic oxidation system (COS). VOC = $57,386/TON CO + VOC = $8,948/TON | Good combustion practices | 0.0018 | LB/MMBTU | EACH CTG; TEST PROTOCOL | BACT-PSD |  | N | 0 | N | 0 |  |  | 0 |  |  | 57386 | 0 | N | 2012 | The cost was estimated for a catalytic oxidation system (COS). VOC = $57,386/TON CO + VOC = $8,948/TON | Good combustion practices | 0.0018 | LB/MMBTU | EACH CTG; TEST PROTOCOL | BACT-PSD |  | N | 0 | N | 0 |  |  | 0 |  |  | 57386 | 0 | N | 2012 | The cost was estimated for a catalytic oxidation system (COS). VOC = $57,386/TON CO + VOC = $8,948/TON | Good combustion practices | 0.0018 | LB/MMBTU | EACH CTG; TEST PROTOCOL | BACT-PSD |  | N | 0 | N | 0 |  |  | 0 |  |  | 57386 | 0 | N | 2012 | The cost was estimated for a catalytic oxidation system (COS). VOC = $57,386/TON CO + VOC = $8,948/TON | Good combustion practices | 0.0018 | LB/MMBTU | EACH CTG; TEST PROTOCOL | BACT-PSD |  | N | 0 | N | 0 |  |  | 0 |  |  | 57386 | 0 | N | 2012 | The cost was estimated for a catalytic oxidation system (COS). VOC = $57,386/TON CO + VOC = $8,948/TON | Good combustion practices | 0.0018 | LB/MMBTU | EACH CTG; TEST PROTOCOL | BACT-PSD |  | N | 0 | N | 0 |  |  | 0 |  |  | 57386 | 0 | N | 2012 | The cost was estimated for a catalytic oxidation system (COS). VOC = $57,386/TON CO + VOC = $8,948/TON | Good combustion practices | 0.0018 | LB/MMBTU | EACH CTG; TEST PROTOCOL | BACT-PSD |  | N | 0 | N | 0 |  |  | 0 |  |  | 57386 | 0 | N | 2012 | The cost was estimated for a catalytic oxidation system (COS). VOC = $57,386/TON CO + VOC = $8,948/TON | Good combustion practices | 0.0018 | LB/MMBTU | EACH CTG; TEST PROTOCOL | BACT-PSD |  | N | 0 | N | 0 |  |  | 0 |  |  | 57386 | 0 | N | 2012 | The cost was estimated for a catalytic oxidation system (COS). VOC = $57,386/TON CO + VOC = $8,948/TON | Good combustion practices | 0.0018 | LB/MMBTU | EACH CTG; TEST PROTOCOL | BACT-PSD |  | N | 0 | N | 0 |  |  | 0 |  |  | 57386 | 0 | N | 2012 | The cost was estimated for a catalytic oxidation system (COS). VOC = $57,386/TON CO + VOC = $8,948/TON | Good combustion practices | 0.0018 | LB/MMBTU | EACH CTG; TEST PROTOCOL | BACT-PSD |  | N | 0 | N | 0 |  |  | 0 |  |  | 57386 | 0 | N | 2012 | The cost was estimated for a catalytic oxidation system (COS). VOC = $57,386/TON CO + VOC = $8,948/TON | Good combustion practices | 0.0018 | LB/MMBTU | EACH CTG; TEST PROTOCOL | BACT-PSD |  | N | 0 | N | 0 |  |  | 0 |  |  | 57386 | 0 | N | 2012 | The cost was estimated for a catalytic oxidation system (COS). VOC = $57,386/TON CO + VOC = $8,948/TON | Good combustion practices | 0.0018 | LB/MMBTU | EACH CTG; TEST PROTOCOL | BACT-PSD |  | N | 0 | N | 0 |  |  | 0 |  |  | 57386 | 0 | N | 2012 | The cost was estimated for a catalytic oxidation system (COS). VOC = $57,386/TON CO + VOC = $8,948/TON | Good combustion practices | 0.0018 | LB/MMBTU | EACH CTG; TEST PROTOCOL | BACT-PSD |  | N | 0 | N | 0 |  |  | 0 |  |  | 57386 | 0 | N | 2012 | The cost was estimated for a catalytic oxidation system (COS). VOC = $57,386/TON CO + VOC = $8,948/TON | Good combustion practices | 0.0018 | LB/MMBTU | EACH CTG; TEST PROTOCOL | BACT-PSD |  | N | 0 | N | 0 |  |  | 0 |  |  | 57386 | 0 | N | 2012 | The cost was estimated for a catalytic oxidation system (COS). VOC = $57,386/TON CO + VOC = $8,948/TON | Good combustion practices | 0.0018 | LB/MMBTU | EACH CTG; TEST PROTOCOL | BACT-PSD |  | N | 0 | N | 0 |  |  | 0 |  |  | 57386 | 0 | N | 2012 | The cost was estimated for a catalytic oxidation system (COS). VOC = $57,386/TON CO + VOC = $8,948/TON | Good combustion practices | 0.0018 | LB/MMBTU | EACH CTG; TEST PROTOCOL | BACT-PSD |  | N | 0 | N | 0 |  |  | 0 |  |  | 57386 | 0 | N | 2012 | The cost was estimated for a catalytic oxidation system (COS). VOC = $57,386/TON CO + VOC = $8,948/TON | Good combustion practices | 0.0018 | LB/MMBTU | EACH CTG; TEST PROTOCOL | BACT-PSD |  | N | 0 | N | 0 |  |  | 0 |  |  | 57386 | 0 | N | 2012 | The cost was estimated for a catalytic oxidation system (COS). VOC = $57,386/TON CO + VOC = $8,948/TON | Good combustion practices | 0.0018 | LB/MMBTU | EACH CTG; TEST PROTOCOL | BACT-PSD |  | N | 0 | N | 0 |  |  | 0 |  |  | 57386 | 0 | N | 2012 | The cost was estimated for a catalytic oxidation system (COS). VOC = $57,386/TON CO + VOC = $8,948/TON | Good combustion practices | 0.0018 | LB/MMBTU | EACH CTG; TEST PROTOCOL | BACT-PSD |  | N | 0 | N | 0 |  |  | 0 |  |  | 57386 | 0 | N | 2012 | The cost was estimated for a catalytic oxidation system (COS). VOC = $57,386/TON CO + VOC = $8,948/TON | Good combustion practices | 0.0018 | LB/MMBTU | EACH CTG; TEST PROTOCOL | BACT-PSD |  | N | 0 | N | 0 |  |  | 0 |  |  | 57386 | 0 | N | 2012 | The cost was estimated for a catalytic oxidation system (COS). VOC = $57,386/TON CO + VOC = $8,948/TON | Good combustion practices | 0.0018 | LB/MMBTU | EACH CTG; TEST PROTOCOL | BACT-PSD |  | N | 0 | N | 0 |  |  | 0 |  |  | 57386 | 0 | N | 2012 | The cost was estimated for a catalytic oxidation system (COS). VOC = $57,386/TON CO + VOC = $8,948/TON | Good combustion practices | 0.0018 | LB/MMBTU | EACH CTG; TEST PROTOCOL | BACT-PSD |  | N | 0 | N | 0 |  |  | 0 |  |  | 57386 | 0 | N | 2012 | The cost was estimated for a catalytic oxidation system (COS). VOC = $57,386/TON CO + VOC = $8,948/TON | Good combustion practices | 0.0018 | LB/MMBTU | EACH CTG; TEST PROTOCOL | BACT-PSD |  | N | 0 | N | 0 |  |  | 0 |  |  | 57386 | 0 | N | 2012 | The cost was estimated for a catalytic oxidation system (COS). VOC = $57,386/TON CO + VOC = $8,948/TON | Good combustion practices | 0.0018 | LB/MMBTU | EACH CTG; TEST PROTOCOL | BACT-PSD |  | N | 0 | N | 0 |  |  | 0 |  |  | 57386 | 0 | N | 2012 | The cost was estimated for a catalytic oxidation system (COS). VOC = $57,386/TON CO + VOC = $8,948/TON | Good combustion practices | 0.0018 | LB/MMBTU | EACH CTG; TEST PROTOCOL | BACT-PSD |  | N | 0 | N | 0 |  |  | 0 |  |  | 57386 | 0 | N | 2012 | The cost was estimated for a catalytic oxidation system (COS). VOC = $57,386/TON CO + VOC = $8,948/TON | Good combustion practices | 0.0018 | LB/MMBTU | EACH CTG; TEST PROTOCOL | BACT-PSD |  | N | 0 | N | 0 |  |  | 0 |  |  | 57386 | 0 | N | 2012 | The cost was estimated for a catalytic oxidation system (COS). VOC = $57,386/TON CO + VOC = $8,948/TON | Good combustion practices | 0.0018 | LB/MMBTU | EACH CTG; TEST PROTOCOL | BACT-PSD |  | N | 0 | N | 0 |  |  | 0 |  |  | 57386 | 0 | N | 2012 | The cost was estimated for a catalytic oxidation system (COS). VOC = $57,386/TON CO + VOC = $8,948/TON | Good combustion practices | 0.0018 | LB/MMBTU | EACH CTG; TEST PROTOCOL | BACT-PSD |  | N | 0 | N | 0 |  |  | 0 |  |  | 57386 | 0 | N | 2012 | The cost was estimated for a catalytic oxidation system (COS). VOC = $57,386/TON CO + VOC = $8,948/TON | Good combustion practices | 0.0018 | LB/MMBTU | EACH CTG; TEST PROTOCOL | BACT-PSD |  | N | 0 | N | 0 |  |  | 0 |  |  | 57386 | 0 | N | 2012 | The cost was estimated for a catalytic oxidation system (COS). VOC = $57,386/TON CO + VOC = $8,948/TON | Good combustion practices | 0.0018 | LB/MMBTU | EACH CTG; TEST PROTOCOL | BACT-PSD |  | N | 0 | N | 0 |  |  | 0 |  |  | 57386 | 0 | N | 2012 | The cost was estimated for a catalytic oxidation system (COS). VOC = $57,386/TON CO + VOC = $8,948/TON | Good combustion practices | 0.0018 | LB/MMBTU | EACH CTG; TEST PROTOCOL | BACT-PSD |  | N | 0 | N | 0 |  |  | 0 |  |  | 57386 | 0 | N | 2012 | The cost was estimated for a catalytic oxidation system (COS). VOC = $57,386/TON CO + VOC = $8,948/TON | Good combustion practices | 0.0018 | LB/MMBTU | EACH CTG; TEST PROTOCOL | BACT-PSD |  | N | 0 | N | 0 |  |  | 0 |  |  | 57386 | 0 | N | 2012 | The cost was estimated for a catalytic oxidation system (COS). VOC = $57,386/TON CO + VOC = $8,948/TON | Good combustion practices | 0.0018 | LB/MMBTU | EACH CTG; TEST PROTOCOL | BACT-PSD |  | N | 0 | N | 0 |  |  | 0 |  |  | 57386 | 0 | N | 2012 | The cost was estimated for a catalytic oxidation system (COS). VOC = $57,386/TON CO + VOC = $8,948/TON | Good combustion practices | 0.0018 | LB/MMBTU | EACH CTG; TEST PROTOCOL | BACT-PSD |  | N | 0 | N | 0 |  |  | 0 |  |  | 57386 | 0 | N | 2012 | The cost was estimated for a catalytic oxidation system (COS). VOC = $57,386/TON CO + VOC = $8,948/TON | Good combustion practices | 0.0018 | LB/MMBTU | EACH CTG; TEST PROTOCOL | BACT-PSD |  | N | 0 | N | 0 |  |  | 0 |  |  | 57386 | 0 | N | 2012 | The cost was estimated for a catalytic oxidation system (COS). VOC = $57,386/TON CO + VOC = $8,948/TON | Good combustion practices | 0.0018 | LB/MMBTU | EACH CTG; TEST PROTOCOL | BACT-PSD |  | N | 0 | N | 0 |  |  | 0 |  |  | 57386 | 0 | N | 2012 | The cost was estimated for a catalytic oxidation system (COS). VOC = $57,386/TON CO + VOC = $8,948/TON | Good combustion practices | 0.0018 | LB/MMBTU | EACH CTG; TEST PROTOCOL | BACT-PSD |  | N | 0 | N | 0 |  |  | 0 |  |  | 57386 | 0 | N | 2012 | The cost was estimated for a catalytic oxidation system (COS). VOC = $57,386/TON CO + VOC = $8,948/TON | Good combustion practices | 0.0018 | LB/MMBTU | EACH CTG; TEST PROTOCOL | BACT-PSD |  | N | 0 | N | 0 |  |  | 0 |  |  | 57386 | 0 | N | 2012 | The cost was estimated for a catalytic oxidation system (COS). VOC = $57,386/TON CO + VOC = $8,948/TON | Good combustion practices | 0.0018 | LB/MMBTU | EACH CTG; TEST PROTOCOL | BACT-PSD |  | N | 0 | N | 0 |  |  | 0 |  |  | 57386 | 0 | N | 2012 | The cost was estimated for a catalytic oxidation system (COS). VOC = $57,386/TON CO + VOC = $8,948/TON | Good combustion practices | 0.0018 | LB/MMBTU | EACH CTG; TEST PROTOCOL | BACT-PSD |  | N | 0 | N | 0 |  |  | 0 |  |  | 57386 | 0 | N | 2012 | The cost was estimated for a catalytic oxidation system (COS). VOC = $57,386/TON CO + VOC = $8,948/TON | Good combustion practices | 0.0018 | LB/MMBTU | EACH CTG; TEST PROTOCOL | BACT-PSD |  | N | 0 | N | 0 |  |  | 0 |  |  | 57386 | 0 | N | 2012 | The cost was estimated for a catalytic oxidation system (COS). VOC = $57,386/TON CO + VOC = $8,948/TON | Good combustion practices | 0.0018 | LB/MMBTU | EACH CTG; TEST PROTOCOL | BACT-PSD |  | N | 0 | N | 0 |  |  | 0 |  |  | 57386 | 0 | N | 2012 | The cost was estimated for a catalytic oxidation system (COS). VOC = $57,386/TON CO + VOC = $8,948/TON | Good combustion practices | 0.0018 | LB/MMBTU | EACH CTG; TEST PROTOCOL | BACT-PSD |  | N | 0 | N | 0 |  |  | 0 |  |  | 57386 | 0 | N | 2012 | The cost was estimated for a catalytic oxidation system (COS). VOC = $57,386/TON CO + VOC = $8,948/TON | Good combustion practices | 0.0018 | LB/MMBTU | EACH CTG; TEST PROTOCOL | BACT-PSD |  | N | 0 | N | 0 |  |  | 0 |  |  | 57386 | 0 | N | 2012 | The cost was estimated for a catalytic oxidation system (COS). VOC = $57,386/TON CO + VOC = $8,948/TON | Good combustion practices | 0.0018 | LB/MMBTU | EACH CTG; TEST PROTOCOL | BACT-PSD |  | N | 0 | N | 0 |  |  | 0 |  |  | 57386 | 0 | N | 2012 | The cost was estimated for a catalytic oxidation system (COS). VOC = $57,386/TON CO + VOC = $8,948/TON | Good combustion practices | 0.0018 | LB/MMBTU | EACH CTG; TEST PROTOCOL | BACT-PSD |  | N | 0 | N | 0 |  |  | 0 |  |  | 57386 | 0 | N | 2012 | The cost was estimated for a catalytic oxidation system (COS). VOC = $57,386/TON CO + VOC = $8,948/TON | Good combustion practices | 0.0018 | LB/MMBTU | EACH CTG; TEST PROTOCOL | BACT-PSD |  | N | 0 | N | 0 |  |  | 0 |  |  | 57386 | 0 | N | 2012 | The cost was estimated for a catalytic oxidation system (COS). VOC = $57,386/TON CO + VOC = $8,948/TON | Good combustion practices | 0.0018 | LB/MMBTU | EACH CTG; TEST PROTOCOL | BACT-PSD |  | N | 0 | N | 0 |  |  | 0 |  |  | 57386 | 0 | N | 2012 | The cost was estimated for a catalytic oxidation system (COS). VOC = $57,386/TON CO + VOC = $8,948/TON | Good combustion practices | 0.0018 | LB/MMBTU | EACH CTG; TEST PROTOCOL | BACT-PSD |  | N | 0 | N | 0 |  |  | 0 |  |  | 57386 | 0 | N | 2012 | The cost was estimated for a catalytic oxidation system (COS). VOC = $57,386/TON CO + VOC = $8,948/TON | Good combustion practices | 0.0018 | LB/MMBTU | EACH CTG; TEST PROTOCOL | BACT-PSD |  | N | 0 | N | 0 |  |  | 0 |  |  | 57386 | 0 | N | 2012 | The cost was estimated for a catalytic oxidation system (COS). VOC = $57,386/TON CO + VOC = $8,948/TON | Good combustion practices | 0.0018 | LB/MMBTU | EACH CTG; TEST PROTOCOL | BACT-PSD |  | N | 0 | N | 0 |  |  | 0 |  |  | 57386 | 0 | N | 2012 | The cost was estimated for a catalytic oxidation system (COS). VOC = $57,386/TON CO + VOC = $8,948/TON | Good combustion practices | 0.0018 | LB/MMBTU | EACH CTG; TEST PROTOCOL | BACT-PSD |  | N | 0 | N | 0 |  |  | 0 |  |  | 57386 | 0 | N | 2012 | The cost was estimated for a catalytic oxidation system (COS). VOC = $57,386/TON CO + VOC = $8,948/TON | Good combustion practices | 0.0018 | LB/MMBTU | EACH CTG; TEST PROTOCOL | BACT-PSD |  | N | 0 | N | 0 |  |  | 0 |  |  | 57386 | 0 | N | 2012 | The cost was estimated for a catalytic oxidation system (COS). VOC = $57,386/TON CO + VOC = $8,948/TON | Good combustion practices | 0.0018 | LB/MMBTU | EACH CTG; TEST PROTOCOL | BACT-PSD |  | N | 0 | N | 0 |  |  | 0 |  |  | 57386 | 0 | N | 2012 | The cost was estimated for a catalytic oxidation system (COS). VOC = $57,386/TON CO + VOC = $8,948/TON | Good combustion practices | 0.0018 | LB/MMBTU | EACH CTG; TEST PROTOCOL | BACT-PSD |  | N | 0 | N | 0 |  |  | 0 |  |  | 57386 | 0 | N | 2012 | The cost was estimated for a catalytic oxidation system (COS). VOC = $57,386/TON CO + VOC = $8,948/TON | Good combustion practices | 0.0018 | LB/MMBTU | EACH CTG; TEST PROTOCOL | BACT-PSD |  | N | 0 | N | 0 |  |  | 0 |  |  | 57386 | 0 | N | 2012 | The cost was estimated for a catalytic oxidation system (COS). VOC = $57,386/TON CO + VOC = $8,948/TON | Good combustion practices | 0.0018 | LB/MMBTU | EACH CTG; TEST PROTOCOL | BACT-PSD |  | N | 0 | N | 0 |  |  | 0 |  |  | 57386 | 0 | N | 2012 | The cost was estimated for a catalytic oxidation system (COS). VOC = $57,386/TON CO + VOC = $8,948/TON | Good combustion practices | 0.0018 | LB/MMBTU | EACH CTG; TEST PROTOCOL | BACT-PSD |  | N | 0 | N | 0 |  |  | 0 |  |  | 57386 | 0 | N | 2012 | The cost was estimated for a catalytic oxidation system (COS). VOC = $57,386/TON CO + VOC = $8,948/TON | Good combustion practices | 0.0018 | LB/MMBTU | EACH CTG; TEST PROTOCOL | BACT-PSD |  | N | 0 | N | 0 |  |  | 0 |  |  | 57386 | 0 | N | 2012 | The cost was estimated for a catalytic oxidation system (COS). VOC = $57,386/TON CO + VOC = $8,948/TON | Good combustion practices | 0.0018 | LB/MMBTU | EACH CTG; TEST PROTOCOL | BACT-PSD |  | N | 0 | N | 0 |  |  | 0 |  |  | 57386 | 0 | N | 2012 | The cost was estimated for a catalytic oxidation system (COS). VOC = $57,386/TON CO + VOC = $8,948/TON | Good combustion practices | 0.0018 | LB/MMBTU | EACH CTG; TEST PROTOCOL | BACT-PSD |  | N | 0 | N | 0 |  |  | 0 |  |  | 57386 | 0 | N | 2012 | The cost was estimated for a catalytic oxidation system (COS). VOC = $57,386/TON CO + VOC = $8,948/TON | Good combustion practices | 0.0018 | LB/MMBTU | EACH CTG; TEST PROTOCOL | BACT-PSD |  | N | 0 | N | 0 |  |  | 0 |  |  | 57386 | 0 | N | 2012 | The cost was estimated for a catalytic oxidation system (COS). VOC = $57,386/TON CO + VOC = $8,948/TON | Good combustion practices | 0.0018 | LB/MMBTU | EACH CTG; TEST PROTOCOL | BACT-PSD |  | N | 0 | N | 0 |  |  | 0 |  |  | 57386 | 0 | N | 2012 | The cost was estimated for a catalytic oxidation system (COS). VOC = $57,386/TON CO + VOC = $8,948/TON | Good combustion practices | 0.0018 | LB/MMBTU | EACH CTG; TEST PROTOCOL | BACT-PSD |  | N | 0 | N | 0 |  |  | 0 |  |  | 57386 | 0 | N | 2012 | The cost was estimated for a catalytic oxidation system (COS). VOC = $57,386/TON CO + VOC = $8,948/TON | Good combustion practices | 0.0018 | LB/MMBTU | EACH CTG; TEST PROTOCOL | BACT-PSD |  | N | 0 | N | 0 |  |  | 0 |  |  | 57386 | 0 | N | 2012 | The cost was estimated for a catalytic oxidation system (COS). VOC = $57,386/TON CO + VOC = $8,948/TON | Good combustion practices | 0.0018 | LB/MMBTU | EACH CTG; TEST PROTOCOL | BACT-PSD |  | N | 0 | N | 0 |  |  | 0 |  |  | 57386 | 0 | N | 2012 | The cost was estimated for a catalytic oxidation system (COS). VOC = $57,386/TON CO + VOC = $8,948/TON | Good combustion practices | 0.0018 | LB/MMBTU | EACH CTG; TEST PROTOCOL | BACT-PSD |  | N | 0 | N | 0 |  |  | 0 |  |  | 57386 | 0 | N | 2012 | The cost was estimated for a catalytic oxidation system (COS). VOC = $57,386/TON CO + VOC = $8,948/TON | Good combustion practices | 0.0018 | LB/MMBTU | EACH CTG; TEST PROTOCOL | BACT-PSD |  | N | 0 | N | 0 |  |  | 0 |  |  | 57386 | 0 | N | 2012 | The cost was estimated for a catalytic oxidation system (COS). VOC = $57,386/TON CO + VOC = $8,948/TON | Good combustion practices | 0.0018 | LB/MMBTU | EACH CTG; TEST PROTOCOL | BACT-PSD |  | N | 0 | N | 0 |  |  | 0 |  |  | 57386 | 0 | N | 2012 | The cost was estimated for a catalytic oxidation system (COS). VOC = $57,386/TON CO + VOC = $8,948/TON | Good combustion practices | 0.0018 | LB/MMBTU | EACH CTG; TEST PROTOCOL | BACT-PSD |  | N | 0 | N | 0 |  |  | 0 |  |  | 57386 | 0 | N | 2012 | The cost was estimated for a catalytic oxidation system (COS). VOC = $57,386/TON CO + VOC = $8,948/TON | Good combustion practices | 0.0018 | LB/MMBTU | EACH CTG; TEST PROTOCOL | BACT-PSD |  | N | 0 | N | 0 |  |  | 0 |  |  | 57386 | 0 | N | 2012 | The cost was estimated for a catalytic oxidation system (COS). VOC = $57,386/TON CO + VOC = $8,948/TON | Good combustion practices | 0.0018 | LB/MMBTU | EACH CTG; TEST PROTOCOL | BACT-PSD |  | N | 0 | N | 0 |  |  | 0 |  |  | 57386 | 0 | N | 2012 | The cost was estimated for a catalytic oxidation system (COS). VOC = $57,386/TON CO + VOC = $8,948/TON | Good combustion practices | 0.0018 | LB/MMBTU | EACH CTG; TEST PROTOCOL | BACT-PSD |  | N | 0 | N | 0 |  |  | 0 |  |  | 57386 | 0 | N | 2012 | The cost was estimated for a catalytic oxidation system (COS). VOC = $57,386/TON CO + VOC = $8,948/TON | Good combustion practices | 0.0018 | LB/MMBTU | EACH CTG; TEST PROTOCOL | BACT-PSD |  | N | 0 | N | 0 |  |  | 0 |  |  | 57386 | 0 | N | 2012 | The cost was estimated for a catalytic oxidation system (COS). VOC = $57,386/TON CO + VOC = $8,948/TON | Good combustion practices | 0.0018 | LB/MMBTU | EACH CTG; TEST PROTOCOL | BACT-PSD |  | N | 0 | N | 0 |  |  | 0 |  |  | 57386 | 0 | N | 2012 | The cost was estimated for a catalytic oxidation system (COS). VOC = $57,386/TON CO + VOC = $8,948/TON | Good combustion practices | 0.0018 | LB/MMBTU | EACH CTG; TEST PROTOCOL | BACT-PSD |  | N | 0 | N | 0 |  |  | 0 |  |  | 57386 | 0 | N | 2012 | The cost was estimated for a catalytic oxidation system (COS). VOC = $57,386/TON CO + VOC = $8,948/TON | Good combustion practices | 0.0018 | LB/MMBTU | EACH CTG; TEST PROTOCOL | BACT-PSD |  | N | 0 | N | 0 |  |  | 0 |  |  | 57386 | 0 | N | 2012 | The cost was estimated for a catalytic oxidation system (COS). VOC = $57,386/TON CO + VOC = $8,948/TON | Good combustion practices | 0.0018 | LB/MMBTU | EACH CTG; TEST PROTOCOL | BACT-PSD |  | N | 0 | N | 0 |  |  | 0 |  |  | 57386 | 0 | N | 2012 | The cost was estimated for a catalytic oxidation system (COS). VOC = $57,386/TON CO + VOC = $8,948/TON | Good combustion practices | 0.0018 | LB/MMBTU | EACH CTG; TEST PROTOCOL | BACT-PSD |  | N | 0 | N | 0 |  |  | 0 |  |  | 57386 | 0 | N | 2012 | The cost was estimated for a catalytic oxidation system (COS). VOC = $57,386/TON CO + VOC = $8,948/TON | Good combustion practices | 0.0018 | LB/MMBTU | EACH CTG; TEST PROTOCOL | BACT-PSD |  | N | 0 | N | 0 |  |  | 0 |  |  | 57386 | 0 | N | 2012 | The cost was estimated for a catalytic oxidation system (COS). VOC = $57,386/TON CO + VOC = $8,948/TON | Good combustion practices | 0.0018 | LB/MMBTU | EACH CTG; TEST PROTOCOL | BACT-PSD |  | N | 0 | N | 0 |  |  | 0 |  |  | 57386 | 0 | N | 2012 | The cost was estimated for a catalytic oxidation system (COS). VOC = $57,386/TON CO + VOC = $8,948/TON | Good combustion practices | 0.0018 | LB/MMBTU | EACH CTG; TEST PROTOCOL | BACT-PSD |  | N | 0 | N | 0 |  |  | 0 |  |  | 57386 | 0 | N | 2012 | The cost was estimated for a catalytic oxidation system (COS). VOC = $57,386/TON CO + VOC = $8,948/TON | Good combustion practices | 0.0018 | LB/MMBTU | EACH CTG; TEST PROTOCOL | BACT-PSD |  | N | 0 | N | 0 |  |  | 0 |  |  | 57386 | 0 | N | 2012 | The cost was estimated for a catalytic oxidation system (COS). VOC = $57,386/TON CO + VOC = $8,948/TON | Good combustion practices | 0.0018 | LB/MMBTU | EACH CTG; TEST PROTOCOL | BACT-PSD |  | N | 0 | N | 0 |  |  | 0 |  |  | 57386 | 0 | N | 2012 | The cost was estimated for a catalytic oxidation system (COS). VOC = $57,386/TON CO + VOC = $8,948/TON | Good combustion practices | 0.0018 | LB/MMBTU | EACH CTG; TEST PROTOCOL | BACT-PSD |  | N | 0 | N | 0 |  |  | 0 |  |  | 57386 | 0 | N | 2012 | The cost was estimated for a catalytic oxidation system (COS). VOC = $57,386/TON CO + VOC = $8,948/TON | Good combustion practices | 0.0018 | LB/MMBTU | EACH CTG; TEST PROTOCOL | BACT-PSD |  | N | 0 | N | 0 |  |  | 0 |  |  | 57386 | 0 | N | 2012 | The cost was estimated for a catalytic oxidation system (COS). VOC = $57,386/TON CO + VOC = $8,948/TON | Good combustion practices | 0.0018 | LB/MMBTU | EACH CTG; TEST PROTOCOL | BACT-PSD |  | N | 0 | N | 0 |  |  | 0 |  |  | 57386 | 0 | N | 2012 | The cost was estimated for a catalytic oxidation system (COS). VOC = $57,386/TON CO + VOC = $8,948/TON | Good combustion practices | 0.0018 | LB/MMBTU | EACH CTG; TEST PROTOCOL | BACT-PSD |  | N | 0 | N | 0 |  |  | 0 |  |  | 57386 | 0 | N | 2012 | The cost was estimated for a catalytic oxidation system (COS). VOC = $57,386/TON CO + VOC = $8,948/TON | Good combustion practices | 0.0018 | LB/MMBTU | EACH CTG; TEST PROTOCOL | BACT-PSD |  | N | 0 | N | 0 |  |  | 0 |  |  | 57386 | 0 | N | 2012 | The cost was estimated for a catalytic oxidation system (COS). VOC = $57,386/TON CO + VOC = $8,948/TON | Good combustion practices | 0.0018 | LB/MMBTU | EACH CTG; TEST PROTOCOL | BACT-PSD |  | N | 0 | N | 0 |  |  | 0 |  |  | 57386 | 0 | N | 2012 | The cost was estimated for a catalytic oxidation system (COS). VOC = $57,386/TON CO + VOC = $8,948/TON | Good combustion practices | 0.0018 | LB/MMBTU | EACH CTG; TEST PROTOCOL | BACT-PSD |  | N | 0 | N | 0 |  |  | 0 |  |  | 57386 | 0 | N | 2012 | The cost was estimated for a catalytic oxidation system (COS). VOC = $57,386/TON CO + VOC = $8,948/TON | Good combustion practices | 0.0018 | LB/MMBTU | EACH CTG; TEST PROTOCOL | BACT-PSD |  | N | 0 | N | 0 |  |  | 0 |  |  | 57386 | 0 | N | 2012 | The cost was estimated for a catalytic oxidation system (COS). VOC = $57,386/TON CO + VOC = $8,948/TON | Good combustion practices | 0.0018 | LB/MMBTU | EACH CTG; TEST PROTOCOL | BACT-PSD |  | N | 0 | N | 0 |  |  | 0 |  |  | 57386 | 0 | N | 2012 | The cost was estimated for a catalytic oxidation system (COS). VOC = $57,386/TON CO + VOC = $8,948/TON | Good combustion practices | 0.0018 | LB/MMBTU | EACH CTG; TEST PROTOCOL | BACT-PSD |  | N | 0 | N | 0 |  |  | 0 |  |  | 57386 | 0 | N | 2012 | The cost was estimated for a catalytic oxidation system (COS). VOC = $57,386/TON CO + VOC = $8,948/TON | Good combustion practices | 0.0018 | LB/MMBTU | EACH CTG; TEST PROTOCOL | BACT-PSD |  | N | 0 | N | 0 |  |  | 0 |  |  | 57386 | 0 | N | 2012 | The cost was estimated for a catalytic oxidation system (COS). VOC = $57,386/TON CO + VOC = $8,948/TON | Good combustion practices | 0.0018 | LB/MMBTU | EACH CTG; TEST PROTOCOL | BACT-PSD |  | N | 0 | N | 0 |  |  | 0 |  |  | 57386 | 0 | N | 2012 | The cost was estimated for a catalytic oxidation system (COS). VOC = $57,386/TON CO + VOC = $8,948/TON | Good combustion practices | 0.0018 | LB/MMBTU | EACH CTG; TEST PROTOCOL | BACT-PSD |  | N | 0 | N | 0 |  |  | 0 |  |  | 57386 | 0 | N | 2012 | The cost was estimated for a catalytic oxidation system (COS). VOC = $57,386/TON CO + VOC = $8,948/TON | Good combustion practices | 0.0018 | LB/MMBTU | EACH CTG; TEST PROTOCOL | BACT-PSD |  | N | 0 | N | 0 |  |  | 0 |  |  | 57386 | 0 | N | 2012 | The cost was estimated for a catalytic oxidation system (COS). VOC = $57,386/TON CO + VOC = $8,948/TON | Good combustion practices | 0.0018 | LB/MMBTU | EACH CTG; TEST PROTOCOL | BACT-PSD |  | N | 0 | N | 0 |  |  | 0 |  |  | 57386 | 0 | N | 2012 | The cost was estimated for a catalytic oxidation system (COS). VOC = $57,386/TON CO + VOC = $8,948/TON | Good combustion practices | 0.0018 | LB/MMBTU | EACH CTG; TEST PROTOCOL | BACT-PSD |  | N | 0 | N | 0 |  |  | 0 |  |  | 57386 | 0 | N | 2012 | The cost was estimated for a catalytic oxidation system (COS). VOC = $57,386/TON CO + VOC = $8,948/TON | Good combustion practices | 0.0018 | LB/MMBTU | EACH CTG; TEST PROTOCOL | BACT-PSD |  | N | 0 | N | 0 |  |  | 0 |  |  | 57386 | 0 | N | 2012 | The cost was estimated for a catalytic oxidation system (COS). VOC = $57,386/TON CO + VOC = $8,948/TON | Good combustion practices | 0.0018 | LB/MMBTU | EACH CTG; TEST PROTOCOL | BACT-PSD |  | N | 0 | N | 0 |  |  | 0 |  |  | 57386 | 0 | N | 2012 | The cost was estimated for a catalytic oxidation system (COS). VOC = $57,386/TON CO + VOC = $8,948/TON | Good combustion practices | 0.0018 | LB/MMBTU | EACH CTG; TEST PROTOCOL | BACT-PSD |  | N | 0 | N | 0 |  |  | 0 |  |  | 57386 | 0 | N | 2012 | The cost was estimated for a catalytic oxidation system (COS). VOC = $57,386/TON CO + VOC = $8,948/TON | Good combustion practices | 0.0018 | LB/MMBTU | EACH CTG; TEST PROTOCOL | BACT-PSD |  | N | 0 | N | 0 |  |  | 0 |  |  | 57386 | 0 | N | 2012 | The cost was estimated for a catalytic oxidation system (COS). VOC = $57,386/TON CO + VOC = $8,948/TON | Good combustion practices | 0.0018 | LB/MMBTU | EACH CTG; TEST PROTOCOL | BACT-PSD |  | N | 0 | N | 0 |  |  | 0 |  |  | 57386 | 0 | N | 2012 | The cost was estimated for a catalytic oxidation system (COS). VOC = $57,386/TON CO + VOC = $8,948/TON | Good combustion practices | 0.0018 | LB/MMBTU | EACH CTG; TEST PROTOCOL | BACT-PSD |  | N | 0 | N | 0 |  |  | 0 |  |  | 57386 | 0 | N | 2012 | The cost was estimated for a catalytic oxidation system (COS). VOC = $57,386/TON CO + VOC = $8,948/TON | Good combustion practices | 0.0018 | LB/MMBTU | EACH CTG; TEST PROTOCOL | BACT-PSD |  | N | 0 | N | 0 |  |  | 0 |  |  | 57386 | 0 | N | 2012 | The cost was estimated for a catalytic oxidation system (COS). VOC = $57,386/TON CO + VOC = $8,948/TON | Good combustion practices | 0.0018 | LB/MMBTU | EACH CTG; TEST PROTOCOL | BACT-PSD |  | N | 0 | N | 0 |  |  | 0 |  |  | 57386 | 0 | N | 2012 | The cost was estimated for a catalytic oxidation system (COS). VOC = $57,386/TON CO + VOC = $8,948/TON | Good combustion practices | 0.0018 | LB/MMBTU | EACH CTG; TEST PROTOCOL | BACT-PSD |  | N | 0 | N | 0 |  |  | 0 |  |  | 57386 | 0 | N | 2012 | The cost was estimated for a catalytic oxidation system (COS). VOC = $57,386/TON CO + VOC = $8,948/TON | Good combustion practices | 0.0018 | LB/MMBTU | EACH CTG; TEST PROTOCOL | BACT-PSD |  | N | 0 | N | 0 |  |  | 0 |  |  | 57386 | 0 | N | 2012 | The cost was estimated for a catalytic oxidation system (COS). VOC = $57,386/TON CO + VOC = $8,948/TON | Good combustion practices | 0.0018 | LB/MMBTU | EACH CTG; TEST PROTOCOL | BACT-PSD |  | N | 0 | N | 0 |  |  | 0 |  |  | 57386 | 0 | N | 2012 | The cost was estimated for a catalytic oxidation system (COS). VOC = $57,386/TON CO + VOC = $8,948/TON | Good combustion practices | 0.0018 | LB/MMBTU | EACH CTG; TEST PROTOCOL | BACT-PSD |  | N | 0 | N | 0 |  |  | 0 |  |  | 57386 | 0 | N | 2012 | The cost was estimated for a catalytic oxidation system (COS). VOC = $57,386/TON CO + VOC = $8,948/TON | Good combustion practices | 0.0018 | LB/MMBTU | EACH CTG; TEST PROTOCOL | BACT-PSD |  | N | 0 | N | 0 |  |  | 0 |  |  | 57386 | 0 | N | 2012 | The cost was estimated for a catalytic oxidation system (COS). VOC = $57,386/TON CO + VOC = $8,948/TON | Good combustion practices | 0.0018 | LB/MMBTU | EACH CTG; TEST PROTOCOL | BACT-PSD |  | N | 0 | N | 0 |  |  | 0 |  |  | 57386 | 0 | N | 2012 | The cost was estimated for a catalytic oxidation system (COS). VOC = $57,386/TON CO + VOC = $8,948/TON | Good combustion practices | 0.0018 | LB/MMBTU | EACH CTG; TEST PROTOCOL | BACT-PSD |  | N | 0 | N | 0 |  |  | 0 |  |  | 57386 | 0 | N | 2012 | The cost was estimated for a catalytic oxidation system (COS). VOC = $57,386/TON CO + VOC = $8,948/TON | Good combustion practices | 0.0018 | LB/MMBTU | EACH CTG; TEST PROTOCOL | BACT-PSD |  | N | 0 | N | 0 |  |  | 0 |  |  | 57386 | 0 | N | 2012 | The cost was estimated for a catalytic oxidation system (COS). VOC = $57,386/TON CO + VOC = $8,948/TON | Good combustion practices | 0.0018 | LB/MMBTU | EACH CTG; TEST PROTOCOL | BACT-PSD |  | N | 0 | N | 0 |  |  | 0 |  |  | 57386 | 0 | N | 2012 | The cost was estimated for a catalytic oxidation system (COS). VOC = $57,386/TON CO + VOC = $8,948/TON | Good combustion practices | 0.0018 | LB/MMBTU | EACH CTG; TEST PROTOCOL | BACT-PSD |  | N | 0 | N | 0 |  |  | 0 |  |  | 57386 | 0 | N | 2012 | The cost was estimated for a catalytic oxidation system (COS). VOC = $57,386/TON CO + VOC = $8,948/TON | Good combustion practices | 0.0018 | LB/MMBTU | EACH CTG; TEST PROTOCOL | BACT-PSD |  | N | 0 | N | 0 |  |  | 0 |  |  | 57386 | 0 | N | 2012 | The cost was estimated for a catalytic oxidation system (COS). VOC = $57,386/TON CO + VOC = $8,948/TON | Good combustion practices | 0.0018 | LB/MMBTU | EACH CTG; TEST PROTOCOL | BACT-PSD |  | N | 0 | N | 0 |  |  | 0 |  |  | 57386 | 0 | N | 2012 | The cost was estimated for a catalytic oxidation system (COS). VOC = $57,386/TON CO + VOC = $8,948/TON | Good combustion practices | 0.0018 | LB/MMBTU | EACH CTG; TEST PROTOCOL | BACT-PSD |  | N | 0 | N | 0 |  |  | 0 |  |  | 57386 | 0 | N | 2012 | The cost was estimated for a catalytic oxidation system (COS). VOC = $57,386/TON CO + VOC = $8,948/TON | Good combustion practices | 0.0018 | LB/MMBTU | EACH CTG; TEST PROTOCOL | BACT-PSD |  | N | 0 | N | 0 |  |  | 0 |  |  | 57386 | 0 | N | 2012 | The cost was estimated for a catalytic oxidation system (COS). VOC = $57,386/TON CO + VOC = $8,948/TON | Good combustion practices | 0.0018 | LB/MMBTU | EACH CTG; TEST PROTOCOL | BACT-PSD |  | N | 0 | N | 0 |  |  | 0 |  |  | 57386 | 0 | N | 2012 | The cost was estimated for a catalytic oxidation system (COS). VOC = $57,386/TON CO + VOC = $8,948/TON | Good combustion practices | 0.0018 | LB/MMBTU | EACH CTG; TEST PROTOCOL | BACT-PSD |  | N | 0 | N | 0 |  |  | 0 |  |  | 57386 | 0 | N | 2012 | The cost was estimated for a catalytic oxidation system (COS). VOC = $57,386/TON CO + VOC = $8,948/TON | Good combustion practices | 0.0018 | LB/MMBTU | EACH CTG; TEST PROTOCOL | BACT-PSD |  | N | 0 | N | 0 |  |  | 0 |  |  | 57386 | 0 | N | 2012 | The cost was estimated for a catalytic oxidation system (COS). VOC = $57,386/TON CO + VOC = $8,948/TON | Good combustion practices | 0.0018 | LB/MMBTU | EACH CTG; TEST PROTOCOL | BACT-PSD |  | N | 0 | N | 0 |  |  | 0 |  |  | 57386 | 0 | N | 2012 | The cost was estimated for a catalytic oxidation system (COS). VOC = $57,386/TON CO + VOC = $8,948/TON | Good combustion practices | 0.0018 | LB/MMBTU | EACH CTG; TEST PROTOCOL | BACT-PSD |  | N | 0 | N | 0 |  |  | 0 |  |  | 57386 | 0 | N | 2012 | The cost was estimated for a catalytic oxidation system (COS). VOC = $57,386/TON CO + VOC = $8,948/TON | Good combustion practices | 0.0018 | LB/MMBTU | EACH CTG; TEST PROTOCOL | BACT-PSD |  | N | 0 | N | 0 |  |  | 0 |  |  | 57386 | 0 | N | 2012 | The cost was estimated for a catalytic oxidation system (COS). VOC = $57,386/TON CO + VOC = $8,948/TON | Good combustion practices | 0.0018 | LB/MMBTU | EACH CTG; TEST PROTOCOL | BACT-PSD |  | N | 0 | N | 0 |  |  | 0 |  |  | 57386 | 0 | N | 2012 | The cost was estimated for a catalytic oxidation system (COS). VOC = $57,386/TON CO + VOC = $8,948/TON | Good combustion practices | 0.0018 | LB/MMBTU | EACH CTG; TEST PROTOCOL | BACT-PSD |  | N | 0 | N | 0 |  |  | 0 |  |  | 57386 | 0 | N | 2012 | The cost was estimated for a catalytic oxidation system (COS). VOC = $57,386/TON CO + VOC = $8,948/TON | Good combustion practices | 0.0018 | LB/MMBTU | EACH CTG; TEST PROTOCOL | BACT-PSD |  | N | 0 | N | 0 |  |  | 0 |  |  | 57386 | 0 | N | 2012 | The cost was estimated for a catalytic oxidation system (COS). VOC = $57,386/TON CO + VOC = $8,948/TON | Good combustion practices | 0.0018 | LB/MMBTU | EACH CTG; TEST PROTOCOL | BACT-PSD |  | N | 0 | N | 0 |  |  | 0 |  |  | 57386 | 0 | N | 2012 | The cost was estimated for a catalytic oxidation system (COS). VOC = $57,386/TON CO + VOC = $8,948/TON | Good combustion practices | 0.0018 | LB/MMBTU | EACH CTG; TEST PROTOCOL | BACT-PSD |  | N | 0 | N | 0 |  |  | 0 |  |  | 57386 | 0 | N | 2012 | The cost was estimated for a catalytic oxidation system (COS). VOC = $57,386/TON CO + VOC = $8,948/TON | Good combustion practices | 0.0018 | LB/MMBTU | EACH CTG; TEST PROTOCOL | BACT-PSD |  | N | 0 | N | 0 |  |  | 0 |  |  | 57386 | 0 | N | 2012 | The cost was estimated for a catalytic oxidation system (COS). VOC = $57,386/TON CO + VOC = $8,948/TON | Good combustion practices | 0.0018 | LB/MMBTU | EACH CTG; TEST PROTOCOL | BACT-PSD |  | N | 0 | N | 0 |  |  | 0 |  |  | 57386 | 0 | N | 2012 | The cost was estimated for a catalytic oxidation system (COS). VOC = $57,386/TON CO + VOC = $8,948/TON | Good combustion practices | 0.0018 | LB/MMBTU | EACH CTG; TEST PROTOCOL | BACT-PSD |  | N | 0 | N | 0 |  |  | 0 |  |  | 57386 | 0 | N | 2012 | The cost was estimated for a catalytic oxidation system (COS). VOC = $57,386/TON CO + VOC = $8,948/TON | Good combustion practices | 0.0018 | LB/MMBTU | EACH CTG; TEST PROTOCOL | BACT-PSD |  | N | 0 | N | 0 |  |  | 0 |  |  | 57386 | 0 | N | 2012 | The cost was estimated for a catalytic oxidation system (COS). VOC = $57,386/TON CO + VOC = $8,948/TON | Good combustion practices | 0.0018 | LB/MMBTU | EACH CTG; TEST PROTOCOL | BACT-PSD |  | N | 0 | N | 0 |  |  | 0 |  |  | 57386 | 0 | N | 2012 | The cost was estimated for a catalytic oxidation system (COS). VOC = $57,386/TON CO + VOC = $8,948/TON | Good combustion practices | 0.0018 | LB/MMBTU | EACH CTG; TEST PROTOCOL | BACT-PSD |  | N | 0 | N | 0 |  |  | 0 |  |  | 57386 | 0 | N | 2012 | The cost was estimated for a catalytic oxidation system (COS). VOC = $57,386/TON CO + VOC = $8,948/TON | Good combustion practices | 0.0018 | LB/MMBTU | EACH CTG; TEST PROTOCOL | BACT-PSD |  | N | 0 | N | 0 |  |  | 0 |  |  | 57386 | 0 | N | 2012 | The cost was estimated for a catalytic oxidation system (COS). VOC = $57,386/TON CO + VOC = $8,948/TON | Good combustion practices | 0.0018 | LB/MMBTU | EACH CTG; TEST PROTOCOL | BACT-PSD |  | N | 0 | N | 0 |  |  | 0 |  |  | 57386 | 0 | N | 2012 | The cost was estimated for a catalytic oxidation system (COS). VOC = $57,386/TON CO + VOC = $8,948/TON | Good combustion practices | 0.0018 | LB/MMBTU | EACH CTG; TEST PROTOCOL | BACT-PSD |  | N | 0 | N | 0 |  |  | 0 |  |  | 57386 | 0 | N | 2012 | The cost was estimated for a catalytic oxidation system (COS). VOC = $57,386/TON CO + VOC = $8,948/TON | Good combustion practices | 0.0018 | LB/MMBTU | EACH CTG; TEST PROTOCOL | BACT-PSD |  | N | 0 | N | 0 |  |  | 0 |  |  | 57386 | 0 | N | 2012 | The cost was estimated for a catalytic oxidation system (COS). VOC = $57,386/TON CO + VOC = $8,948/TON | Good combustion practices | 0.0018 | LB/MMBTU | EACH CTG; TEST PROTOCOL | BACT-PSD |  | N | 0 | N | 0 |  |  | 0 |  |  | 57386 | 0 | N | 2012 | The cost was estimated for a catalytic oxidation system (COS). VOC = $57,386/TON CO + VOC = $8,948/TON | Good combustion practices | 0.0018 | LB/MMBTU | EACH CTG; TEST PROTOCOL | BACT-PSD |  | N | 0 | N | 0 |  |  | 0 |  |  | 57386 | 0 | N | 2012 | The cost was estimated for a catalytic oxidation system (COS). VOC = $57,386/TON CO + VOC = $8,948/TON | Good combustion practices | 0.0018 | LB/MMBTU | EACH CTG; TEST PROTOCOL | BACT-PSD |  | N | 0 | N | 0 |  |  | 0 |  |  | 57386 | 0 | N | 2012 | The cost was estimated for a catalytic oxidation system (COS). VOC = $57,386/TON CO + VOC = $8,948/TON | Good combustion practices | 0.0018 | LB/MMBTU | EACH CTG; TEST PROTOCOL | BACT-PSD |  | N | 0 | N | 0 |  |  | 0 |  |  | 57386 | 0 | N | 2012 | The cost was estimated for a catalytic oxidation system (COS). VOC = $57,386/TON CO + VOC = $8,948/TON | Good combustion practices | 0.0018 | LB/MMBTU | EACH CTG; TEST PROTOCOL | BACT-PSD |  | N | 0 | N | 0 |  |  | 0 |  |  | 57386 | 0 | N | 2012 | The cost was estimated for a catalytic oxidation system (COS). VOC = $57,386/TON CO + VOC = $8,948/TON | Good combustion practices | 0.0018 | LB/MMBTU | EACH CTG; TEST PROTOCOL | BACT-PSD |  | N | 0 | N | 0 |  |  | 0 |  |  | 57386 | 0 | N | 2012 | The cost was estimated for a catalytic oxidation system (COS). VOC = $57,386/TON CO + VOC = $8,948/TON | Good combustion practices | 0.0018 | LB/MMBTU | EACH CTG; TEST PROTOCOL | BACT-PSD |  | N | 0 | N | 0 |  |  | 0 |  |  | 57386 | 0 | N | 2012 | The cost was estimated for a catalytic oxidation system (COS). VOC = $57,386/TON CO + VOC = $8,948/TON | Good combustion practices | 0.0018 | LB/MMBTU | EACH CTG; TEST PROTOCOL | BACT-PSD |  | N | 0 | N | 0 |  |  | 0 |  |  | 57386 | 0 | N | 2012 | The cost was estimated for a catalytic oxidation system (COS). VOC = $57,386/TON CO + VOC = $8,948/TON | Good combustion practices | 0.0018 | LB/MMBTU | EACH CTG; TEST PROTOCOL | BACT-PSD |  | N | 0 | N | 0 |  |  | 0 |  |  | 57386 | 0 | N | 2012 | The cost was estimated for a catalytic oxidation system (COS). VOC = $57,386/TON CO + VOC = $8,948/TON | Good combustion practices | 0.0018 | LB/MMBTU | EACH CTG; TEST PROTOCOL | BACT-PSD |  | N | 0 | N | 0 |  |  | 0 |  |  | 57386 | 0 | N | 2012 | The cost was estimated for a catalytic oxidation system (COS). VOC = $57,386/TON CO + VOC = $8,948/TON | Good combustion practices | 0.0018 | LB/MMBTU | EACH CTG; TEST PROTOCOL | BACT-PSD |  | N | 0 | N | 0 |  |  | 0 |  |  | 57386 | 0 | N | 2012 | The cost was estimated for a catalytic oxidation system (COS). VOC = $57,386/TON CO + VOC = $8,948/TON | Good combustion practices | 0.0018 | LB/MMBTU | EACH CTG; TEST PROTOCOL | BACT-PSD |  | N | 0 | N | 0 |  |  | 0 |  |  | 57386 | 0 | N | 2012 | The cost was estimated for a catalytic oxidation system (COS). VOC = $57,386/TON CO + VOC = $8,948/TON | Good combustion practices | 0.0018 | LB/MMBTU | EACH CTG; TEST PROTOCOL | BACT-PSD |  | N | 0 | N | 0 |  |  | 0 |  |  | 57386 | 0 | N | 2012 | The cost was estimated for a catalytic oxidation system (COS). VOC = $57,386/TON CO + VOC = $8,948/TON | Good combustion practices | 0.0018 | LB/MMBTU | EACH CTG; TEST PROTOCOL | BACT-PSD |  | N | 0 | N | 0 |  |  | 0 |  |  | 57386 | 0 | N | 2012 | The cost was estimated for a catalytic oxidation system (COS). VOC = $57,386/TON CO + VOC = $8,948/TON | Good combustion practices | 0.0018 | LB/MMBTU | EACH CTG; TEST PROTOCOL | BACT-PSD |  | N | 0 | N | 0 |  |  | 0 |  |  | 57386 | 0 | N | 2012 | The cost was estimated for a catalytic oxidation system (COS). VOC = $57,386/TON CO + VOC = $8,948/TON | Good combustion practices | 0.0018 | LB/MMBTU | EACH CTG; TEST PROTOCOL | BACT-PSD |  | N | 0 | N | 0 |  |  | 0 |  |  | 57386 | 0 | N | 2012 | The cost was estimated for a catalytic oxidation system (COS). VOC = $57,386/TON CO + VOC = $8,948/TON | Good combustion practices | 0.0018 | LB/MMBTU | EACH CTG; TEST PROTOCOL | BACT-PSD |  | N | 0 | N | 0 |  |  | 0 |  |  | 57386 | 0 | N | 2012 | The cost was estimated for a catalytic oxidation system (COS). VOC = $57,386/TON CO + VOC = $8,948/TON | Good combustion practices | 0.0018 | LB/MMBTU | EACH CTG; TEST PROTOCOL | BACT-PSD |  | N | 0 | N | 0 |  |  | 0 |  |  | 57386 | 0 | N | 2012 | The cost was estimated for a catalytic oxidation system (COS). VOC = $57,386/TON CO + VOC = $8,948/TON | Good combustion practices | 0.0018 | LB/MMBTU | EACH CTG; TEST PROTOCOL | BACT-PSD |  | N | 0 | N | 0 |  |  | 0 |  |  | 57386 | 0 | N | 2012 | The cost was estimated for a catalytic oxidation system (COS). VOC = $57,386/TON CO + VOC = $8,948/TON | Good combustion practices | 0.0018 | LB/MMBTU | EACH CTG; TEST PROTOCOL | BACT-PSD |  | N | 0 | N | 0 |  |  | 0 |  |  | 57386 | 0 | N | 2012 | The cost was estimated for a catalytic oxidation system (COS). VOC = $57,386/TON CO + VOC = $8,948/TON | Good combustion practices | 0.0018 | LB/MMBTU | EACH CTG; TEST PROTOCOL | BACT-PSD |  | N | 0 | N | 0 |  |  | 0 |  |  | 57386 | 0 | N | 2012 | The cost was estimated for a catalytic oxidation system (COS). VOC = $57,386/TON CO + VOC = $8,948/TON | Good combustion practices | 0.0018 | LB/MMBTU | EACH CTG; TEST PROTOCOL | BACT-PSD |  | N | 0 | N | 0 |  |  | 0 |  |  | 57386 | 0 | N | 2012 | The cost was estimated for a catalytic oxidation system (COS). VOC = $57,386/TON CO + VOC = $8,948/TON | Good combustion practices | 0.0018 | LB/MMBTU | EACH CTG; TEST PROTOCOL | BACT-PSD |  | N | 0 | N | 0 |  |  | 0 |  |  | 57386 | 0 | N | 2012 | The cost was estimated for a catalytic oxidation system (COS). VOC = $57,386/TON CO + VOC = $8,948/TON | Good combustion practices | 0.0018 | LB/MMBTU | EACH CTG; TEST PROTOCOL | BACT-PSD |  | N | 0 | N | 0 |  |  | 0 |  |  | 57386 | 0 | N | 2012 | The cost was estimated for a catalytic oxidation system (COS). VOC = $57,386/TON CO + VOC = $8,948/TON | Good combustion practices | 0.0018 | LB/MMBTU | EACH CTG; TEST PROTOCOL | BACT-PSD |  | N | 0 | N | 0 |  |  | 0 |  |  | 57386 | 0 | N | 2012 | The cost was estimated for a catalytic oxidation system (COS). VOC = $57,386/TON CO + VOC = $8,948/TON | Good combustion practices | 0.0018 | LB/MMBTU | EACH CTG; TEST PROTOCOL | BACT-PSD |  | N | 0 | N | 0 |  |  | 0 |  |  | 57386 | 0 | N | 2012 | The cost was estimated for a catalytic oxidation system (COS). VOC = $57,386/TON CO + VOC = $8,948/TON | Good combustion practices | 0.0018 | LB/MMBTU | EACH CTG; TEST PROTOCOL | BACT-PSD |  | N | 0 | N | 0 |  |  | 0 |  |  | 57386 | 0 | N | 2012 | The cost was estimated for a catalytic oxidation system (COS). VOC = $57,386/TON CO + VOC = $8,948/TON | Good combustion practices | 0.0018 | LB/MMBTU | EACH CTG; TEST PROTOCOL | BACT-PSD |  | N | 0 | N | 0 |  |  | 0 |  |  | 57386 | 0 | N | 2012 | The cost was estimated for a catalytic oxidation system (COS). VOC = $57,386/TON CO + VOC = $8,948/TON | Good combustion practices | 0.0018 | LB/MMBTU | EACH CTG; TEST PROTOCOL | BACT-PSD |  | N | 0 | N | 0 |  |  | 0 |  |  | 57386 | 0 | N | 2012 | The cost was estimated for a catalytic oxidation system (COS). VOC = $57,386/TON CO + VOC = $8,948/TON | Good combustion practices | 0.0018 | LB/MMBTU | EACH CTG; TEST PROTOCOL | BACT-PSD |  | N | 0 | N | 0 |  |  | 0 |  |  | 57386 | 0 | N | 2012 | The cost was estimated for a catalytic oxidation system (COS). VOC = $57,386/TON CO + VOC = $8,948/TON | Good combustion practices | 0.0018 | LB/MMBTU | EACH CTG; TEST PROTOCOL | BACT-PSD |  | N | 0 | N | 0 |  |  | 0 |  |  | 57386 | 0 | N | 2012 | The cost was estimated for a catalytic oxidation system (COS). VOC = $57,386/TON CO + VOC = $8,948/TON | Good combustion practices | 0.0018 | LB/MMBTU | EACH CTG; TEST PROTOCOL | BACT-PSD |  | N | 0 | N | 0 |  |  | 0 |  |  | 57386 | 0 | N | 2012 | The cost was estimated for a catalytic oxidation system (COS). VOC = $57,386/TON CO + VOC = $8,948/TON | Good combustion practices | 0.0018 | LB/MMBTU | EACH CTG; TEST PROTOCOL | BACT-PSD |  | N | 0 | N | 0 |  |  | 0 |  |  | 57386 | 0 | N | 2012 | The cost was estimated for a catalytic oxidation system (COS). VOC = $57,386/TON CO + VOC = $8,948/TON | Good combustion practices | 0.0018 | LB/MMBTU | EACH CTG; TEST PROTOCOL | BACT-PSD |  | N | 0 | N | 0 |  |  | 0 |  |  | 57386 | 0 | N | 2012 | The cost was estimated for a catalytic oxidation system (COS). VOC = $57,386/TON CO + VOC = $8,948/TON | Good combustion practices | 0.0018 | LB/MMBTU | EACH CTG; TEST PROTOCOL | BACT-PSD |  | N | 0 | N | 0 |  |  | 0 |  |  | 57386 | 0 | N | 2012 | The cost was estimated for a catalytic oxidation system (COS). VOC = $57,386/TON CO + VOC = $8,948/TON | Good combustion practices | 0.0018 | LB/MMBTU | EACH CTG; TEST PROTOCOL | BACT-PSD |  | N | 0 | N | 0 |  |  | 0 |  |  | 57386 | 0 | N | 2012 | The cost was estimated for a catalytic oxidation system (COS). VOC = $57,386/TON CO + VOC = $8,948/TON | Good combustion practices | 0.0018 | LB/MMBTU | EACH CTG; TEST PROTOCOL | BACT-PSD |  | N | 0 | N | 0 |  |  | 0 |  |  | 57386 | 0 | N | 2012 | The cost was estimated for a catalytic oxidation system (COS). VOC = $57,386/TON CO + VOC = $8,948/TON | Good combustion practices | 0.0018 | LB/MMBTU | EACH CTG; TEST PROTOCOL | BACT-PSD |  | N | 0 | N | 0 |  |  | 0 |  |  | 57386 | 0 | N | 2012 | The cost was estimated for a catalytic oxidation system (COS). VOC = $57,386/TON CO + VOC = $8,948/TON | Good combustion practices | 0.0018 | LB/MMBTU | EACH CTG; TEST PROTOCOL | BACT-PSD |  | N | 0 | N | 0 |  |  | 0 |  |  | 57386 | 0 | N | 2012 | The cost was estimated for a catalytic oxidation system (COS). VOC = $57,386/TON CO + VOC = $8,948/TON | Good combustion practices | 0.0018 | LB/MMBTU | EACH CTG; TEST PROTOCOL | BACT-PSD |  | N | 0 | N | 0 |  |  | 0 |  |  | 57386 | 0 | N | 2012 | The cost was estimated for a catalytic oxidation system (COS). VOC = $57,386/TON CO + VOC = $8,948/TON | Good combustion practices | 0.0018 | LB/MMBTU | EACH CTG; TEST PROTOCOL | BACT-PSD |  | N | 0 | N | 0 |  |  | 0 |  |  | 57386 | 0 | N | 2012 | The cost was estimated for a catalytic oxidation system (COS). VOC = $57,386/TON CO + VOC = $8,948/TON | Good combustion practices | 0.0018 | LB/MMBTU | EACH CTG; TEST PROTOCOL | BACT-PSD |  | N | 0 | N | 0 |  |  | 0 |  |  | 57386 | 0 | N | 2012 | The cost was estimated for a catalytic oxidation system (COS). VOC = $57,386/TON CO + VOC = $8,948/TON | Good combustion practices | 0.0018 | LB/MMBTU | EACH CTG; TEST PROTOCOL | BACT-PSD |  | N | 0 | N | 0 |  |  | 0 |  |  | 57386 | 0 | N | 2012 | The cost was estimated for a catalytic oxidation system (COS). VOC = $57,386/TON CO + VOC = $8,948/TON | Good combustion practices | 0.0018 | LB/MMBTU | EACH CTG; TEST PROTOCOL | BACT-PSD |  | N | 0 | N | 0 |  |  | 0 |  |  | 57386 | 0 | N | 2012 | The cost was estimated for a catalytic oxidation system (COS). VOC = $57,386/TON CO + VOC = $8,948/TON | Good combustion practices | 0.0018 | LB/MMBTU | EACH CTG; TEST PROTOCOL | BACT-PSD |  | N | 0 | N | 0 |  |  | 0 |  |  | 57386 | 0 | N | 2012 | The cost was estimated for a catalytic oxidation system (COS). VOC = $57,386/TON CO + VOC = $8,948/TON | Good combustion practices | 0.0018 | LB/MMBTU | EACH CTG; TEST PROTOCOL | BACT-PSD |  | N | 0 | N | 0 |  |  | 0 |  |  | 57386 | 0 | N | 2012 | The cost was estimated for a catalytic oxidation system (COS). VOC = $57,386/TON CO + VOC = $8,948/TON | Good combustion practices | 0.0018 | LB/MMBTU | EACH CTG; TEST PROTOCOL | BACT-PSD |  | N | 0 | N | 0 |  |  | 0 |  |  | 57386 | 0 | N | 2012 | The cost was estimated for a catalytic oxidation system (COS). VOC = $57,386/TON CO + VOC = $8,948/TON | Good combustion practices | 0.0018 | LB/MMBTU | EACH CTG; TEST PROTOCOL | BACT-PSD |  | N | 0 | N | 0 |  |  | 0 |  |  | 57386 | 0 | N | 2012 | The cost was estimated for a catalytic oxidation system (COS). VOC = $57,386/TON CO + VOC = $8,948/TON | Good combustion practices | 0.0018 | LB/MMBTU | EACH CTG; TEST PROTOCOL | BACT-PSD |  | N | 0 | N | 0 |  |  | 0 |  |  | 57386 | 0 | N | 2012 | The cost was estimated for a catalytic oxidation system (COS). VOC = $57,386/TON CO + VOC = $8,948/TON | Good combustion practices | 0.0018 | LB/MMBTU | EACH CTG; TEST PROTOCOL | BACT-PSD |  | N | 0 | N | 0 |  |  | 0 |  |  | 57386 | 0 | N | 2012 | The cost was estimated for a catalytic oxidation system (COS). VOC = $57,386/TON CO + VOC = $8,948/TON | Good combustion practices | 0.0018 | LB/MMBTU | EACH CTG; TEST PROTOCOL | BACT-PSD |  | N | 0 | N | 0 |  |  | 0 |  |  | 57386 | 0 | N | 2012 | The cost was estimated for a catalytic oxidation system (COS). VOC = $57,386/TON CO + VOC = $8,948/TON | Good combustion practices | 0.0018 | LB/MMBTU | EACH CTG; TEST PROTOCOL | BACT-PSD |  | N | 0 | N | 0 |  |  | 0 |  |  | 57386 | 0 | N | 2012 | The cost was estimated for a catalytic oxidation system (COS). VOC = $57,386/TON CO + VOC = $8,948/TON | Good combustion practices | 0.0018 | LB/MMBTU | EACH CTG; TEST PROTOCOL | BACT-PSD |  | N | 0 | N | 0 |  |  | 0 |  |  | 57386 | 0 | N | 2012 | The cost was estimated for a catalytic oxidation system (COS). VOC = $57,386/TON CO + VOC = $8,948/TON | Good combustion practices | 0.0018 | LB/MMBTU | EACH CTG; TEST PROTOCOL | BACT-PSD |  | N | 0 | N | 0 |  |  | 0 |  |  | 57386 | 0 | N | 2012 | The cost was estimated for a catalytic oxidation system (COS). VOC = $57,386/TON CO + VOC = $8,948/TON | Good combustion practices | 0.0018 | LB/MMBTU | EACH CTG; TEST PROTOCOL | BACT-PSD |  | N | 0 | N | 0 |  |  | 0 |  |  | 57386 | 0 | N | 2012 | The cost was estimated for a catalytic oxidation system (COS). VOC = $57,386/TON CO + VOC = $8,948/TON | Good combustion practices | 0.0018 | LB/MMBTU | EACH CTG; TEST PROTOCOL | BACT-PSD |  | N | 0 | N | 0 |  |  | 0 |  |  | 57386 | 0 | N | 2012 | The cost was estimated for a catalytic oxidation system (COS). VOC = $57,386/TON CO + VOC = $8,948/TON | Good combustion practices | 0.0018 | LB/MMBTU | EACH CTG; TEST PROTOCOL | BACT-PSD |  | N | 0 | N | 0 |  |  | 0 |  |  | 57386 | 0 | N | 2012 | The cost was estimated for a catalytic oxidation system (COS). VOC = $57,386/TON CO + VOC = $8,948/TON | Good combustion practices | 0.0018 | LB/MMBTU | EACH CTG; TEST PROTOCOL | BACT-PSD |  | N | 0 | N | 0 |  |  | 0 |  |  | 57386 | 0 | N | 2012 | The cost was estimated for a catalytic oxidation system (COS). VOC = $57,386/TON CO + VOC = $8,948/TON | Good combustion practices | 0.0018 | LB/MMBTU | EACH CTG; TEST PROTOCOL | BACT-PSD |  | N | 0 | N | 0 |  |  | 0 |  |  | 57386 | 0 | N | 2012 | The cost was estimated for a catalytic oxidation system (COS). VOC = $57,386/TON CO + VOC = $8,948/TON | Good combustion practices | 0.0018 | LB/MMBTU | EACH CTG; TEST PROTOCOL | BACT-PSD |  | N | 0 | N | 0 |  |  | 0 |  |  | 57386 | 0 | N | 2012 | The cost was estimated for a catalytic oxidation system (COS). VOC = $57,386/TON CO + VOC = $8,948/TON | Good combustion practices | 0.0018 | LB/MMBTU | EACH CTG; TEST PROTOCOL | BACT-PSD |  | N | 0 | N | 0 |  |  | 0 |  |  | 57386 | 0 | N | 2012 | The cost was estimated for a catalytic oxidation system (COS). VOC = $57,386/TON CO + VOC = $8,948/TON | Good combustion practices | 0.0018 | LB/MMBTU | EACH CTG; TEST PROTOCOL | BACT-PSD |  | N | 0 | N | 0 |  |  | 0 |  |  | 57386 | 0 | N | 2012 | The cost was estimated for a catalytic oxidation system (COS). VOC = $57,386/TON CO + VOC = $8,948/TON | Good combustion practices | 0.0018 | LB/MMBTU | EACH CTG; TEST PROTOCOL | BACT-PSD |  | N | 0 | N | 0 |  |  | 0 |  |  | 57386 | 0 | N | 2012 | The cost was estimated for a catalytic oxidation system (COS). VOC = $57,386/TON CO + VOC = $8,948/TON | Good combustion practices | 0.0018 | LB/MMBTU | EACH CTG; TEST PROTOCOL | BACT-PSD |  | N | 0 | N | 0 |  |  | 0 |  |  | 57386 | 0 | N | 2012 | The cost was estimated for a catalytic oxidation system (COS). VOC = $57,386/TON CO + VOC = $8,948/TON | Good combustion practices | 0.0018 | LB/MMBTU | EACH CTG; TEST PROTOCOL | BACT-PSD |  | N | 0 | N | 0 |  |  | 0 |  |  | 57386 | 0 | N | 2012 | The cost was estimated for a catalytic oxidation system (COS). VOC = $57,386/TON CO + VOC = $8,948/TON | Good combustion practices | 0.0018 | LB/MMBTU | EACH CTG; TEST PROTOCOL | BACT-PSD |  | N | 0 | N | 0 |  |  | 0 |  |  | 57386 | 0 | N | 2012 | The cost was estimated for a catalytic oxidation system (COS). VOC = $57,386/TON CO + VOC = $8,948/TON | Good combustion practices | 0.0018 | LB/MMBTU | EACH CTG; TEST PROTOCOL | BACT-PSD |  | N | 0 | N | 0 |  |  | 0 |  |  | 57386 | 0 | N | 2012 | The cost was estimated for a catalytic oxidation system (COS). VOC = $57,386/TON CO + VOC = $8,948/TON | Good combustion practices | 0.0018 | LB/MMBTU | EACH CTG; TEST PROTOCOL | BACT-PSD |  | N | 0 | N | 0 |  |  | 0 |  |  | 57386 | 0 | N | 2012 | The cost was estimated for a catalytic oxidation system (COS). VOC = $57,386/TON CO + VOC = $8,948/TON | Good combustion practices | 0.0018 | LB/MMBTU | EACH CTG; TEST PROTOCOL | BACT-PSD |  | N | 0 | N | 0 |  |  | 0 |  |  | 57386 | 0 | N | 2012 | The cost was estimated for a catalytic oxidation system (COS). VOC = $57,386/TON CO + VOC = $8,948/TON | Good combustion practices | 0.0018 | LB/MMBTU | EACH CTG; TEST PROTOCOL | BACT-PSD |  | N | 0 | N | 0 |  |  | 0 |  |  | 57386 | 0 | N | 2012 | The cost was estimated for a catalytic oxidation system (COS). VOC = $57,386/TON CO + VOC = $8,948/TON | Good combustion practices | 0.0018 | LB/MMBTU | EACH CTG; TEST PROTOCOL | BACT-PSD |  | N | 0 | N | 0 |  |  | 0 |  |  | 57386 | 0 | N | 2012 | The cost was estimated for a catalytic oxidation system (COS). VOC = $57,386/TON CO + VOC = $8,948/TON | Good combustion practices | 0.0018 | LB/MMBTU | EACH CTG; TEST PROTOCOL | BACT-PSD |  | N | 0 | N | 0 |  |  | 0 |  |  | 57386 | 0 | N | 2012 | The cost was estimated for a catalytic oxidation system (COS). VOC = $57,386/TON CO + VOC = $8,948/TON | Good combustion practices | 0.0018 | LB/MMBTU | EACH CTG; TEST PROTOCOL | BACT-PSD |  | N | 0 | N | 0 |  |  | 0 |  |  | 57386 | 0 | N | 2012 | The cost was estimated for a catalytic oxidation system (COS). VOC = $57,386/TON CO + VOC = $8,948/TON | Good combustion practices | 0.0018 | LB/MMBTU | EACH CTG; TEST PROTOCOL | BACT-PSD |  | N | 0 | N | 0 |  |  | 0 |  |  | 57386 | 0 | N | 2012 | The cost was estimated for a catalytic oxidation system (COS). VOC = $57,386/TON CO + VOC = $8,948/TON | Good combustion practices | 0.0018 | LB/MMBTU | EACH CTG; TEST PROTOCOL | BACT-PSD |  | N | 0 | N | 0 |  |  | 0 |  |  | 57386 | 0 | N | 2012 | The cost was estimated for a catalytic oxidation system (COS). VOC = $57,386/TON CO + VOC = $8,948/TON | Good combustion practices | 0.0018 | LB/MMBTU | EACH CTG; TEST PROTOCOL | BACT-PSD |  | N | 0 | N | 0 |  |  | 0 |  |  | 57386 | 0 | N | 2012 | The cost was estimated for a catalytic oxidation system (COS). VOC = $57,386/TON CO + VOC = $8,948/TON | Good combustion practices | 0.0018 | LB/MMBTU | EACH CTG; TEST PROTOCOL | BACT-PSD |  | N | 0 | N | 0 |  |  | 0 |  |  | 57386 | 0 | N | 2012 | The cost was estimated for a catalytic oxidation system (COS). VOC = $57,386/TON CO + VOC = $8,948/TON | Good combustion practices | 0.0018 | LB/MMBTU | EACH CTG; TEST PROTOCOL | BACT-PSD |  | N | 0 | N | 0 |  |  | 0 |  |  | 57386 | 0 | N | 2012 | The cost was estimated for a catalytic oxidation system (COS). VOC = $57,386/TON CO + VOC = $8,948/TON | Good combustion practices | 0.0018 | LB/MMBTU | EACH CTG; TEST PROTOCOL | BACT-PSD |  | N | 0 | N | 0 |  |  | 0 |  |  | 57386 | 0 | N | 2012 | The cost was estimated for a catalytic oxidation system (COS). VOC = $57,386/TON CO + VOC = $8,948/TON | Good combustion practices | 0.0018 | LB/MMBTU | EACH CTG; TEST PROTOCOL | BACT-PSD |  | N | 0 | N | 0 |  |  | 0 |  |  | 57386 | 0 | N | 2012 | The cost was estimated for a catalytic oxidation system (COS). VOC = $57,386/TON CO + VOC = $8,948/TON | Good combustion practices | 0.0018 | LB/MMBTU | EACH CTG; TEST PROTOCOL | BACT-PSD |  | N | 0 | N | 0 |  |  | 0 |  |  | 57386 | 0 | N | 2012 | The cost was estimated for a catalytic oxidation system (COS). VOC = $57,386/TON CO + VOC = $8,948/TON | Good combustion practices | 0.0018 | LB/MMBTU | EACH CTG; TEST PROTOCOL | BACT-PSD |  | N | 0 | N | 0 |  |  | 0 |  |  | 57386 | 0 | N | 2012 | The cost was estimated for a catalytic oxidation system (COS). VOC = $57,386/TON CO + VOC = $8,948/TON | Good combustion practices | 0.0018 | LB/MMBTU | EACH CTG; TEST PROTOCOL | BACT-PSD |  | N | 0 | N | 0 |  |  | 0 |  |  | 57386 | 0 | N | 2012 | The cost was estimated for a catalytic oxidation system (COS). VOC = $57,386/TON CO + VOC = $8,948/TON | Good combustion practices | 0.0018 | LB/MMBTU | EACH CTG; TEST PROTOCOL | BACT-PSD |  | N | 0 | N | 0 |  |  | 0 |  |  | 57386 | 0 | N | 2012 | The cost was estimated for a catalytic oxidation system (COS). VOC = $57,386/TON CO + VOC = $8,948/TON | Good combustion practices | 0.0018 | LB/MMBTU | EACH CTG; TEST PROTOCOL | BACT-PSD |  | N | 0 | N | 0 |  |  | 0 |  |  | 57386 | 0 | N | 2012 | The cost was estimated for a catalytic oxidation system (COS). VOC = $57,386/TON CO + VOC = $8,948/TON | Good combustion practices | 0.0018 | LB/MMBTU | EACH CTG; TEST PROTOCOL | BACT-PSD |  | N | 0 | N | 0 |  |  | 0 |  |  | 57386 | 0 | N | 2012 | The cost was estimated for a catalytic oxidation system (COS). VOC = $57,386/TON CO + VOC = $8,948/TON | Good combustion practices | 0.0018 | LB/MMBTU | EACH CTG; TEST PROTOCOL | BACT-PSD |  | N | 0 | N | 0 |  |  | 0 |  |  | 57386 | 0 | N | 2012 | The cost was estimated for a catalytic oxidation system (COS). VOC = $57,386/TON CO + VOC = $8,948/TON | Good combustion practices | 0.0018 | LB/MMBTU | EACH CTG; TEST PROTOCOL | BACT-PSD |  | N | 0 | N | 0 |  |  | 0 |  |  | 57386 | 0 | N | 2012 | The cost was estimated for a catalytic oxidation system (COS). VOC = $57,386/TON CO + VOC = $8,948/TON | Good combustion practices | 0.0018 | LB/MMBTU | EACH CTG; TEST PROTOCOL | BACT-PSD |  | N | 0 | N | 0 |  |  | 0 |  |  | 57386 | 0 | N | 2012 | The cost was estimated for a catalytic oxidation system (COS). VOC = $57,386/TON CO + VOC = $8,948/TON | Good combustion practices | 0.0018 | LB/MMBTU | EACH CTG; TEST PROTOCOL | BACT-PSD |  | N | 0 | N | 0 |  |  | 0 |  |  | 57386 | 0 | N | 2012 | The cost was estimated for a catalytic oxidation system (COS). VOC = $57,386/TON CO + VOC = $8,948/TON | Good combustion practices | 0.0018 | LB/MMBTU | EACH CTG; TEST PROTOCOL | BACT-PSD |  | N | 0 | N | 0 |  |  | 0 |  |  | 57386 | 0 | N | 2012 | The cost was estimated for a catalytic oxidation system (COS). VOC = $57,386/TON CO + VOC = $8,948/TON | Good combustion practices | 0.0018 | LB/MMBTU | EACH CTG; TEST PROTOCOL | BACT-PSD |  | N | 0 | N | 0 |  |  | 0 |  |  | 57386 | 0 | N | 2012 | The cost was estimated for a catalytic oxidation system (COS). VOC = $57,386/TON CO + VOC = $8,948/TON | Good combustion practices | 0.0018 | LB/MMBTU | EACH CTG; TEST PROTOCOL | BACT-PSD |  | N | 0 | N | 0 |  |  | 0 |  |  | 57386 | 0 | N | 2012 | The cost was estimated for a catalytic oxidation system (COS). VOC = $57,386/TON CO + VOC = $8,948/TON | Good combustion practices | 0.0018 | LB/MMBTU | EACH CTG; TEST PROTOCOL | BACT-PSD |  | N | 0 | N | 0 |  |  | 0 |  |  | 57386 | 0 | N | 2012 | The cost was estimated for a catalytic oxidation system (COS). VOC = $57,386/TON CO + VOC = $8,948/TON | Good combustion practices | 0.0018 | LB/MMBTU | EACH CTG; TEST PROTOCOL | BACT-PSD |  | N | 0 | N | 0 |  |  | 0 |  |  | 57386 | 0 | N | 2012 | The cost was estimated for a catalytic oxidation system (COS). VOC = $57,386/TON CO + VOC = $8,948/TON | Good combustion practices | 0.0018 | LB/MMBTU | EACH CTG; TEST PROTOCOL | BACT-PSD |  | N | 0 | N | 0 |  |  | 0 |  |  | 57386 | 0 | N | 2012 | The cost was estimated for a catalytic oxidation system (COS). VOC = $57,386/TON CO + VOC = $8,948/TON | Good combustion practices | 0.0018 | LB/MMBTU | EACH CTG; TEST PROTOCOL | BACT-PSD |  | N | 0 | N | 0 |  |  | 0 |  |  | 57386 | 0 | N | 2012 | The cost was estimated for a catalytic oxidation system (COS). VOC = $57,386/TON CO + VOC = $8,948/TON | Good combustion practices | 0.0018 | LB/MMBTU | EACH CTG; TEST PROTOCOL | BACT-PSD |  | N | 0 | N | 0 |  |  | 0 |  |  | 57386 | 0 | N | 2012 | The cost was estimated for a catalytic oxidation system (COS). VOC = $57,386/TON CO + VOC = $8,948/TON | Good combustion practices | 0.0018 | LB/MMBTU | EACH CTG; TEST PROTOCOL | BACT-PSD |  | N | 0 | N | 0 |  |  | 0 |  |  | 57386 | 0 | N | 2012 | The cost was estimated for a catalytic oxidation system (COS). VOC = $57,386/TON CO + VOC = $8,948/TON | Good combustion practices | 0.0018 | LB/MMBTU | EACH CTG; TEST PROTOCOL | BACT-PSD |  | N | 0 | N | 0 |  |  | 0 |  |  | 57386 | 0 | N | 2012 | The cost was estimated for a catalytic oxidation system (COS). VOC = $57,386/TON CO + VOC = $8,948/TON | Good combustion practices | 0.0018 | LB/MMBTU | EACH CTG; TEST PROTOCOL | BACT-PSD |  | N | 0 | N | 0 |  |  | 0 |  |  | 57386 | 0 | N | 2012 | The cost was estimated for a catalytic oxidation system (COS). VOC = $57,386/TON CO + VOC = $8,948/TON | Good combustion practices | 0.0018 | LB/MMBTU | EACH CTG; TEST PROTOCOL | BACT-PSD |  | N | 0 | N | 0 |  |  | 0 |  |  | 57386 | 0 | N | 2012 | The cost was estimated for a catalytic oxidation system (COS). VOC = $57,386/TON CO + VOC = $8,948/TON | Good combustion practices | 0.0018 | LB/MMBTU | EACH CTG; TEST PROTOCOL | BACT-PSD |  | N | 0 | N | 0 |  |  | 0 |  |  | 57386 | 0 | N | 2012 | The cost was estimated for a catalytic oxidation system (COS). VOC = $57,386/TON CO + VOC = $8,948/TON | Good combustion practices | 0.0018 | LB/MMBTU | EACH CTG; TEST PROTOCOL | BACT-PSD |  | N | 0 | N | 0 |  |  | 0 |  |  | 57386 | 0 | N | 2012 | The cost was estimated for a catalytic oxidation system (COS). VOC = $57,386/TON CO + VOC = $8,948/TON | Good combustion practices | 0.0018 | LB/MMBTU | EACH CTG; TEST PROTOCOL | BACT-PSD |  | N | 0 | N | 0 |  |  | 0 |  |  | 57386 | 0 | N | 2012 | The cost was estimated for a catalytic oxidation system (COS). VOC = $57,386/TON CO + VOC = $8,948/TON | Good combustion practices | 0.0018 | LB/MMBTU | EACH CTG; TEST PROTOCOL | BACT-PSD |  | N | 0 | N | 0 |  |  | 0 |  |  | 57386 | 0 | N | 2012 | The cost was estimated for a catalytic oxidation system (COS). VOC = $57,386/TON CO + VOC = $8,948/TON | Good combustion practices | 0.0018 | LB/MMBTU | EACH CTG; TEST PROTOCOL | BACT-PSD |  | N | 0 | N | 0 |  |  | 0 |  |  | 57386 | 0 | N | 2012 | The cost was estimated for a catalytic oxidation system (COS). VOC = $57,386/TON CO + VOC = $8,948/TON | Good combustion practices | 0.0018 | LB/MMBTU | EACH CTG; TEST PROTOCOL | BACT-PSD |  | N | 0 | N | 0 |  |  | 0 |  |  | 57386 | 0 | N | 2012 | The cost was estimated for a catalytic oxidation system (COS). VOC = $57,386/TON CO + VOC = $8,948/TON | Good combustion practices | 0.0018 | LB/MMBTU | EACH CTG; TEST PROTOCOL | BACT-PSD |  | N | 0 | N | 0 |  |  | 0 |  |  | 57386 | 0 | N | 2012 | The cost was estimated for a catalytic oxidation system (COS). VOC = $57,386/TON CO + VOC = $8,948/TON | Good combustion practices | 0.0018 | LB/MMBTU | EACH CTG; TEST PROTOCOL | BACT-PSD |  | N | 0 | N | 0 |  |  | 0 |  |  | 57386 | 0 | N | 2012 | The cost was estimated for a catalytic oxidation system (COS). VOC = $57,386/TON CO + VOC = $8,948/TON | Good combustion practices | 0.0018 | LB/MMBTU | EACH CTG; TEST PROTOCOL | BACT-PSD |  | N | 0 | N | 0 |  |  | 0 |  |  | 57386 | 0 | N | 2012 | The cost was estimated for a catalytic oxidation system (COS). VOC = $57,386/TON CO + VOC = $8,948/TON | Good combustion practices | 0.0018 | LB/MMBTU | EACH CTG; TEST PROTOCOL | BACT-PSD |  | N | 0 | N | 0 |  |  | 0 |  |  | 57386 | 0 | N | 2012 | The cost was estimated for a catalytic oxidation system (COS). VOC = $57,386/TON CO + VOC = $8,948/TON | Good combustion practices | 0.0018 | LB/MMBTU | EACH CTG; TEST PROTOCOL | BACT-PSD |  | N | 0 | N | 0 |  |  | 0 |  |  | 57386 | 0 | N | 2012 | The cost was estimated for a catalytic oxidation system (COS). VOC = $57,386/TON CO + VOC = $8,948/TON | Good combustion practices | 0.0018 | LB/MMBTU | EACH CTG; TEST PROTOCOL | BACT-PSD |  | N | 0 | N | 0 |  |  | 0 |  |  | 57386 | 0 | N | 2012 | The cost was estimated for a catalytic oxidation system (COS). VOC = $57,386/TON CO + VOC = $8,948/TON | Good combustion practices | 0.0018 | LB/MMBTU | EACH CTG; TEST PROTOCOL | BACT-PSD |  | N | 0 | N | 0 |  |  | 0 |  |  | 57386 | 0 | N | 2012 | The cost was estimated for a catalytic oxidation system (COS). VOC = $57,386/TON CO + VOC = $8,948/TON | Good combustion practices | 0.0018 | LB/MMBTU | EACH CTG; TEST PROTOCOL | BACT-PSD |  | N | 0 | N | 0 |  |  | 0 |  |  | 57386 | 0 | N | 2012 | The cost was estimated for a catalytic oxidation system (COS). VOC = $57,386/TON CO + VOC = $8,948/TON | Good combustion practices | 0.0018 | LB/MMBTU | EACH CTG; TEST PROTOCOL | BACT-PSD |  | N | 0 | N | 0 |  |  | 0 |  |  | 57386 | 0 | N | 2012 | The cost was estimated for a catalytic oxidation system (COS). VOC = $57,386/TON CO + VOC = $8,948/TON | Good combustion practices | 0.0018 | LB/MMBTU | EACH CTG; TEST PROTOCOL | BACT-PSD |  | N | 0 | N | 0 |  |  | 0 |  |  | 57386 | 0 | N | 2012 | The cost was estimated for a catalytic oxidation system (COS). VOC = $57,386/TON CO + VOC = $8,948/TON | Good combustion practices | 0.0018 | LB/MMBTU | EACH CTG; TEST PROTOCOL | BACT-PSD |  | N | 0 | N | 0 |  |  | 0 |  |  | 57386 | 0 | N | 2012 | The cost was estimated for a catalytic oxidation system (COS). VOC = $57,386/TON CO + VOC = $8,948/TON | Good combustion practices | 0.0018 | LB/MMBTU | EACH CTG; TEST PROTOCOL | BACT-PSD |  | N | 0 | N | 0 |  |  | 0 |  |  | 57386 | 0 | N | 2012 | The cost was estimated for a catalytic oxidation system (COS). VOC = $57,386/TON CO + VOC = $8,948/TON | Good combustion practices | 0.0018 | LB/MMBTU | EACH CTG; TEST PROTOCOL | BACT-PSD |  | N | 0 | N | 0 |  |  | 0 |  |  | 57386 | 0 | N | 2012 | The cost was estimated for a catalytic oxidation system (COS). VOC = $57,386/TON CO + VOC = $8,948/TON | Good combustion practices | 0.0018 | LB/MMBTU | EACH CTG; TEST PROTOCOL | BACT-PSD |  | N | 0 | N | 0 |  |  | 0 |  |  | 57386 | 0 | N | 2012 | The cost was estimated for a catalytic oxidation system (COS). VOC = $57,386/TON CO + VOC = $8,948/TON | Good combustion practices | 0.0018 | LB/MMBTU | EACH CTG; TEST PROTOCOL | BACT-PSD |  | N | 0 | N | 0 |  |  | 0 |  |  | 57386 | 0 | N | 2012 | The cost was estimated for a catalytic oxidation system (COS). VOC = $57,386/TON CO + VOC = $8,948/TON | Good combustion practices | 0.0018 | LB/MMBTU | EACH CTG; TEST PROTOCOL | BACT-PSD |  | N | 0 | N | 0 |  |  | 0 |  |  | 57386 | 0 | N | 2012 | The cost was estimated for a catalytic oxidation system (COS). VOC = $57,386/TON CO + VOC = $8,948/TON | Good combustion practices | 0.0018 | LB/MMBTU | EACH CTG; TEST PROTOCOL | BACT-PSD |  | N | 0 | N | 0 |  |  | 0 |  |  | 57386 | 0 | N | 2012 | The cost was estimated for a catalytic oxidation system (COS). VOC = $57,386/TON CO + VOC = $8,948/TON | Good combustion practices | 0.0018 | LB/MMBTU | EACH CTG; TEST PROTOCOL | BACT-PSD |  | N | 0 | N | 0 |  |  | 0 |  |  | 57386 | 0 | N | 2012 | The cost was estimated for a catalytic oxidation system (COS). VOC = $57,386/TON CO + VOC = $8,948/TON | Good combustion practices | 0.0018 | LB/MMBTU | EACH CTG; TEST PROTOCOL | BACT-PSD |  | N | 0 | N | 0 |  |  | 0 |  |  | 57386 | 0 | N | 2012 | The cost was estimated for a catalytic oxidation system (COS). VOC = $57,386/TON CO + VOC = $8,948/TON | Good combustion practices | 0.0018 | LB/MMBTU | EACH CTG; TEST PROTOCOL | BACT-PSD |  | N | 0 | N | 0 |  |  | 0 |  |  | 57386 | 0 | N | 2012 | The cost was estimated for a catalytic oxidation system (COS). VOC = $57,386/TON CO + VOC = $8,948/TON | Good combustion practices | 0.0018 | LB/MMBTU | EACH CTG; TEST PROTOCOL | BACT-PSD |  | N | 0 | N | 0 |  |  | 0 |  |  | 57386 | 0 | N | 2012 | The cost was estimated for a catalytic oxidation system (COS). VOC = $57,386/TON CO + VOC = $8,948/TON | Good combustion practices | 0.0018 | LB/MMBTU | EACH CTG; TEST PROTOCOL | BACT-PSD |  | N | 0 | N | 0 |  |  | 0 |  |  | 57386 | 0 | N | 2012 | The cost was estimated for a catalytic oxidation system (COS). VOC = $57,386/TON CO + VOC = $8,948/TON | Good combustion practices | 0.0018 | LB/MMBTU | EACH CTG; TEST PROTOCOL | BACT-PSD |  | N | 0 | N | 0 |  |  | 0 |  |  | 57386 | 0 | N | 2012 | The cost was estimated for a catalytic oxidation system (COS). VOC = $57,386/TON CO + VOC = $8,948/TON | Good combustion practices | 0.0018 | LB/MMBTU | EACH CTG; TEST PROTOCOL | BACT-PSD |  | N | 0 | N | 0 |  |  | 0 |  |  | 57386 | 0 | N | 2012 | The cost was estimated for a catalytic oxidation system (COS). VOC = $57,386/TON CO + VOC = $8,948/TON | Good combustion practices | 0.0018 | LB/MMBTU | EACH CTG; TEST PROTOCOL | BACT-PSD |  | N | 0 | N | 0 |  |  | 0 |  |  | 57386 | 0 | N | 2012 | The cost was estimated for a catalytic oxidation system (COS). VOC = $57,386/TON CO + VOC = $8,948/TON | Good combustion practices | 0.0018 | LB/MMBTU | EACH CTG; TEST PROTOCOL | BACT-PSD |  | N | 0 | N | 0 |  |  | 0 |  |  | 57386 | 0 | N | 2012 | The cost was estimated for a catalytic oxidation system (COS). VOC = $57,386/TON CO + VOC = $8,948/TON | Good combustion practices | 0.0018 | LB/MMBTU | EACH CTG; TEST PROTOCOL | BACT-PSD |  | N | 0 | N | 0 |  |  | 0 |  |  | 57386 | 0 | N | 2012 | The cost was estimated for a catalytic oxidation system (COS). VOC = $57,386/TON CO + VOC = $8,948/TON | Good combustion practices | 0.0018 | LB/MMBTU | EACH CTG; TEST PROTOCOL | BACT-PSD |  | N | 0 | N | 0 |  |  | 0 |  |  | 57386 | 0 | N | 2012 | The cost was estimated for a catalytic oxidation system (COS). VOC = $57,386/TON CO + VOC = $8,948/TON | Good combustion practices | 0.0018 | LB/MMBTU | EACH CTG; TEST PROTOCOL | BACT-PSD |  | N | 0 | N | 0 |  |  | 0 |  |  | 57386 | 0 | N | 2012 | The cost was estimated for a catalytic oxidation system (COS). VOC = $57,386/TON CO + VOC = $8,948/TON | Good combustion practices | 0.0018 | LB/MMBTU | EACH CTG; TEST PROTOCOL | BACT-PSD |  | N | 0 | N | 0 |  |  | 0 |  |  | 57386 | 0 | N | 2012 | The cost was estimated for a catalytic oxidation system (COS). VOC = $57,386/TON CO + VOC = $8,948/TON | Good combustion practices | 0.0018 | LB/MMBTU | EACH CTG; TEST PROTOCOL | BACT-PSD |  | N | 0 | N | 0 |  |  | 0 |  |  | 57386 | 0 | N | 2012 | The cost was estimated for a catalytic oxidation system (COS). VOC = $57,386/TON CO + VOC = $8,948/TON | Good combustion practices | 0.0018 | LB/MMBTU | EACH CTG; TEST PROTOCOL | BACT-PSD |  | N | 0 | N | 0 |  |  | 0 |  |  | 57386 | 0 | N | 2012 | The cost was estimated for a catalytic oxidation system (COS). VOC = $57,386/TON CO + VOC = $8,948/TON | Good combustion practices | 0.0018 | LB/MMBTU | EACH CTG; TEST PROTOCOL | BACT-PSD |  | N | 0 | N | 0 |  |  | 0 |  |  | 57386 | 0 | N | 2012 | The cost was estimated for a catalytic oxidation system (COS). VOC = $57,386/TON CO + VOC = $8,948/TON | Good combustion practices | 0.0018 | LB/MMBTU | EACH CTG; TEST PROTOCOL | BACT-PSD |  | N | 0 | N | 0 |  |  | 0 |  |  | 57386 | 0 | N | 2012 | The cost was estimated for a catalytic oxidation system (COS). VOC = $57,386/TON CO + VOC = $8,948/TON | Good combustion practices | 0.0018 | LB/MMBTU | EACH CTG; TEST PROTOCOL | BACT-PSD |  | N | 0 | N | 0 |  |  | 0 |  |  | 57386 | 0 | N | 2012 | The cost was estimated for a catalytic oxidation system (COS). VOC = $57,386/TON CO + VOC = $8,948/TON | Good combustion practices | 0.0018 | LB/MMBTU | EACH CTG; TEST PROTOCOL | BACT-PSD |  | N | 0 | N | 0 |  |  | 0 |  |  | 57386 | 0 | N | 2012 | The cost was estimated for a catalytic oxidation system (COS). VOC = $57,386/TON CO + VOC = $8,948/TON | Good combustion practices | 0.0018 | LB/MMBTU | EACH CTG; TEST PROTOCOL | BACT-PSD |  | N | 0 | N | 0 |  |  | 0 |  |  | 57386 | 0 | N | 2012 | The cost was estimated for a catalytic oxidation system (COS). VOC = $57,386/TON CO + VOC = $8,948/TON | Good combustion practices | 0.0018 | LB/MMBTU | EACH CTG; TEST PROTOCOL | BACT-PSD |  | N | 0 | N | 0 |  |  | 0 |  |  | 57386 | 0 | N | 2012 | The cost was estimated for a catalytic oxidation system (COS). VOC = $57,386/TON CO + VOC = $8,948/TON | Good combustion practices | 0.0018 | LB/MMBTU | EACH CTG; TEST PROTOCOL | BACT-PSD |  | N | 0 | N | 0 |  |  | 0 |  |  | 57386 | 0 | N | 2012 | The cost was estimated for a catalytic oxidation system (COS). VOC = $57,386/TON CO + VOC = $8,948/TON | Good combustion practices | 0.0018 | LB/MMBTU | EACH CTG; TEST PROTOCOL | BACT-PSD |  | N | 0 | N | 0 |  |  | 0 |  |  | 57386 | 0 | N | 2012 | The cost was estimated for a catalytic oxidation system (COS). VOC = $57,386/TON CO + VOC = $8,948/TON | Good combustion practices | 0.0018 | LB/MMBTU | EACH CTG; TEST PROTOCOL | BACT-PSD |  | N | 0 | N | 0 |  |  | 0 |  |  | 57386 | 0 | N | 2012 | The cost was estimated for a catalytic oxidation system (COS). VOC = $57,386/TON CO + VOC = $8,948/TON | Good combustion practices | 0.0018 | LB/MMBTU | EACH CTG; TEST PROTOCOL | BACT-PSD |  | N | 0 | N | 0 |  |  | 0 |  |  | 57386 | 0 | N | 2012 | The cost was estimated for a catalytic oxidation system (COS). VOC = $57,386/TON CO + VOC = $8,948/TON | Good combustion practices | 0.0018 | LB/MMBTU | EACH CTG; TEST PROTOCOL | BACT-PSD |  | N | 0 | N | 0 |  |  | 0 |  |  | 57386 | 0 | N | 2012 | The cost was estimated for a catalytic oxidation system (COS). VOC = $57,386/TON CO + VOC = $8,948/TON | Good combustion practices | 0.0018 | LB/MMBTU | EACH CTG; TEST PROTOCOL | BACT-PSD |  | N | 0 | N | 0 |  |  | 0 |  |  | 57386 | 0 | N | 2012 | The cost was estimated for a catalytic oxidation system (COS). VOC = $57,386/TON CO + VOC = $8,948/TON | Good combustion practices | 0.0018 | LB/MMBTU | EACH CTG; TEST PROTOCOL | BACT-PSD |  | N | 0 | N | 0 |  |  | 0 |  |  | 57386 | 0 | N | 2012 | The cost was estimated for a catalytic oxidation system (COS). VOC = $57,386/TON CO + VOC = $8,948/TON | Good combustion practices | 0.0018 | LB/MMBTU | EACH CTG; TEST PROTOCOL | BACT-PSD |  | N | 0 | N | 0 |  |  | 0 |  |  | 57386 | 0 | N | 2012 | The cost was estimated for a catalytic oxidation system (COS). VOC = $57,386/TON CO + VOC = $8,948/TON | Good combustion practices | 0.0018 | LB/MMBTU | EACH CTG; TEST PROTOCOL | BACT-PSD |  | N | 0 | N | 0 |  |  | 0 |  |  | 57386 | 0 | N | 2012 | The cost was estimated for a catalytic oxidation system (COS). VOC = $57,386/TON CO + VOC = $8,948/TON | Good combustion practices | 0.0018 | LB/MMBTU | EACH CTG; TEST PROTOCOL | BACT-PSD |  | N | 0 | N | 0 |  |  | 0 |  |  | 57386 | 0 | N | 2012 | The cost was estimated for a catalytic oxidation system (COS). VOC = $57,386/TON CO + VOC = $8,948/TON | Good combustion practices | 0.0018 | LB/MMBTU | EACH CTG; TEST PROTOCOL | BACT-PSD |  | N | 0 | N | 0 |  |  | 0 |  |  | 57386 | 0 | N | 2012 | The cost was estimated for a catalytic oxidation system (COS). VOC = $57,386/TON CO + VOC = $8,948/TON | Good combustion practices | 0.0018 | LB/MMBTU | EACH CTG; TEST PROTOCOL | BACT-PSD |  | N | 0 | N | 0 |  |  | 0 |  |  | 57386 | 0 | N | 2012 | The cost was estimated for a catalytic oxidation system (COS). VOC = $57,386/TON CO + VOC = $8,948/TON | Good combustion practices | 0.0018 | LB/MMBTU | EACH CTG; TEST PROTOCOL | BACT-PSD |  | N | 0 | N | 0 |  |  | 0 |  |  | 57386 | 0 | N | 2012 | The cost was estimated for a catalytic oxidation system (COS). VOC = $57,386/TON CO + VOC = $8,948/TON | Good combustion practices | 0.0018 | LB/MMBTU | EACH CTG; TEST PROTOCOL | BACT-PSD |  | N | 0 | N | 0 |  |  | 0 |  |  | 57386 | 0 | N | 2012 | The cost was estimated for a catalytic oxidation system (COS). VOC = $57,386/TON CO + VOC = $8,948/TON | Good combustion practices | 0.0018 | LB/MMBTU | EACH CTG; TEST PROTOCOL | BACT-PSD |  | N | 0 | N | 0 |  |  | 0 |  |  | 57386 | 0 | N | 2012 | The cost was estimated for a catalytic oxidation system (COS). VOC = $57,386/TON CO + VOC = $8,948/TON | Good combustion practices | 0.0018 | LB/MMBTU | EACH CTG; TEST PROTOCOL | BACT-PSD |  | N | 0 | N | 0 |  |  | 0 |  |  | 57386 | 0 | N | 2012 | The cost was estimated for a catalytic oxidation system (COS). VOC = $57,386/TON CO + VOC = $8,948/TON | Good combustion practices | 0.0018 | LB/MMBTU | EACH CTG; TEST PROTOCOL | BACT-PSD |  | N | 0 | N | 0 |  |  | 0 |  |  | 57386 | 0 | N | 2012 | The cost was estimated for a catalytic oxidation system (COS). VOC = $57,386/TON CO + VOC = $8,948/TON | Good combustion practices | 0.0018 | LB/MMBTU | EACH CTG; TEST PROTOCOL | BACT-PSD |  | N | 0 | N | 0 |  |  | 0 |  |  | 57386 | 0 | N | 2012 | The cost was estimated for a catalytic oxidation system (COS). VOC = $57,386/TON CO + VOC = $8,948/TON | Good combustion practices | 0.0018 | LB/MMBTU | EACH CTG; TEST PROTOCOL | BACT-PSD |  | N | 0 | N | 0 |  |  | 0 |  |  | 57386 | 0 | N | 2012 | The cost was estimated for a catalytic oxidation system (COS). VOC = $57,386/TON CO + VOC = $8,948/TON | Good combustion practices | 0.0018 | LB/MMBTU | EACH CTG; TEST PROTOCOL | BACT-PSD |  | N | 0 | N | 0 |  |  | 0 |  |  | 57386 | 0 | N | 2012 | The cost was estimated for a catalytic oxidation system (COS). VOC = $57,386/TON CO + VOC = $8,948/TON | Good combustion practices | 0.0018 | LB/MMBTU | EACH CTG; TEST PROTOCOL | BACT-PSD |  | N | 0 | N | 0 |  |  | 0 |  |  | 57386 | 0 | N | 2012 | The cost was estimated for a catalytic oxidation system (COS). VOC = $57,386/TON CO + VOC = $8,948/TON | Good combustion practices | 0.0018 | LB/MMBTU | EACH CTG; TEST PROTOCOL | BACT-PSD |  | N | 0 | N | 0 |  |  | 0 |  |  | 57386 | 0 | N | 2012 | The cost was estimated for a catalytic oxidation system (COS). VOC = $57,386/TON CO + VOC = $8,948/TON | Good combustion practices | 0.0018 | LB/MMBTU | EACH CTG; TEST PROTOCOL | BACT-PSD |  | N | 0 | N | 0 |  |  | 0 |  |  | 57386 | 0 | N | 2012 | The cost was estimated for a catalytic oxidation system (COS). VOC = $57,386/TON CO + VOC = $8,948/TON | Good combustion practices | 0.0018 | LB/MMBTU | EACH CTG; TEST PROTOCOL | BACT-PSD |  | N | 0 | N | 0 |  |  | 0 |  |  | 57386 | 0 | N | 2012 | The cost was estimated for a catalytic oxidation system (COS). VOC = $57,386/TON CO + VOC = $8,948/TON
Good combustion practices | 0.004 | LB/MMBTU | TEST PROTOCOL | BACT-PSD |  | N | 0 | N | 0 |  |  | 0 |  |  | 57386 | 0 | N | 2012 | Cost effectiveness information: The cost was estimated for a catalytic oxidation system (COS) VOC = $57,386/TON CO + VOC = $8,948/ton | Good combustion practices | 0.004 | LB/MMBTU | TEST PROTOCOL | BACT-PSD |  | N | 0 | N | 0 |  |  | 0 |  |  | 57386 | 0 | N | 2012 | Cost effectiveness information: The cost was estimated for a catalytic oxidation system (COS) VOC = $57,386/TON CO + VOC = $8,948/ton | Good combustion practices | 0.004 | LB/MMBTU | TEST PROTOCOL | BACT-PSD |  | N | 0 | N | 0 |  |  | 0 |  |  | 57386 | 0 | N | 2012 | Cost effectiveness information: The cost was estimated for a catalytic oxidation system (COS) VOC = $57,386/TON CO + VOC = $8,948/ton | Good combustion practices | 0.004 | LB/MMBTU | TEST PROTOCOL | BACT-PSD |  | N | 0 | N | 0 |  |  | 0 |  |  | 57386 | 0 | N | 2012 | Cost effectiveness information: The cost was estimated for a catalytic oxidation system (COS) VOC = $57,386/TON CO + VOC = $8,948/ton | Good combustion practices | 0.004 | LB/MMBTU | TEST PROTOCOL | BACT-PSD |  | N | 0 | N | 0 |  |  | 0 |  |  | 57386 | 0 | N | 2012 | Cost effectiveness information: The cost was estimated for a catalytic oxidation system (COS) VOC = $57,386/TON CO + VOC = $8,948/ton | Good combustion practices | 0.004 | LB/MMBTU | TEST PROTOCOL | BACT-PSD |  | N | 0 | N | 0 |  |  | 0 |  |  | 57386 | 0 | N | 2012 | Cost effectiveness information: The cost was estimated for a catalytic oxidation system (COS) VOC = $57,386/TON CO + VOC = $8,948/ton | Good combustion practices | 0.004 | LB/MMBTU | TEST PROTOCOL | BACT-PSD |  | N | 0 | N | 0 |  |  | 0 |  |  | 57386 | 0 | N | 2012 | Cost effectiveness information: The cost was estimated for a catalytic oxidation system (COS) VOC = $57,386/TON CO + VOC = $8,948/ton | Good combustion practices | 0.004 | LB/MMBTU | TEST PROTOCOL | BACT-PSD |  | N | 0 | N | 0 |  |  | 0 |  |  | 57386 | 0 | N | 2012 | Cost effectiveness information: The cost was estimated for a catalytic oxidation system (COS) VOC = $57,386/TON CO + VOC = $8,948/ton | Good combustion practices | 0.004 | LB/MMBTU | TEST PROTOCOL | BACT-PSD |  | N | 0 | N | 0 |  |  | 0 |  |  | 57386 | 0 | N | 2012 | Cost effectiveness information: The cost was estimated for a catalytic oxidation system (COS) VOC = $57,386/TON CO + VOC = $8,948/ton | Good combustion practices | 0.004 | LB/MMBTU | TEST PROTOCOL | BACT-PSD |  | N | 0 | N | 0 |  |  | 0 |  |  | 57386 | 0 | N | 2012 | Cost effectiveness information: The cost was estimated for a catalytic oxidation system (COS) VOC = $57,386/TON CO + VOC = $8,948/ton | Good combustion practices | 0.004 | LB/MMBTU | TEST PROTOCOL | BACT-PSD |  | N | 0 | N | 0 |  |  | 0 |  |  | 57386 | 0 | N | 2012 | Cost effectiveness information: The cost was estimated for a catalytic oxidation system (COS) VOC = $57,386/TON CO + VOC = $8,948/ton | Good combustion practices | 0.004 | LB/MMBTU | TEST PROTOCOL | BACT-PSD |  | N | 0 | N | 0 |  |  | 0 |  |  | 57386 | 0 | N | 2012 | Cost effectiveness information: The cost was estimated for a catalytic oxidation system (COS) VOC = $57,386/TON CO + VOC = $8,948/ton | Good combustion practices | 0.004 | LB/MMBTU | TEST PROTOCOL | BACT-PSD |  | N | 0 | N | 0 |  |  | 0 |  |  | 57386 | 0 | N | 2012 | Cost effectiveness information: The cost was estimated for a catalytic oxidation system (COS) VOC = $57,386/TON CO + VOC = $8,948/ton | Good combustion practices | 0.004 | LB/MMBTU | TEST PROTOCOL | BACT-PSD |  | N | 0 | N | 0 |  |  | 0 |  |  | 57386 | 0 | N | 2012 | Cost effectiveness information: The cost was estimated for a catalytic oxidation system (COS) VOC = $57,386/TON CO + VOC = $8,948/ton | Good combustion practices | 0.004 | LB/MMBTU | TEST PROTOCOL | BACT-PSD |  | N | 0 | N | 0 |  |  | 0 |  |  | 57386 | 0 | N | 2012 | Cost effectiveness information: The cost was estimated for a catalytic oxidation system (COS) VOC = $57,386/TON CO + VOC = $8,948/ton | Good combustion practices | 0.004 | LB/MMBTU | TEST PROTOCOL | BACT-PSD |  | N | 0 | N | 0 |  |  | 0 |  |  | 57386 | 0 | N | 2012 | Cost effectiveness information: The cost was estimated for a catalytic oxidation system (COS) VOC = $57,386/TON CO + VOC = $8,948/ton | Good combustion practices | 0.004 | LB/MMBTU | TEST PROTOCOL | BACT-PSD |  | N | 0 | N | 0 |  |  | 0 |  |  | 57386 | 0 | N | 2012 | Cost effectiveness information: The cost was estimated for a catalytic oxidation system (COS) VOC = $57,386/TON CO + VOC = $8,948/ton | Good combustion practices | 0.004 | LB/MMBTU | TEST PROTOCOL | BACT-PSD |  | N | 0 | N | 0 |  |  | 0 |  |  | 57386 | 0 | N | 2012 | Cost effectiveness information: The cost was estimated for a catalytic oxidation system (COS) VOC = $57,386/TON CO + VOC = $8,948/ton | Good combustion practices | 0.004 | LB/MMBTU | TEST PROTOCOL | BACT-PSD |  | N | 0 | N | 0 |  |  | 0 |  |  | 57386 | 0 | N | 2012 | Cost effectiveness information: The cost was estimated for a catalytic oxidation system (COS) VOC = $57,386/TON CO + VOC = $8,948/ton | Good combustion practices | 0.004 | LB/MMBTU | TEST PROTOCOL | BACT-PSD |  | N | 0 | N | 0 |  |  | 0 |  |  | 57386 | 0 | N | 2012 | Cost effectiveness information: The cost was estimated for a catalytic oxidation system (COS) VOC = $57,386/TON CO + VOC = $8,948/ton | Good combustion practices | 0.004 | LB/MMBTU | TEST PROTOCOL | BACT-PSD |  | N | 0 | N | 0 |  |  | 0 |  |  | 57386 | 0 | N | 2012 | Cost effectiveness information: The cost was estimated for a catalytic oxidation system (COS) VOC = $57,386/TON CO + VOC = $8,948/ton | Good combustion practices | 0.004 | LB/MMBTU | TEST PROTOCOL | BACT-PSD |  | N | 0 | N | 0 |  |  | 0 |  |  | 57386 | 0 | N | 2012 | Cost effectiveness information: The cost was estimated for a catalytic oxidation system (COS) VOC = $57,386/TON CO + VOC = $8,948/ton | Good combustion practices | 0.004 | LB/MMBTU | TEST PROTOCOL | BACT-PSD |  | N | 0 | N | 0 |  |  | 0 |  |  | 57386 | 0 | N | 2012 | Cost effectiveness information: The cost was estimated for a catalytic oxidation system (COS) VOC = $57,386/TON CO + VOC = $8,948/ton | Good combustion practices | 0.004 | LB/MMBTU | TEST PROTOCOL | BACT-PSD |  | N | 0 | N | 0 |  |  | 0 |  |  | 57386 | 0 | N | 2012 | Cost effectiveness information: The cost was estimated for a catalytic oxidation system (COS) VOC = $57,386/TON CO + VOC = $8,948/ton | Good combustion practices | 0.004 | LB/MMBTU | TEST PROTOCOL | BACT-PSD |  | N | 0 | N | 0 |  |  | 0 |  |  | 57386 | 0 | N | 2012 | Cost effectiveness information: The cost was estimated for a catalytic oxidation system (COS) VOC = $57,386/TON CO + VOC = $8,948/ton | Good combustion practices | 0.004 | LB/MMBTU | TEST PROTOCOL | BACT-PSD |  | N | 0 | N | 0 |  |  | 0 |  |  | 57386 | 0 | N | 2012 | Cost effectiveness information: The cost was estimated for a catalytic oxidation system (COS) VOC = $57,386/TON CO + VOC = $8,948/ton | Good combustion practices | 0.004 | LB/MMBTU | TEST PROTOCOL | BACT-PSD |  | N | 0 | N | 0 |  |  | 0 |  |  | 57386 | 0 | N | 2012 | Cost effectiveness information: The cost was estimated for a catalytic oxidation system (COS) VOC = $57,386/TON CO + VOC = $8,948/ton | Good combustion practices | 0.004 | LB/MMBTU | TEST PROTOCOL | BACT-PSD |  | N | 0 | N | 0 |  |  | 0 |  |  | 57386 | 0 | N | 2012 | Cost effectiveness information: The cost was estimated for a catalytic oxidation system (COS) VOC = $57,386/TON CO + VOC = $8,948/ton | Good combustion practices | 0.004 | LB/MMBTU | TEST PROTOCOL | BACT-PSD |  | N | 0 | N | 0 |  |  | 0 |  |  | 57386 | 0 | N | 2012 | Cost effectiveness information: The cost was estimated for a catalytic oxidation system (COS) VOC = $57,386/TON CO + VOC = $8,948/ton | Good combustion practices | 0.004 | LB/MMBTU | TEST PROTOCOL | BACT-PSD |  | N | 0 | N | 0 |  |  | 0 |  |  | 57386 | 0 | N | 2012 | Cost effectiveness information: The cost was estimated for a catalytic oxidation system (COS) VOC = $57,386/TON CO + VOC = $8,948/ton | Good combustion practices | 0.004 | LB/MMBTU | TEST PROTOCOL | BACT-PSD |  | N | 0 | N | 0 |  |  | 0 |  |  | 57386 | 0 | N | 2012 | Cost effectiveness information: The cost was estimated for a catalytic oxidation system (COS) VOC = $57,386/TON CO + VOC = $8,948/ton | Good combustion practices | 0.004 | LB/MMBTU | TEST PROTOCOL | BACT-PSD |  | N | 0 | N | 0 |  |  | 0 |  |  | 57386 | 0 | N | 2012 | Cost effectiveness information: The cost was estimated for a catalytic oxidation system (COS) VOC = $57,386/TON CO + VOC = $8,948/ton | Good combustion practices | 0.004 | LB/MMBTU | TEST PROTOCOL | BACT-PSD |  | N | 0 | N | 0 |  |  | 0 |  |  | 57386 | 0 | N | 2012 | Cost effectiveness information: The cost was estimated for a catalytic oxidation system (COS) VOC = $57,386/TON CO + VOC = $8,948/ton | Good combustion practices | 0.004 | LB/MMBTU | TEST PROTOCOL | BACT-PSD |  | N | 0 | N | 0 |  |  | 0 |  |  | 57386 | 0 | N | 2012 | Cost effectiveness information: The cost was estimated for a catalytic oxidation system (COS) VOC = $57,386/TON CO + VOC = $8,948/ton | Good combustion practices | 0.004 | LB/MMBTU | TEST PROTOCOL | BACT-PSD |  | N | 0 | N | 0 |  |  | 0 |  |  | 57386 | 0 | N | 2012 | Cost effectiveness information: The cost was estimated for a catalytic oxidation system (COS) VOC = $57,386/TON CO + VOC = $8,948/ton | Good combustion practices | 0.004 | LB/MMBTU | TEST PROTOCOL | BACT-PSD |  | N | 0 | N | 0 |  |  | 0 |  |  | 57386 | 0 | N | 2012 | Cost effectiveness information: The cost was estimated for a catalytic oxidation system (COS) VOC = $57,386/TON CO + VOC = $8,948/ton | Good combustion practices | 0.004 | LB/MMBTU | TEST PROTOCOL | BACT-PSD |  | N | 0 | N | 0 |  |  | 0 |  |  | 57386 | 0 | N | 2012 | Cost effectiveness information: The cost was estimated for a catalytic oxidation system (COS) VOC = $57,386/TON CO + VOC = $8,948/ton | Good combustion practices | 0.004 | LB/MMBTU | TEST PROTOCOL | BACT-PSD |  | N | 0 | N | 0 |  |  | 0 |  |  | 57386 | 0 | N | 2012 | Cost effectiveness information: The cost was estimated for a catalytic oxidation system (COS) VOC = $57,386/TON CO + VOC = $8,948/ton | Good combustion practices | 0.004 | LB/MMBTU | TEST PROTOCOL | BACT-PSD |  | N | 0 | N | 0 |  |  | 0 |  |  | 57386 | 0 | N | 2012 | Cost effectiveness information: The cost was estimated for a catalytic oxidation system (COS) VOC = $57,386/TON CO + VOC = $8,948/ton | Good combustion practices | 0.004 | LB/MMBTU | TEST PROTOCOL | BACT-PSD |  | N | 0 | N | 0 |  |  | 0 |  |  | 57386 | 0 | N | 2012 | Cost effectiveness information: The cost was estimated for a catalytic oxidation system (COS) VOC = $57,386/TON CO + VOC = $8,948/ton | Good combustion practices | 0.004 | LB/MMBTU | TEST PROTOCOL | BACT-PSD |  | N | 0 | N | 0 |  |  | 0 |  |  | 57386 | 0 | N | 2012 | Cost effectiveness information: The cost was estimated for a catalytic oxidation system (COS) VOC = $57,386/TON CO + VOC = $8,948/ton | Good combustion practices | 0.004 | LB/MMBTU | TEST PROTOCOL | BACT-PSD |  | N | 0 | N | 0 |  |  | 0 |  |  | 57386 | 0 | N | 2012 | Cost effectiveness information: The cost was estimated for a catalytic oxidation system (COS) VOC = $57,386/TON CO + VOC = $8,948/ton | Good combustion practices | 0.004 | LB/MMBTU | TEST PROTOCOL | BACT-PSD |  | N | 0 | N | 0 |  |  | 0 |  |  | 57386 | 0 | N | 2012 | Cost effectiveness information: The cost was estimated for a catalytic oxidation system (COS) VOC = $57,386/TON CO + VOC = $8,948/ton | Good combustion practices | 0.004 | LB/MMBTU | TEST PROTOCOL | BACT-PSD |  | N | 0 | N | 0 |  |  | 0 |  |  | 57386 | 0 | N | 2012 | Cost effectiveness information: The cost was estimated for a catalytic oxidation system (COS) VOC = $57,386/TON CO + VOC = $8,948/ton | Good combustion practices | 0.004 | LB/MMBTU | TEST PROTOCOL | BACT-PSD |  | N | 0 | N | 0 |  |  | 0 |  |  | 57386 | 0 | N | 2012 | Cost effectiveness information: The cost was estimated for a catalytic oxidation system (COS) VOC = $57,386/TON CO + VOC = $8,948/ton | Good combustion practices | 0.004 | LB/MMBTU | TEST PROTOCOL | BACT-PSD |  | N | 0 | N | 0 |  |  | 0 |  |  | 57386 | 0 | N | 2012 | Cost effectiveness information: The cost was estimated for a catalytic oxidation system (COS) VOC = $57,386/TON CO + VOC = $8,948/ton | Good combustion practices | 0.004 | LB/MMBTU | TEST PROTOCOL | BACT-PSD |  | N | 0 | N | 0 |  |  | 0 |  |  | 57386 | 0 | N | 2012 | Cost effectiveness information: The cost was estimated for a catalytic oxidation system (COS) VOC = $57,386/TON CO + VOC = $8,948/ton | Good combustion practices | 0.004 | LB/MMBTU | TEST PROTOCOL | BACT-PSD |  | N | 0 | N | 0 |  |  | 0 |  |  | 57386 | 0 | N | 2012 | Cost effectiveness information: The cost was estimated for a catalytic oxidation system (COS) VOC = $57,386/TON CO + VOC = $8,948/ton | Good combustion practices | 0.004 | LB/MMBTU | TEST PROTOCOL | BACT-PSD |  | N | 0 | N | 0 |  |  | 0 |  |  | 57386 | 0 | N | 2012 | Cost effectiveness information: The cost was estimated for a catalytic oxidation system (COS) VOC = $57,386/TON CO + VOC = $8,948/ton | Good combustion practices | 0.004 | LB/MMBTU | TEST PROTOCOL | BACT-PSD |  | N | 0 | N | 0 |  |  | 0 |  |  | 57386 | 0 | N | 2012 | Cost effectiveness information: The cost was estimated for a catalytic oxidation system (COS) VOC = $57,386/TON CO + VOC = $8,948/ton | Good combustion practices | 0.004 | LB/MMBTU | TEST PROTOCOL | BACT-PSD |  | N | 0 | N | 0 |  |  | 0 |  |  | 57386 | 0 | N | 2012 | Cost effectiveness information: The cost was estimated for a catalytic oxidation system (COS) VOC = $57,386/TON CO + VOC = $8,948/ton | Good combustion practices | 0.004 | LB/MMBTU | TEST PROTOCOL | BACT-PSD |  | N | 0 | N | 0 |  |  | 0 |  |  | 57386 | 0 | N | 2012 | Cost effectiveness information: The cost was estimated for a catalytic oxidation system (COS) VOC = $57,386/TON CO + VOC = $8,948/ton | Good combustion practices | 0.004 | LB/MMBTU | TEST PROTOCOL | BACT-PSD |  | N | 0 | N | 0 |  |  | 0 |  |  | 57386 | 0 | N | 2012 | Cost effectiveness information: The cost was estimated for a catalytic oxidation system (COS) VOC = $57,386/TON CO + VOC = $8,948/ton | Good combustion practices | 0.004 | LB/MMBTU | TEST PROTOCOL | BACT-PSD |  | N | 0 | N | 0 |  |  | 0 |  |  | 57386 | 0 | N | 2012 | Cost effectiveness information: The cost was estimated for a catalytic oxidation system (COS) VOC = $57,386/TON CO + VOC = $8,948/ton | Good combustion practices | 0.004 | LB/MMBTU | TEST PROTOCOL | BACT-PSD |  | N | 0 | N | 0 |  |  | 0 |  |  | 57386 | 0 | N | 2012 | Cost effectiveness information: The cost was estimated for a catalytic oxidation system (COS) VOC = $57,386/TON CO + VOC = $8,948/ton | Good combustion practices | 0.004 | LB/MMBTU | TEST PROTOCOL | BACT-PSD |  | N | 0 | N | 0 |  |  | 0 |  |  | 57386 | 0 | N | 2012 | Cost effectiveness information: The cost was estimated for a catalytic oxidation system (COS) VOC = $57,386/TON CO + VOC = $8,948/ton | Good combustion practices | 0.004 | LB/MMBTU | TEST PROTOCOL | BACT-PSD |  | N | 0 | N | 0 |  |  | 0 |  |  | 57386 | 0 | N | 2012 | Cost effectiveness information: The cost was estimated for a catalytic oxidation system (COS) VOC = $57,386/TON CO + VOC = $8,948/ton | Good combustion practices | 0.004 | LB/MMBTU | TEST PROTOCOL | BACT-PSD |  | N | 0 | N | 0 |  |  | 0 |  |  | 57386 | 0 | N | 2012 | Cost effectiveness information: The cost was estimated for a catalytic oxidation system (COS) VOC = $57,386/TON CO + VOC = $8,948/ton | Good combustion practices | 0.004 | LB/MMBTU | TEST PROTOCOL | BACT-PSD |  | N | 0 | N | 0 |  |  | 0 |  |  | 57386 | 0 | N | 2012 | Cost effectiveness information: The cost was estimated for a catalytic oxidation system (COS) VOC = $57,386/TON CO + VOC = $8,948/ton | Good combustion practices | 0.004 | LB/MMBTU | TEST PROTOCOL | BACT-PSD |  | N | 0 | N | 0 |  |  | 0 |  |  | 57386 | 0 | N | 2012 | Cost effectiveness information: The cost was estimated for a catalytic oxidation system (COS) VOC = $57,386/TON CO + VOC = $8,948/ton | Good combustion practices | 0.004 | LB/MMBTU | TEST PROTOCOL | BACT-PSD |  | N | 0 | N | 0 |  |  | 0 |  |  | 57386 | 0 | N | 2012 | Cost effectiveness information: The cost was estimated for a catalytic oxidation system (COS) VOC = $57,386/TON CO + VOC = $8,948/ton | Good combustion practices | 0.004 | LB/MMBTU | TEST PROTOCOL | BACT-PSD |  | N | 0 | N | 0 |  |  | 0 |  |  | 57386 | 0 | N | 2012 | Cost effectiveness information: The cost was estimated for a catalytic oxidation system (COS) VOC = $57,386/TON CO + VOC = $8,948/ton | Good combustion practices | 0.004 | LB/MMBTU | TEST PROTOCOL | BACT-PSD |  | N | 0 | N | 0 |  |  | 0 |  |  | 57386 | 0 | N | 2012 | Cost effectiveness information: The cost was estimated for a catalytic oxidation system (COS) VOC = $57,386/TON CO + VOC = $8,948/ton | Good combustion practices | 0.004 | LB/MMBTU | TEST PROTOCOL | BACT-PSD |  | N | 0 | N | 0 |  |  | 0 |  |  | 57386 | 0 | N | 2012 | Cost effectiveness information: The cost was estimated for a catalytic oxidation system (COS) VOC = $57,386/TON CO + VOC = $8,948/ton | Good combustion practices | 0.004 | LB/MMBTU | TEST PROTOCOL | BACT-PSD |  | N | 0 | N | 0 |  |  | 0 |  |  | 57386 | 0 | N | 2012 | Cost effectiveness information: The cost was estimated for a catalytic oxidation system (COS) VOC = $57,386/TON CO + VOC = $8,948/ton | Good combustion practices | 0.004 | LB/MMBTU | TEST PROTOCOL | BACT-PSD |  | N | 0 | N | 0 |  |  | 0 |  |  | 57386 | 0 | N | 2012 | Cost effectiveness information: The cost was estimated for a catalytic oxidation system (COS) VOC = $57,386/TON CO + VOC = $8,948/ton | Good combustion practices | 0.004 | LB/MMBTU | TEST PROTOCOL | BACT-PSD |  | N | 0 | N | 0 |  |  | 0 |  |  | 57386 | 0 | N | 2012 | Cost effectiveness information: The cost was estimated for a catalytic oxidation system (COS) VOC = $57,386/TON CO + VOC = $8,948/ton | Good combustion practices | 0.004 | LB/MMBTU | TEST PROTOCOL | BACT-PSD |  | N | 0 | N | 0 |  |  | 0 |  |  | 57386 | 0 | N | 2012 | Cost effectiveness information: The cost was estimated for a catalytic oxidation system (COS) VOC = $57,386/TON CO + VOC = $8,948/ton | Good combustion practices | 0.004 | LB/MMBTU | TEST PROTOCOL | BACT-PSD |  | N | 0 | N | 0 |  |  | 0 |  |  | 57386 | 0 | N | 2012 | Cost effectiveness information: The cost was estimated for a catalytic oxidation system (COS) VOC = $57,386/TON CO + VOC = $8,948/ton | Good combustion practices | 0.004 | LB/MMBTU | TEST PROTOCOL | BACT-PSD |  | N | 0 | N | 0 |  |  | 0 |  |  | 57386 | 0 | N | 2012 | Cost effectiveness information: The cost was estimated for a catalytic oxidation system (COS) VOC = $57,386/TON CO + VOC = $8,948/ton | Good combustion practices | 0.004 | LB/MMBTU | TEST PROTOCOL | BACT-PSD |  | N | 0 | N | 0 |  |  | 0 |  |  | 57386 | 0 | N | 2012 | Cost effectiveness information: The cost was estimated for a catalytic oxidation system (COS) VOC = $57,386/TON CO + VOC = $8,948/ton | Good combustion practices | 0.004 | LB/MMBTU | TEST PROTOCOL | BACT-PSD |  | N | 0 | N | 0 |  |  | 0 |  |  | 57386 | 0 | N | 2012 | Cost effectiveness information: The cost was estimated for a catalytic oxidation system (COS) VOC = $57,386/TON CO + VOC = $8,948/ton | Good combustion practices | 0.004 | LB/MMBTU | TEST PROTOCOL | BACT-PSD |  | N | 0 | N | 0 |  |  | 0 |  |  | 57386 | 0 | N | 2012 | Cost effectiveness information: The cost was estimated for a catalytic oxidation system (COS) VOC = $57,386/TON CO + VOC = $8,948/ton | Good combustion practices | 0.004 | LB/MMBTU | TEST PROTOCOL | BACT-PSD |  | N | 0 | N | 0 |  |  | 0 |  |  | 57386 | 0 | N | 2012 | Cost effectiveness information: The cost was estimated for a catalytic oxidation system (COS) VOC = $57,386/TON CO + VOC = $8,948/ton | Good combustion practices | 0.004 | LB/MMBTU | TEST PROTOCOL | BACT-PSD |  | N | 0 | N | 0 |  |  | 0 |  |  | 57386 | 0 | N | 2012 | Cost effectiveness information: The cost was estimated for a catalytic oxidation system (COS) VOC = $57,386/TON CO + VOC = $8,948/ton | Good combustion practices | 0.004 | LB/MMBTU | TEST PROTOCOL | BACT-PSD |  | N | 0 | N | 0 |  |  | 0 |  |  | 57386 | 0 | N | 2012 | Cost effectiveness information: The cost was estimated for a catalytic oxidation system (COS) VOC = $57,386/TON CO + VOC = $8,948/ton | Good combustion practices | 0.004 | LB/MMBTU | TEST PROTOCOL | BACT-PSD |  | N | 0 | N | 0 |  |  | 0 |  |  | 57386 | 0 | N | 2012 | Cost effectiveness information: The cost was estimated for a catalytic oxidation system (COS) VOC = $57,386/TON CO + VOC = $8,948/ton | Good combustion practices | 0.004 | LB/MMBTU | TEST PROTOCOL | BACT-PSD |  | N | 0 | N | 0 |  |  | 0 |  |  | 57386 | 0 | N | 2012 | Cost effectiveness information: The cost was estimated for a catalytic oxidation system (COS) VOC = $57,386/TON CO + VOC = $8,948/ton | Good combustion practices | 0.004 | LB/MMBTU | TEST PROTOCOL | BACT-PSD |  | N | 0 | N | 0 |  |  | 0 |  |  | 57386 | 0 | N | 2012 | Cost effectiveness information: The cost was estimated for a catalytic oxidation system (COS) VOC = $57,386/TON CO + VOC = $8,948/ton | Good combustion practices | 0.004 | LB/MMBTU | TEST PROTOCOL | BACT-PSD |  | N | 0 | N | 0 |  |  | 0 |  |  | 57386 | 0 | N | 2012 | Cost effectiveness information: The cost was estimated for a catalytic oxidation system (COS) VOC = $57,386/TON CO + VOC = $8,948/ton | Good combustion practices | 0.004 | LB/MMBTU | TEST PROTOCOL | BACT-PSD |  | N | 0 | N | 0 |  |  | 0 |  |  | 57386 | 0 | N | 2012 | Cost effectiveness information: The cost was estimated for a catalytic oxidation system (COS) VOC = $57,386/TON CO + VOC = $8,948/ton | Good combustion practices | 0.004 | LB/MMBTU | TEST PROTOCOL | BACT-PSD |  | N | 0 | N | 0 |  |  | 0 |  |  | 57386 | 0 | N | 2012 | Cost effectiveness information: The cost was estimated for a catalytic oxidation system (COS) VOC = $57,386/TON CO + VOC = $8,948/ton | Good combustion practices | 0.004 | LB/MMBTU | TEST PROTOCOL | BACT-PSD |  | N | 0 | N | 0 |  |  | 0 |  |  | 57386 | 0 | N | 2012 | Cost effectiveness information: The cost was estimated for a catalytic oxidation system (COS) VOC = $57,386/TON CO + VOC = $8,948/ton | Good combustion practices | 0.004 | LB/MMBTU | TEST PROTOCOL | BACT-PSD |  | N | 0 | N | 0 |  |  | 0 |  |  | 57386 | 0 | N | 2012 | Cost effectiveness information: The cost was estimated for a catalytic oxidation system (COS) VOC = $57,386/TON CO + VOC = $8,948/ton | Good combustion practices | 0.004 | LB/MMBTU | TEST PROTOCOL | BACT-PSD |  | N | 0 | N | 0 |  |  | 0 |  |  | 57386 | 0 | N | 2012 | Cost effectiveness information: The cost was estimated for a catalytic oxidation system (COS) VOC = $57,386/TON CO + VOC = $8,948/ton | Good combustion practices | 0.004 | LB/MMBTU | TEST PROTOCOL | BACT-PSD |  | N | 0 | N | 0 |  |  | 0 |  |  | 57386 | 0 | N | 2012 | Cost effectiveness information: The cost was estimated for a catalytic oxidation system (COS) VOC = $57,386/TON CO + VOC = $8,948/ton | Good combustion practices | 0.004 | LB/MMBTU | TEST PROTOCOL | BACT-PSD |  | N | 0 | N | 0 |  |  | 0 |  |  | 57386 | 0 | N | 2012 | Cost effectiveness information: The cost was estimated for a catalytic oxidation system (COS) VOC = $57,386/TON CO + VOC = $8,948/ton | Good combustion practices | 0.004 | LB/MMBTU | TEST PROTOCOL | BACT-PSD |  | N | 0 | N | 0 |  |  | 0 |  |  | 57386 | 0 | N | 2012 | Cost effectiveness information: The cost was estimated for a catalytic oxidation system (COS) VOC = $57,386/TON CO + VOC = $8,948/ton | Good combustion practices | 0.004 | LB/MMBTU | TEST PROTOCOL | BACT-PSD |  | N | 0 | N | 0 |  |  | 0 |  |  | 57386 | 0 | N | 2012 | Cost effectiveness information: The cost was estimated for a catalytic oxidation system (COS) VOC = $57,386/TON CO + VOC = $8,948/ton | Good combustion practices | 0.004 | LB/MMBTU | TEST PROTOCOL | BACT-PSD |  | N | 0 | N | 0 |  |  | 0 |  |  | 57386 | 0 | N | 2012 | Cost effectiveness information: The cost was estimated for a catalytic oxidation system (COS) VOC = $57,386/TON CO + VOC = $8,948/ton | Good combustion practices | 0.004 | LB/MMBTU | TEST PROTOCOL | BACT-PSD |  | N | 0 | N | 0 |  |  | 0 |  |  | 57386 | 0 | N | 2012 | Cost effectiveness information: The cost was estimated for a catalytic oxidation system (COS) VOC = $57,386/TON CO + VOC = $8,948/ton | Good combustion practices | 0.004 | LB/MMBTU | TEST PROTOCOL | BACT-PSD |  | N | 0 | N | 0 |  |  | 0 |  |  | 57386 | 0 | N | 2012 | Cost effectiveness information: The cost was estimated for a catalytic oxidation system (COS) VOC = $57,386/TON CO + VOC = $8,948/ton | Good combustion practices | 0.004 | LB/MMBTU | TEST PROTOCOL | BACT-PSD |  | N | 0 | N | 0 |  |  | 0 |  |  | 57386 | 0 | N | 2012 | Cost effectiveness information: The cost was estimated for a catalytic oxidation system (COS) VOC = $57,386/TON CO + VOC = $8,948/ton | Good combustion practices | 0.004 | LB/MMBTU | TEST PROTOCOL | BACT-PSD |  | N | 0 | N | 0 |  |  | 0 |  |  | 57386 | 0 | N | 2012 | Cost effectiveness information: The cost was estimated for a catalytic oxidation system (COS) VOC = $57,386/TON CO + VOC = $8,948/ton | Good combustion practices | 0.004 | LB/MMBTU | TEST PROTOCOL | BACT-PSD |  | N | 0 | N | 0 |  |  | 0 |  |  | 57386 | 0 | N | 2012 | Cost effectiveness information: The cost was estimated for a catalytic oxidation system (COS) VOC = $57,386/TON CO + VOC = $8,948/ton | Good combustion practices | 0.004 | LB/MMBTU | TEST PROTOCOL | BACT-PSD |  | N | 0 | N | 0 |  |  | 0 |  |  | 57386 | 0 | N | 2012 | Cost effectiveness information: The cost was estimated for a catalytic oxidation system (COS) VOC = $57,386/TON CO + VOC = $8,948/ton | Good combustion practices | 0.004 | LB/MMBTU | TEST PROTOCOL | BACT-PSD |  | N | 0 | N | 0 |  |  | 0 |  |  | 57386 | 0 | N | 2012 | Cost effectiveness information: The cost was estimated for a catalytic oxidation system (COS) VOC = $57,386/TON CO + VOC = $8,948/ton | Good combustion practices | 0.004 | LB/MMBTU | TEST PROTOCOL | BACT-PSD |  | N | 0 | N | 0 |  |  | 0 |  |  | 57386 | 0 | N | 2012 | Cost effectiveness information: The cost was estimated for a catalytic oxidation system (COS) VOC = $57,386/TON CO + VOC = $8,948/ton | Good combustion practices | 0.004 | LB/MMBTU | TEST PROTOCOL | BACT-PSD |  | N | 0 | N | 0 |  |  | 0 |  |  | 57386 | 0 | N | 2012 | Cost effectiveness information: The cost was estimated for a catalytic oxidation system (COS) VOC = $57,386/TON CO + VOC = $8,948/ton | Good combustion practices | 0.004 | LB/MMBTU | TEST PROTOCOL | BACT-PSD |  | N | 0 | N | 0 |  |  | 0 |  |  | 57386 | 0 | N | 2012 | Cost effectiveness information: The cost was estimated for a catalytic oxidation system (COS) VOC = $57,386/TON CO + VOC = $8,948/ton | Good combustion practices | 0.004 | LB/MMBTU | TEST PROTOCOL | BACT-PSD |  | N | 0 | N | 0 |  |  | 0 |  |  | 57386 | 0 | N | 2012 | Cost effectiveness information: The cost was estimated for a catalytic oxidation system (COS) VOC = $57,386/TON CO + VOC = $8,948/ton | Good combustion practices | 0.004 | LB/MMBTU | TEST PROTOCOL | BACT-PSD |  | N | 0 | N | 0 |  |  | 0 |  |  | 57386 | 0 | N | 2012 | Cost effectiveness information: The cost was estimated for a catalytic oxidation system (COS) VOC = $57,386/TON CO + VOC = $8,948/ton | Good combustion practices | 0.004 | LB/MMBTU | TEST PROTOCOL | BACT-PSD |  | N | 0 | N | 0 |  |  | 0 |  |  | 57386 | 0 | N | 2012 | Cost effectiveness information: The cost was estimated for a catalytic oxidation system (COS) VOC = $57,386/TON CO + VOC = $8,948/ton | Good combustion practices | 0.004 | LB/MMBTU | TEST PROTOCOL | BACT-PSD |  | N | 0 | N | 0 |  |  | 0 |  |  | 57386 | 0 | N | 2012 | Cost effectiveness information: The cost was estimated for a catalytic oxidation system (COS) VOC = $57,386/TON CO + VOC = $8,948/ton | Good combustion practices | 0.004 | LB/MMBTU | TEST PROTOCOL | BACT-PSD |  | N | 0 | N | 0 |  |  | 0 |  |  | 57386 | 0 | N | 2012 | Cost effectiveness information: The cost was estimated for a catalytic oxidation system (COS) VOC = $57,386/TON CO + VOC = $8,948/ton | Good combustion practices | 0.004 | LB/MMBTU | TEST PROTOCOL | BACT-PSD |  | N | 0 | N | 0 |  |  | 0 |  |  | 57386 | 0 | N | 2012 | Cost effectiveness information: The cost was estimated for a catalytic oxidation system (COS) VOC = $57,386/TON CO + VOC = $8,948/ton | Good combustion practices | 0.004 | LB/MMBTU | TEST PROTOCOL | BACT-PSD |  | N | 0 | N | 0 |  |  | 0 |  |  | 57386 | 0 | N | 2012 | Cost effectiveness information: The cost was estimated for a catalytic oxidation system (COS) VOC = $57,386/TON CO + VOC = $8,948/ton | Good combustion practices | 0.004 | LB/MMBTU | TEST PROTOCOL | BACT-PSD |  | N | 0 | N | 0 |  |  | 0 |  |  | 57386 | 0 | N | 2012 | Cost effectiveness information: The cost was estimated for a catalytic oxidation system (COS) VOC = $57,386/TON CO + VOC = $8,948/ton | Good combustion practices | 0.004 | LB/MMBTU | TEST PROTOCOL | BACT-PSD |  | N | 0 | N | 0 |  |  | 0 |  |  | 57386 | 0 | N | 2012 | Cost effectiveness information: The cost was estimated for a catalytic oxidation system (COS) VOC = $57,386/TON CO + VOC = $8,948/ton | Good combustion practices | 0.004 | LB/MMBTU | TEST PROTOCOL | BACT-PSD |  | N | 0 | N | 0 |  |  | 0 |  |  | 57386 | 0 | N | 2012 | Cost effectiveness information: The cost was estimated for a catalytic oxidation system (COS) VOC = $57,386/TON CO + VOC = $8,948/ton | Good combustion practices | 0.004 | LB/MMBTU | TEST PROTOCOL | BACT-PSD |  | N | 0 | N | 0 |  |  | 0 |  |  | 57386 | 0 | N | 2012 | Cost effectiveness information: The cost was estimated for a catalytic oxidation system (COS) VOC = $57,386/TON CO + VOC = $8,948/ton | Good combustion practices | 0.004 | LB/MMBTU | TEST PROTOCOL | BACT-PSD |  | N | 0 | N | 0 |  |  | 0 |  |  | 57386 | 0 | N | 2012 | Cost effectiveness information: The cost was estimated for a catalytic oxidation system (COS) VOC = $57,386/TON CO + VOC = $8,948/ton | Good combustion practices | 0.004 | LB/MMBTU | TEST PROTOCOL | BACT-PSD |  | N | 0 | N | 0 |  |  | 0 |  |  | 57386 | 0 | N | 2012 | Cost effectiveness information: The cost was estimated for a catalytic oxidation system (COS) VOC = $57,386/TON CO + VOC = $8,948/ton | Good combustion practices | 0.004 | LB/MMBTU | TEST PROTOCOL | BACT-PSD |  | N | 0 | N | 0 |  |  | 0 |  |  | 57386 | 0 | N | 2012 | Cost effectiveness information: The cost was estimated for a catalytic oxidation system (COS) VOC = $57,386/TON CO + VOC = $8,948/ton | Good combustion practices | 0.004 | LB/MMBTU | TEST PROTOCOL | BACT-PSD |  | N | 0 | N | 0 |  |  | 0 |  |  | 57386 | 0 | N | 2012 | Cost effectiveness information: The cost was estimated for a catalytic oxidation system (COS) VOC = $57,386/TON CO + VOC = $8,948/ton | Good combustion practices | 0.004 | LB/MMBTU | TEST PROTOCOL | BACT-PSD |  | N | 0 | N | 0 |  |  | 0 |  |  | 57386 | 0 | N | 2012 | Cost effectiveness information: The cost was estimated for a catalytic oxidation system (COS) VOC = $57,386/TON CO + VOC = $8,948/ton | Good combustion practices | 0.004 | LB/MMBTU | TEST PROTOCOL | BACT-PSD |  | N | 0 | N | 0 |  |  | 0 |  |  | 57386 | 0 | N | 2012 | Cost effectiveness information: The cost was estimated for a catalytic oxidation system (COS) VOC = $57,386/TON CO + VOC = $8,948/ton | Good combustion practices | 0.004 | LB/MMBTU | TEST PROTOCOL | BACT-PSD |  | N | 0 | N | 0 |  |  | 0 |  |  | 57386 | 0 | N | 2012 | Cost effectiveness information: The cost was estimated for a catalytic oxidation system (COS) VOC = $57,386/TON CO + VOC = $8,948/ton | Good combustion practices | 0.004 | LB/MMBTU | TEST PROTOCOL | BACT-PSD |  | N | 0 | N | 0 |  |  | 0 |  |  | 57386 | 0 | N | 2012 | Cost effectiveness information: The cost was estimated for a catalytic oxidation system (COS) VOC = $57,386/TON CO + VOC = $8,948/ton | Good combustion practices | 0.004 | LB/MMBTU | TEST PROTOCOL | BACT-PSD |  | N | 0 | N | 0 |  |  | 0 |  |  | 57386 | 0 | N | 2012 | Cost effectiveness information: The cost was estimated for a catalytic oxidation system (COS) VOC = $57,386/TON CO + VOC = $8,948/ton | Good combustion practices | 0.004 | LB/MMBTU | TEST PROTOCOL | BACT-PSD |  | N | 0 | N | 0 |  |  | 0 |  |  | 57386 | 0 | N | 2012 | Cost effectiveness information: The cost was estimated for a catalytic oxidation system (COS) VOC = $57,386/TON CO + VOC = $8,948/ton | Good combustion practices | 0.004 | LB/MMBTU | TEST PROTOCOL | BACT-PSD |  | N | 0 | N | 0 |  |  | 0 |  |  | 57386 | 0 | N | 2012 | Cost effectiveness information: The cost was estimated for a catalytic oxidation system (COS) VOC = $57,386/TON CO + VOC = $8,948/ton | Good combustion practices | 0.004 | LB/MMBTU | TEST PROTOCOL | BACT-PSD |  | N | 0 | N | 0 |  |  | 0 |  |  | 57386 | 0 | N | 2012 | Cost effectiveness information: The cost was estimated for a catalytic oxidation system (COS) VOC = $57,386/TON CO + VOC = $8,948/ton | Good combustion practices | 0.004 | LB/MMBTU | TEST PROTOCOL | BACT-PSD |  | N | 0 | N | 0 |  |  | 0 |  |  | 57386 | 0 | N | 2012 | Cost effectiveness information: The cost was estimated for a catalytic oxidation system (COS) VOC = $57,386/TON CO + VOC = $8,948/ton | Good combustion practices | 0.004 | LB/MMBTU | TEST PROTOCOL | BACT-PSD |  | N | 0 | N | 0 |  |  | 0 |  |  | 57386 | 0 | N | 2012 | Cost effectiveness information: The cost was estimated for a catalytic oxidation system (COS) VOC = $57,386/TON CO + VOC = $8,948/ton | Good combustion practices | 0.004 | LB/MMBTU | TEST PROTOCOL | BACT-PSD |  | N | 0 | N | 0 |  |  | 0 |  |  | 57386 | 0 | N | 2012 | Cost effectiveness information: The cost was estimated for a catalytic oxidation system (COS) VOC = $57,386/TON CO + VOC = $8,948/ton | Good combustion practices | 0.004 | LB/MMBTU | TEST PROTOCOL | BACT-PSD |  | N | 0 | N | 0 |  |  | 0 |  |  | 57386 | 0 | N | 2012 | Cost effectiveness information: The cost was estimated for a catalytic oxidation system (COS) VOC = $57,386/TON CO + VOC = $8,948/ton | Good combustion practices | 0.004 | LB/MMBTU | TEST PROTOCOL | BACT-PSD |  | N | 0 | N | 0 |  |  | 0 |  |  | 57386 | 0 | N | 2012 | Cost effectiveness information: The cost was estimated for a catalytic oxidation system (COS) VOC = $57,386/TON CO + VOC = $8,948/ton | Good combustion practices | 0.004 | LB/MMBTU | TEST PROTOCOL | BACT-PSD |  | N | 0 | N | 0 |  |  | 0 |  |  | 57386 | 0 | N | 2012 | Cost effectiveness information: The cost was estimated for a catalytic oxidation system (COS) VOC = $57,386/TON CO + VOC = $8,948/ton | Good combustion practices | 0.004 | LB/MMBTU | TEST PROTOCOL | BACT-PSD |  | N | 0 | N | 0 |  |  | 0 |  |  | 57386 | 0 | N | 2012 | Cost effectiveness information: The cost was estimated for a catalytic oxidation system (COS) VOC = $57,386/TON CO + VOC = $8,948/ton | Good combustion practices | 0.004 | LB/MMBTU | TEST PROTOCOL | BACT-PSD |  | N | 0 | N | 0 |  |  | 0 |  |  | 57386 | 0 | N | 2012 | Cost effectiveness information: The cost was estimated for a catalytic oxidation system (COS) VOC = $57,386/TON CO + VOC = $8,948/ton | Good combustion practices | 0.004 | LB/MMBTU | TEST PROTOCOL | BACT-PSD |  | N | 0 | N | 0 |  |  | 0 |  |  | 57386 | 0 | N | 2012 | Cost effectiveness information: The cost was estimated for a catalytic oxidation system (COS) VOC = $57,386/TON CO + VOC = $8,948/ton | Good combustion practices | 0.004 | LB/MMBTU | TEST PROTOCOL | BACT-PSD |  | N | 0 | N | 0 |  |  | 0 |  |  | 57386 | 0 | N | 2012 | Cost effectiveness information: The cost was estimated for a catalytic oxidation system (COS) VOC = $57,386/TON CO + VOC = $8,948/ton | Good combustion practices | 0.004 | LB/MMBTU | TEST PROTOCOL | BACT-PSD |  | N | 0 | N | 0 |  |  | 0 |  |  | 57386 | 0 | N | 2012 | Cost effectiveness information: The cost was estimated for a catalytic oxidation system (COS) VOC = $57,386/TON CO + VOC = $8,948/ton | Good combustion practices | 0.004 | LB/MMBTU | TEST PROTOCOL | BACT-PSD |  | N | 0 | N | 0 |  |  | 0 |  |  | 57386 | 0 | N | 2012 | Cost effectiveness information: The cost was estimated for a catalytic oxidation system (COS) VOC = $57,386/TON CO + VOC = $8,948/ton | Good combustion practices | 0.004 | LB/MMBTU | TEST PROTOCOL | BACT-PSD |  | N | 0 | N | 0 |  |  | 0 |  |  | 57386 | 0 | N | 2012 | Cost effectiveness information: The cost was estimated for a catalytic oxidation system (COS) VOC = $57,386/TON CO + VOC = $8,948/ton | Good combustion practices | 0.004 | LB/MMBTU | TEST PROTOCOL | BACT-PSD |  | N | 0 | N | 0 |  |  | 0 |  |  | 57386 | 0 | N | 2012 | Cost effectiveness information: The cost was estimated for a catalytic oxidation system (COS) VOC = $57,386/TON CO + VOC = $8,948/ton | Good combustion practices | 0.004 | LB/MMBTU | TEST PROTOCOL | BACT-PSD |  | N | 0 | N | 0 |  |  | 0 |  |  | 57386 | 0 | N | 2012 | Cost effectiveness information: The cost was estimated for a catalytic oxidation system (COS) VOC = $57,386/TON CO + VOC = $8,948/ton | Good combustion practices | 0.004 | LB/MMBTU | TEST PROTOCOL | BACT-PSD |  | N | 0 | N | 0 |  |  | 0 |  |  | 57386 | 0 | N | 2012 | Cost effectiveness information: The cost was estimated for a catalytic oxidation system (COS) VOC = $57,386/TON CO + VOC = $8,948/ton | Good combustion practices | 0.004 | LB/MMBTU | TEST PROTOCOL | BACT-PSD |  | N | 0 | N | 0 |  |  | 0 |  |  | 57386 | 0 | N | 2012 | Cost effectiveness information: The cost was estimated for a catalytic oxidation system (COS) VOC = $57,386/TON CO + VOC = $8,948/ton | Good combustion practices | 0.004 | LB/MMBTU | TEST PROTOCOL | BACT-PSD |  | N | 0 | N | 0 |  |  | 0 |  |  | 57386 | 0 | N | 2012 | Cost effectiveness information: The cost was estimated for a catalytic oxidation system (COS) VOC = $57,386/TON CO + VOC = $8,948/ton | Good combustion practices | 0.004 | LB/MMBTU | TEST PROTOCOL | BACT-PSD |  | N | 0 | N | 0 |  |  | 0 |  |  | 57386 | 0 | N | 2012 | Cost effectiveness information: The cost was estimated for a catalytic oxidation system (COS) VOC = $57,386/TON CO + VOC = $8,948/ton | Good combustion practices | 0.004 | LB/MMBTU | TEST PROTOCOL | BACT-PSD |  | N | 0 | N | 0 |  |  | 0 |  |  | 57386 | 0 | N | 2012 | Cost effectiveness information: The cost was estimated for a catalytic oxidation system (COS) VOC = $57,386/TON CO + VOC = $8,948/ton | Good combustion practices | 0.004 | LB/MMBTU | TEST PROTOCOL | BACT-PSD |  | N | 0 | N | 0 |  |  | 0 |  |  | 57386 | 0 | N | 2012 | Cost effectiveness information: The cost was estimated for a catalytic oxidation system (COS) VOC = $57,386/TON CO + VOC = $8,948/ton | Good combustion practices | 0.004 | LB/MMBTU | TEST PROTOCOL | BACT-PSD |  | N | 0 | N | 0 |  |  | 0 |  |  | 57386 | 0 | N | 2012 | Cost effectiveness information: The cost was estimated for a catalytic oxidation system (COS) VOC = $57,386/TON CO + VOC = $8,948/ton | Good combustion practices | 0.004 | LB/MMBTU | TEST PROTOCOL | BACT-PSD |  | N | 0 | N | 0 |  |  | 0 |  |  | 57386 | 0 | N | 2012 | Cost effectiveness information: The cost was estimated for a catalytic oxidation system (COS) VOC = $57,386/TON CO + VOC = $8,948/ton | Good combustion practices | 0.004 | LB/MMBTU | TEST PROTOCOL | BACT-PSD |  | N | 0 | N | 0 |  |  | 0 |  |  | 57386 | 0 | N | 2012 | Cost effectiveness information: The cost was estimated for a catalytic oxidation system (COS) VOC = $57,386/TON CO + VOC = $8,948/ton | Good combustion practices | 0.004 | LB/MMBTU | TEST PROTOCOL | BACT-PSD |  | N | 0 | N | 0 |  |  | 0 |  |  | 57386 | 0 | N | 2012 | Cost effectiveness information: The cost was estimated for a catalytic oxidation system (COS) VOC = $57,386/TON CO + VOC = $8,948/ton | Good combustion practices | 0.004 | LB/MMBTU | TEST PROTOCOL | BACT-PSD |  | N | 0 | N | 0 |  |  | 0 |  |  | 57386 | 0 | N | 2012 | Cost effectiveness information: The cost was estimated for a catalytic oxidation system (COS) VOC = $57,386/TON CO + VOC = $8,948/ton | Good combustion practices | 0.004 | LB/MMBTU | TEST PROTOCOL | BACT-PSD |  | N | 0 | N | 0 |  |  | 0 |  |  | 57386 | 0 | N | 2012 | Cost effectiveness information: The cost was estimated for a catalytic oxidation system (COS) VOC = $57,386/TON CO + VOC = $8,948/ton | Good combustion practices | 0.004 | LB/MMBTU | TEST PROTOCOL | BACT-PSD |  | N | 0 | N | 0 |  |  | 0 |  |  | 57386 | 0 | N | 2012 | Cost effectiveness information: The cost was estimated for a catalytic oxidation system (COS) VOC = $57,386/TON CO + VOC = $8,948/ton | Good combustion practices | 0.004 | LB/MMBTU | TEST PROTOCOL | BACT-PSD |  | N | 0 | N | 0 |  |  | 0 |  |  | 57386 | 0 | N | 2012 | Cost effectiveness information: The cost was estimated for a catalytic oxidation system (COS) VOC = $57,386/TON CO + VOC = $8,948/ton | Good combustion practices | 0.004 | LB/MMBTU | TEST PROTOCOL | BACT-PSD |  | N | 0 | N | 0 |  |  | 0 |  |  | 57386 | 0 | N | 2012 | Cost effectiveness information: The cost was estimated for a catalytic oxidation system (COS) VOC = $57,386/TON CO + VOC = $8,948/ton | Good combustion practices | 0.004 | LB/MMBTU | TEST PROTOCOL | BACT-PSD |  | N | 0 | N | 0 |  |  | 0 |  |  | 57386 | 0 | N | 2012 | Cost effectiveness information: The cost was estimated for a catalytic oxidation system (COS) VOC = $57,386/TON CO + VOC = $8,948/ton | Good combustion practices | 0.004 | LB/MMBTU | TEST PROTOCOL | BACT-PSD |  | N | 0 | N | 0 |  |  | 0 |  |  | 57386 | 0 | N | 2012 | Cost effectiveness information: The cost was estimated for a catalytic oxidation system (COS) VOC = $57,386/TON CO + VOC = $8,948/ton | Good combustion practices | 0.004 | LB/MMBTU | TEST PROTOCOL | BACT-PSD |  | N | 0 | N | 0 |  |  | 0 |  |  | 57386 | 0 | N | 2012 | Cost effectiveness information: The cost was estimated for a catalytic oxidation system (COS) VOC = $57,386/TON CO + VOC = $8,948/ton | Good combustion practices | 0.004 | LB/MMBTU | TEST PROTOCOL | BACT-PSD |  | N | 0 | N | 0 |  |  | 0 |  |  | 57386 | 0 | N | 2012 | Cost effectiveness information: The cost was estimated for a catalytic oxidation system (COS) VOC = $57,386/TON CO + VOC = $8,948/ton | Good combustion practices | 0.004 | LB/MMBTU | TEST PROTOCOL | BACT-PSD |  | N | 0 | N | 0 |  |  | 0 |  |  | 57386 | 0 | N | 2012 | Cost effectiveness information: The cost was estimated for a catalytic oxidation system (COS) VOC = $57,386/TON CO + VOC = $8,948/ton | Good combustion practices | 0.004 | LB/MMBTU | TEST PROTOCOL | BACT-PSD |  | N | 0 | N | 0 |  |  | 0 |  |  | 57386 | 0 | N | 2012 | Cost effectiveness information: The cost was estimated for a catalytic oxidation system (COS) VOC = $57,386/TON CO + VOC = $8,948/ton | Good combustion practices | 0.004 | LB/MMBTU | TEST PROTOCOL | BACT-PSD |  | N | 0 | N | 0 |  |  | 0 |  |  | 57386 | 0 | N | 2012 | Cost effectiveness information: The cost was estimated for a catalytic oxidation system (COS) VOC = $57,386/TON CO + VOC = $8,948/ton | Good combustion practices | 0.004 | LB/MMBTU | TEST PROTOCOL | BACT-PSD |  | N | 0 | N | 0 |  |  | 0 |  |  | 57386 | 0 | N | 2012 | Cost effectiveness information: The cost was estimated for a catalytic oxidation system (COS) VOC = $57,386/TON CO + VOC = $8,948/ton | Good combustion practices | 0.004 | LB/MMBTU | TEST PROTOCOL | BACT-PSD |  | N | 0 | N | 0 |  |  | 0 |  |  | 57386 | 0 | N | 2012 | Cost effectiveness information: The cost was estimated for a catalytic oxidation system (COS) VOC = $57,386/TON CO + VOC = $8,948/ton | Good combustion practices | 0.004 | LB/MMBTU | TEST PROTOCOL | BACT-PSD |  | N | 0 | N | 0 |  |  | 0 |  |  | 57386 | 0 | N | 2012 | Cost effectiveness information: The cost was estimated for a catalytic oxidation system (COS) VOC = $57,386/TON CO + VOC = $8,948/ton | Good combustion practices | 0.004 | LB/MMBTU | TEST PROTOCOL | BACT-PSD |  | N | 0 | N | 0 |  |  | 0 |  |  | 57386 | 0 | N | 2012 | Cost effectiveness information: The cost was estimated for a catalytic oxidation system (COS) VOC = $57,386/TON CO + VOC = $8,948/ton | Good combustion practices | 0.004 | LB/MMBTU | TEST PROTOCOL | BACT-PSD |  | N | 0 | N | 0 |  |  | 0 |  |  | 57386 | 0 | N | 2012 | Cost effectiveness information: The cost was estimated for a catalytic oxidation system (COS) VOC = $57,386/TON CO + VOC = $8,948/ton | Good combustion practices | 0.004 | LB/MMBTU | TEST PROTOCOL | BACT-PSD |  | N | 0 | N | 0 |  |  | 0 |  |  | 57386 | 0 | N | 2012 | Cost effectiveness information: The cost was estimated for a catalytic oxidation system (COS) VOC = $57,386/TON CO + VOC = $8,948/ton | Good combustion practices | 0.004 | LB/MMBTU | TEST PROTOCOL | BACT-PSD |  | N | 0 | N | 0 |  |  | 0 |  |  | 57386 | 0 | N | 2012 | Cost effectiveness information: The cost was estimated for a catalytic oxidation system (COS) VOC = $57,386/TON CO + VOC = $8,948/ton | Good combustion practices | 0.004 | LB/MMBTU | TEST PROTOCOL | BACT-PSD |  | N | 0 | N | 0 |  |  | 0 |  |  | 57386 | 0 | N | 2012 | Cost effectiveness information: The cost was estimated for a catalytic oxidation system (COS) VOC = $57,386/TON CO + VOC = $8,948/ton | Good combustion practices | 0.004 | LB/MMBTU | TEST PROTOCOL | BACT-PSD |  | N | 0 | N | 0 |  |  | 0 |  |  | 57386 | 0 | N | 2012 | Cost effectiveness information: The cost was estimated for a catalytic oxidation system (COS) VOC = $57,386/TON CO + VOC = $8,948/ton | Good combustion practices | 0.004 | LB/MMBTU | TEST PROTOCOL | BACT-PSD |  | N | 0 | N | 0 |  |  | 0 |  |  | 57386 | 0 | N | 2012 | Cost effectiveness information: The cost was estimated for a catalytic oxidation system (COS) VOC = $57,386/TON CO + VOC = $8,948/ton | Good combustion practices | 0.004 | LB/MMBTU | TEST PROTOCOL | BACT-PSD |  | N | 0 | N | 0 |  |  | 0 |  |  | 57386 | 0 | N | 2012 | Cost effectiveness information: The cost was estimated for a catalytic oxidation system (COS) VOC = $57,386/TON CO + VOC = $8,948/ton | Good combustion practices | 0.004 | LB/MMBTU | TEST PROTOCOL | BACT-PSD |  | N | 0 | N | 0 |  |  | 0 |  |  | 57386 | 0 | N | 2012 | Cost effectiveness information: The cost was estimated for a catalytic oxidation system (COS) VOC = $57,386/TON CO + VOC = $8,948/ton | Good combustion practices | 0.004 | LB/MMBTU | TEST PROTOCOL | BACT-PSD |  | N | 0 | N | 0 |  |  | 0 |  |  | 57386 | 0 | N | 2012 | Cost effectiveness information: The cost was estimated for a catalytic oxidation system (COS) VOC = $57,386/TON CO + VOC = $8,948/ton | Good combustion practices | 0.004 | LB/MMBTU | TEST PROTOCOL | BACT-PSD |  | N | 0 | N | 0 |  |  | 0 |  |  | 57386 | 0 | N | 2012 | Cost effectiveness information: The cost was estimated for a catalytic oxidation system (COS) VOC = $57,386/TON CO + VOC = $8,948/ton | Good combustion practices | 0.004 | LB/MMBTU | TEST PROTOCOL | BACT-PSD |  | N | 0 | N | 0 |  |  | 0 |  |  | 57386 | 0 | N | 2012 | Cost effectiveness information: The cost was estimated for a catalytic oxidation system (COS) VOC = $57,386/TON CO + VOC = $8,948/ton | Good combustion practices | 0.004 | LB/MMBTU | TEST PROTOCOL | BACT-PSD |  | N | 0 | N | 0 |  |  | 0 |  |  | 57386 | 0 | N | 2012 | Cost effectiveness information: The cost was estimated for a catalytic oxidation system (COS) VOC = $57,386/TON CO + VOC = $8,948/ton | Good combustion practices | 0.004 | LB/MMBTU | TEST PROTOCOL | BACT-PSD |  | N | 0 | N | 0 |  |  | 0 |  |  | 57386 | 0 | N | 2012 | Cost effectiveness information: The cost was estimated for a catalytic oxidation system (COS) VOC = $57,386/TON CO + VOC = $8,948/ton | Good combustion practices | 0.004 | LB/MMBTU | TEST PROTOCOL | BACT-PSD |  | N | 0 | N | 0 |  |  | 0 |  |  | 57386 | 0 | N | 2012 | Cost effectiveness information: The cost was estimated for a catalytic oxidation system (COS) VOC = $57,386/TON CO + VOC = $8,948/ton | Good combustion practices | 0.004 | LB/MMBTU | TEST PROTOCOL | BACT-PSD |  | N | 0 | N | 0 |  |  | 0 |  |  | 57386 | 0 | N | 2012 | Cost effectiveness information: The cost was estimated for a catalytic oxidation system (COS) VOC = $57,386/TON CO + VOC = $8,948/ton | Good combustion practices | 0.004 | LB/MMBTU | TEST PROTOCOL | BACT-PSD |  | N | 0 | N | 0 |  |  | 0 |  |  | 57386 | 0 | N | 2012 | Cost effectiveness information: The cost was estimated for a catalytic oxidation system (COS) VOC = $57,386/TON CO + VOC = $8,948/ton | Good combustion practices | 0.004 | LB/MMBTU | TEST PROTOCOL | BACT-PSD |  | N | 0 | N | 0 |  |  | 0 |  |  | 57386 | 0 | N | 2012 | Cost effectiveness information: The cost was estimated for a catalytic oxidation system (COS) VOC = $57,386/TON CO + VOC = $8,948/ton | Good combustion practices | 0.004 | LB/MMBTU | TEST PROTOCOL | BACT-PSD |  | N | 0 | N | 0 |  |  | 0 |  |  | 57386 | 0 | N | 2012 | Cost effectiveness information: The cost was estimated for a catalytic oxidation system (COS) VOC = $57,386/TON CO + VOC = $8,948/ton | Good combustion practices | 0.004 | LB/MMBTU | TEST PROTOCOL | BACT-PSD |  | N | 0 | N | 0 |  |  | 0 |  |  | 57386 | 0 | N | 2012 | Cost effectiveness information: The cost was estimated for a catalytic oxidation system (COS) VOC = $57,386/TON CO + VOC = $8,948/ton | Good combustion practices | 0.004 | LB/MMBTU | TEST PROTOCOL | BACT-PSD |  | N | 0 | N | 0 |  |  | 0 |  |  | 57386 | 0 | N | 2012 | Cost effectiveness information: The cost was estimated for a catalytic oxidation system (COS) VOC = $57,386/TON CO + VOC = $8,948/ton | Good combustion practices | 0.004 | LB/MMBTU | TEST PROTOCOL | BACT-PSD |  | N | 0 | N | 0 |  |  | 0 |  |  | 57386 | 0 | N | 2012 | Cost effectiveness information: The cost was estimated for a catalytic oxidation system (COS) VOC = $57,386/TON CO + VOC = $8,948/ton | Good combustion practices | 0.004 | LB/MMBTU | TEST PROTOCOL | BACT-PSD |  | N | 0 | N | 0 |  |  | 0 |  |  | 57386 | 0 | N | 2012 | Cost effectiveness information: The cost was estimated for a catalytic oxidation system (COS) VOC = $57,386/TON CO + VOC = $8,948/ton | Good combustion practices | 0.004 | LB/MMBTU | TEST PROTOCOL | BACT-PSD |  | N | 0 | N | 0 |  |  | 0 |  |  | 57386 | 0 | N | 2012 | Cost effectiveness information: The cost was estimated for a catalytic oxidation system (COS) VOC = $57,386/TON CO + VOC = $8,948/ton | Good combustion practices | 0.004 | LB/MMBTU | TEST PROTOCOL | BACT-PSD |  | N | 0 | N | 0 |  |  | 0 |  |  | 57386 | 0 | N | 2012 | Cost effectiveness information: The cost was estimated for a catalytic oxidation system (COS) VOC = $57,386/TON CO + VOC = $8,948/ton | Good combustion practices | 0.004 | LB/MMBTU | TEST PROTOCOL | BACT-PSD |  | N | 0 | N | 0 |  |  | 0 |  |  | 57386 | 0 | N | 2012 | Cost effectiveness information: The cost was estimated for a catalytic oxidation system (COS) VOC = $57,386/TON CO + VOC = $8,948/ton | Good combustion practices | 0.004 | LB/MMBTU | TEST PROTOCOL | BACT-PSD |  | N | 0 | N | 0 |  |  | 0 |  |  | 57386 | 0 | N | 2012 | Cost effectiveness information: The cost was estimated for a catalytic oxidation system (COS) VOC = $57,386/TON CO + VOC = $8,948/ton | Good combustion practices | 0.004 | LB/MMBTU | TEST PROTOCOL | BACT-PSD |  | N | 0 | N | 0 |  |  | 0 |  |  | 57386 | 0 | N | 2012 | Cost effectiveness information: The cost was estimated for a catalytic oxidation system (COS) VOC = $57,386/TON CO + VOC = $8,948/ton | Good combustion practices | 0.004 | LB/MMBTU | TEST PROTOCOL | BACT-PSD |  | N | 0 | N | 0 |  |  | 0 |  |  | 57386 | 0 | N | 2012 | Cost effectiveness information: The cost was estimated for a catalytic oxidation system (COS) VOC = $57,386/TON CO + VOC = $8,948/ton | Good combustion practices | 0.004 | LB/MMBTU | TEST PROTOCOL | BACT-PSD |  | N | 0 | N | 0 |  |  | 0 |  |  | 57386 | 0 | N | 2012 | Cost effectiveness information: The cost was estimated for a catalytic oxidation system (COS) VOC = $57,386/TON CO + VOC = $8,948/ton | Good combustion practices | 0.004 | LB/MMBTU | TEST PROTOCOL | BACT-PSD |  | N | 0 | N | 0 |  |  | 0 |  |  | 57386 | 0 | N | 2012 | Cost effectiveness information: The cost was estimated for a catalytic oxidation system (COS) VOC = $57,386/TON CO + VOC = $8,948/ton | Good combustion practices | 0.004 | LB/MMBTU | TEST PROTOCOL | BACT-PSD |  | N | 0 | N | 0 |  |  | 0 |  |  | 57386 | 0 | N | 2012 | Cost effectiveness information: The cost was estimated for a catalytic oxidation system (COS) VOC = $57,386/TON CO + VOC = $8,948/ton | Good combustion practices | 0.004 | LB/MMBTU | TEST PROTOCOL | BACT-PSD |  | N | 0 | N | 0 |  |  | 0 |  |  | 57386 | 0 | N | 2012 | Cost effectiveness information: The cost was estimated for a catalytic oxidation system (COS) VOC = $57,386/TON CO + VOC = $8,948/ton | Good combustion practices | 0.004 | LB/MMBTU | TEST PROTOCOL | BACT-PSD |  | N | 0 | N | 0 |  |  | 0 |  |  | 57386 | 0 | N | 2012 | Cost effectiveness information: The cost was estimated for a catalytic oxidation system (COS) VOC = $57,386/TON CO + VOC = $8,948/ton | Good combustion practices | 0.004 | LB/MMBTU | TEST PROTOCOL | BACT-PSD |  | N | 0 | N | 0 |  |  | 0 |  |  | 57386 | 0 | N | 2012 | Cost effectiveness information: The cost was estimated for a catalytic oxidation system (COS) VOC = $57,386/TON CO + VOC = $8,948/ton | Good combustion practices | 0.004 | LB/MMBTU | TEST PROTOCOL | BACT-PSD |  | N | 0 | N | 0 |  |  | 0 |  |  | 57386 | 0 | N | 2012 | Cost effectiveness information: The cost was estimated for a catalytic oxidation system (COS) VOC = $57,386/TON CO + VOC = $8,948/ton | Good combustion practices | 0.004 | LB/MMBTU | TEST PROTOCOL | BACT-PSD |  | N | 0 | N | 0 |  |  | 0 |  |  | 57386 | 0 | N | 2012 | Cost effectiveness information: The cost was estimated for a catalytic oxidation system (COS) VOC = $57,386/TON CO + VOC = $8,948/ton | Good combustion practices | 0.004 | LB/MMBTU | TEST PROTOCOL | BACT-PSD |  | N | 0 | N | 0 |  |  | 0 |  |  | 57386 | 0 | N | 2012 | Cost effectiveness information: The cost was estimated for a catalytic oxidation system (COS) VOC = $57,386/TON CO + VOC = $8,948/ton | Good combustion practices | 0.004 | LB/MMBTU | TEST PROTOCOL | BACT-PSD |  | N | 0 | N | 0 |  |  | 0 |  |  | 57386 | 0 | N | 2012 | Cost effectiveness information: The cost was estimated for a catalytic oxidation system (COS) VOC = $57,386/TON CO + VOC = $8,948/ton | Good combustion practices | 0.004 | LB/MMBTU | TEST PROTOCOL | BACT-PSD |  | N | 0 | N | 0 |  |  | 0 |  |  | 57386 | 0 | N | 2012 | Cost effectiveness information: The cost was estimated for a catalytic oxidation system (COS) VOC = $57,386/TON CO + VOC = $8,948/ton | Good combustion practices | 0.004 | LB/MMBTU | TEST PROTOCOL | BACT-PSD |  | N | 0 | N | 0 |  |  | 0 |  |  | 57386 | 0 | N | 2012 | Cost effectiveness information: The cost was estimated for a catalytic oxidation system (COS) VOC = $57,386/TON CO + VOC = $8,948/ton | Good combustion practices | 0.004 | LB/MMBTU | TEST PROTOCOL | BACT-PSD |  | N | 0 | N | 0 |  |  | 0 |  |  | 57386 | 0 | N | 2012 | Cost effectiveness information: The cost was estimated for a catalytic oxidation system (COS) VOC = $57,386/TON CO + VOC = $8,948/ton | Good combustion practices | 0.004 | LB/MMBTU | TEST PROTOCOL | BACT-PSD |  | N | 0 | N | 0 |  |  | 0 |  |  | 57386 | 0 | N | 2012 | Cost effectiveness information: The cost was estimated for a catalytic oxidation system (COS) VOC = $57,386/TON CO + VOC = $8,948/ton | Good combustion practices | 0.004 | LB/MMBTU | TEST PROTOCOL | BACT-PSD |  | N | 0 | N | 0 |  |  | 0 |  |  | 57386 | 0 | N | 2012 | Cost effectiveness information: The cost was estimated for a catalytic oxidation system (COS) VOC = $57,386/TON CO + VOC = $8,948/ton | Good combustion practices | 0.004 | LB/MMBTU | TEST PROTOCOL | BACT-PSD |  | N | 0 | N | 0 |  |  | 0 |  |  | 57386 | 0 | N | 2012 | Cost effectiveness information: The cost was estimated for a catalytic oxidation system (COS) VOC = $57,386/TON CO + VOC = $8,948/ton | Good combustion practices | 0.004 | LB/MMBTU | TEST PROTOCOL | BACT-PSD |  | N | 0 | N | 0 |  |  | 0 |  |  | 57386 | 0 | N | 2012 | Cost effectiveness information: The cost was estimated for a catalytic oxidation system (COS) VOC = $57,386/TON CO + VOC = $8,948/ton | Good combustion practices | 0.004 | LB/MMBTU | TEST PROTOCOL | BACT-PSD |  | N | 0 | N | 0 |  |  | 0 |  |  | 57386 | 0 | N | 2012 | Cost effectiveness information: The cost was estimated for a catalytic oxidation system (COS) VOC = $57,386/TON CO + VOC = $8,948/ton | Good combustion practices | 0.004 | LB/MMBTU | TEST PROTOCOL | BACT-PSD |  | N | 0 | N | 0 |  |  | 0 |  |  | 57386 | 0 | N | 2012 | Cost effectiveness information: The cost was estimated for a catalytic oxidation system (COS) VOC = $57,386/TON CO + VOC = $8,948/ton | Good combustion practices | 0.004 | LB/MMBTU | TEST PROTOCOL | BACT-PSD |  | N | 0 | N | 0 |  |  | 0 |  |  | 57386 | 0 | N | 2012 | Cost effectiveness information: The cost was estimated for a catalytic oxidation system (COS) VOC = $57,386/TON CO + VOC = $8,948/ton | Good combustion practices | 0.004 | LB/MMBTU | TEST PROTOCOL | BACT-PSD |  | N | 0 | N | 0 |  |  | 0 |  |  | 57386 | 0 | N | 2012 | Cost effectiveness information: The cost was estimated for a catalytic oxidation system (COS) VOC = $57,386/TON CO + VOC = $8,948/ton | Good combustion practices | 0.004 | LB/MMBTU | TEST PROTOCOL | BACT-PSD |  | N | 0 | N | 0 |  |  | 0 |  |  | 57386 | 0 | N | 2012 | Cost effectiveness information: The cost was estimated for a catalytic oxidation system (COS) VOC = $57,386/TON CO + VOC = $8,948/ton | Good combustion practices | 0.004 | LB/MMBTU | TEST PROTOCOL | BACT-PSD |  | N | 0 | N | 0 |  |  | 0 |  |  | 57386 | 0 | N | 2012 | Cost effectiveness information: The cost was estimated for a catalytic oxidation system (COS) VOC = $57,386/TON CO + VOC = $8,948/ton | Good combustion practices | 0.004 | LB/MMBTU | TEST PROTOCOL | BACT-PSD |  | N | 0 | N | 0 |  |  | 0 |  |  | 57386 | 0 | N | 2012 | Cost effectiveness information: The cost was estimated for a catalytic oxidation system (COS) VOC = $57,386/TON CO + VOC = $8,948/ton | Good combustion practices | 0.004 | LB/MMBTU | TEST PROTOCOL | BACT-PSD |  | N | 0 | N | 0 |  |  | 0 |  |  | 57386 | 0 | N | 2012 | Cost effectiveness information: The cost was estimated for a catalytic oxidation system (COS) VOC = $57,386/TON CO + VOC = $8,948/ton | Good combustion practices | 0.004 | LB/MMBTU | TEST PROTOCOL | BACT-PSD |  | N | 0 | N | 0 |  |  | 0 |  |  | 57386 | 0 | N | 2012 | Cost effectiveness information: The cost was estimated for a catalytic oxidation system (COS) VOC = $57,386/TON CO + VOC = $8,948/ton | Good combustion practices | 0.004 | LB/MMBTU | TEST PROTOCOL | BACT-PSD |  | N | 0 | N | 0 |  |  | 0 |  |  | 57386 | 0 | N | 2012 | Cost effectiveness information: The cost was estimated for a catalytic oxidation system (COS) VOC = $57,386/TON CO + VOC = $8,948/ton | Good combustion practices | 0.004 | LB/MMBTU | TEST PROTOCOL | BACT-PSD |  | N | 0 | N | 0 |  |  | 0 |  |  | 57386 | 0 | N | 2012 | Cost effectiveness information: The cost was estimated for a catalytic oxidation system (COS) VOC = $57,386/TON CO + VOC = $8,948/ton | Good combustion practices | 0.004 | LB/MMBTU | TEST PROTOCOL | BACT-PSD |  | N | 0 | N | 0 |  |  | 0 |  |  | 57386 | 0 | N | 2012 | Cost effectiveness information: The cost was estimated for a catalytic oxidation system (COS) VOC = $57,386/TON CO + VOC = $8,948/ton | Good combustion practices | 0.004 | LB/MMBTU | TEST PROTOCOL | BACT-PSD |  | N | 0 | N | 0 |  |  | 0 |  |  | 57386 | 0 | N | 2012 | Cost effectiveness information: The cost was estimated for a catalytic oxidation system (COS) VOC = $57,386/TON CO + VOC = $8,948/ton | Good combustion practices | 0.004 | LB/MMBTU | TEST PROTOCOL | BACT-PSD |  | N | 0 | N | 0 |  |  | 0 |  |  | 57386 | 0 | N | 2012 | Cost effectiveness information: The cost was estimated for a catalytic oxidation system (COS) VOC = $57,386/TON CO + VOC = $8,948/ton | Good combustion practices | 0.004 | LB/MMBTU | TEST PROTOCOL | BACT-PSD |  | N | 0 | N | 0 |  |  | 0 |  |  | 57386 | 0 | N | 2012 | Cost effectiveness information: The cost was estimated for a catalytic oxidation system (COS) VOC = $57,386/TON CO + VOC = $8,948/ton | Good combustion practices | 0.004 | LB/MMBTU | TEST PROTOCOL | BACT-PSD |  | N | 0 | N | 0 |  |  | 0 |  |  | 57386 | 0 | N | 2012 | Cost effectiveness information: The cost was estimated for a catalytic oxidation system (COS) VOC = $57,386/TON CO + VOC = $8,948/ton | Good combustion practices | 0.004 | LB/MMBTU | TEST PROTOCOL | BACT-PSD |  | N | 0 | N | 0 |  |  | 0 |  |  | 57386 | 0 | N | 2012 | Cost effectiveness information: The cost was estimated for a catalytic oxidation system (COS) VOC = $57,386/TON CO + VOC = $8,948/ton | Good combustion practices | 0.004 | LB/MMBTU | TEST PROTOCOL | BACT-PSD |  | N | 0 | N | 0 |  |  | 0 |  |  | 57386 | 0 | N | 2012 | Cost effectiveness information: The cost was estimated for a catalytic oxidation system (COS) VOC = $57,386/TON CO + VOC = $8,948/ton | Good combustion practices | 0.004 | LB/MMBTU | TEST PROTOCOL | BACT-PSD |  | N | 0 | N | 0 |  |  | 0 |  |  | 57386 | 0 | N | 2012 | Cost effectiveness information: The cost was estimated for a catalytic oxidation system (COS) VOC = $57,386/TON CO + VOC = $8,948/ton | Good combustion practices | 0.004 | LB/MMBTU | TEST PROTOCOL | BACT-PSD |  | N | 0 | N | 0 |  |  | 0 |  |  | 57386 | 0 | N | 2012 | Cost effectiveness information: The cost was estimated for a catalytic oxidation system (COS) VOC = $57,386/TON CO + VOC = $8,948/ton | Good combustion practices | 0.004 | LB/MMBTU | TEST PROTOCOL | BACT-PSD |  | N | 0 | N | 0 |  |  | 0 |  |  | 57386 | 0 | N | 2012 | Cost effectiveness information: The cost was estimated for a catalytic oxidation system (COS) VOC = $57,386/TON CO + VOC = $8,948/ton | Good combustion practices | 0.004 | LB/MMBTU | TEST PROTOCOL | BACT-PSD |  | N | 0 | N | 0 |  |  | 0 |  |  | 57386 | 0 | N | 2012 | Cost effectiveness information: The cost was estimated for a catalytic oxidation system (COS) VOC = $57,386/TON CO + VOC = $8,948/ton | Good combustion practices | 0.004 | LB/MMBTU | TEST PROTOCOL | BACT-PSD |  | N | 0 | N | 0 |  |  | 0 |  |  | 57386 | 0 | N | 2012 | Cost effectiveness information: The cost was estimated for a catalytic oxidation system (COS) VOC = $57,386/TON CO + VOC = $8,948/ton | Good combustion practices | 0.004 | LB/MMBTU | TEST PROTOCOL | BACT-PSD |  | N | 0 | N | 0 |  |  | 0 |  |  | 57386 | 0 | N | 2012 | Cost effectiveness information: The cost was estimated for a catalytic oxidation system (COS) VOC = $57,386/TON CO + VOC = $8,948/ton | Good combustion practices | 0.004 | LB/MMBTU | TEST PROTOCOL | BACT-PSD |  | N | 0 | N | 0 |  |  | 0 |  |  | 57386 | 0 | N | 2012 | Cost effectiveness information: The cost was estimated for a catalytic oxidation system (COS) VOC = $57,386/TON CO + VOC = $8,948/ton | Good combustion practices | 0.004 | LB/MMBTU | TEST PROTOCOL | BACT-PSD |  | N | 0 | N | 0 |  |  | 0 |  |  | 57386 | 0 | N | 2012 | Cost effectiveness information: The cost was estimated for a catalytic oxidation system (COS) VOC = $57,386/TON CO + VOC = $8,948/ton | Good combustion practices | 0.004 | LB/MMBTU | TEST PROTOCOL | BACT-PSD |  | N | 0 | N | 0 |  |  | 0 |  |  | 57386 | 0 | N | 2012 | Cost effectiveness information: The cost was estimated for a catalytic oxidation system (COS) VOC = $57,386/TON CO + VOC = $8,948/ton | Good combustion practices | 0.004 | LB/MMBTU | TEST PROTOCOL | BACT-PSD |  | N | 0 | N | 0 |  |  | 0 |  |  | 57386 | 0 | N | 2012 | Cost effectiveness information: The cost was estimated for a catalytic oxidation system (COS) VOC = $57,386/TON CO + VOC = $8,948/ton | Good combustion practices | 0.004 | LB/MMBTU | TEST PROTOCOL | BACT-PSD |  | N | 0 | N | 0 |  |  | 0 |  |  | 57386 | 0 | N | 2012 | Cost effectiveness information: The cost was estimated for a catalytic oxidation system (COS) VOC = $57,386/TON CO + VOC = $8,948/ton | Good combustion practices | 0.004 | LB/MMBTU | TEST PROTOCOL | BACT-PSD |  | N | 0 | N | 0 |  |  | 0 |  |  | 57386 | 0 | N | 2012 | Cost effectiveness information: The cost was estimated for a catalytic oxidation system (COS) VOC = $57,386/TON CO + VOC = $8,948/ton | Good combustion practices | 0.004 | LB/MMBTU | TEST PROTOCOL | BACT-PSD |  | N | 0 | N | 0 |  |  | 0 |  |  | 57386 | 0 | N | 2012 | Cost effectiveness information: The cost was estimated for a catalytic oxidation system (COS) VOC = $57,386/TON CO + VOC = $8,948/ton | Good combustion practices | 0.004 | LB/MMBTU | TEST PROTOCOL | BACT-PSD |  | N | 0 | N | 0 |  |  | 0 |  |  | 57386 | 0 | N | 2012 | Cost effectiveness information: The cost was estimated for a catalytic oxidation system (COS) VOC = $57,386/TON CO + VOC = $8,948/ton | Good combustion practices | 0.004 | LB/MMBTU | TEST PROTOCOL | BACT-PSD |  | N | 0 | N | 0 |  |  | 0 |  |  | 57386 | 0 | N | 2012 | Cost effectiveness information: The cost was estimated for a catalytic oxidation system (COS) VOC = $57,386/TON CO + VOC = $8,948/ton | Good combustion practices | 0.004 | LB/MMBTU | TEST PROTOCOL | BACT-PSD |  | N | 0 | N | 0 |  |  | 0 |  |  | 57386 | 0 | N | 2012 | Cost effectiveness information: The cost was estimated for a catalytic oxidation system (COS) VOC = $57,386/TON CO + VOC = $8,948/ton | Good combustion practices | 0.004 | LB/MMBTU | TEST PROTOCOL | BACT-PSD |  | N | 0 | N | 0 |  |  | 0 |  |  | 57386 | 0 | N | 2012 | Cost effectiveness information: The cost was estimated for a catalytic oxidation system (COS) VOC = $57,386/TON CO + VOC = $8,948/ton | Good combustion practices | 0.004 | LB/MMBTU | TEST PROTOCOL | BACT-PSD |  | N | 0 | N | 0 |  |  | 0 |  |  | 57386 | 0 | N | 2012 | Cost effectiveness information: The cost was estimated for a catalytic oxidation system (COS) VOC = $57,386/TON CO + VOC = $8,948/ton | Good combustion practices | 0.004 | LB/MMBTU | TEST PROTOCOL | BACT-PSD |  | N | 0 | N | 0 |  |  | 0 |  |  | 57386 | 0 | N | 2012 | Cost effectiveness information: The cost was estimated for a catalytic oxidation system (COS) VOC = $57,386/TON CO + VOC = $8,948/ton | Good combustion practices | 0.004 | LB/MMBTU | TEST PROTOCOL | BACT-PSD |  | N | 0 | N | 0 |  |  | 0 |  |  | 57386 | 0 | N | 2012 | Cost effectiveness information: The cost was estimated for a catalytic oxidation system (COS) VOC = $57,386/TON CO + VOC = $8,948/ton | Good combustion practices | 0.004 | LB/MMBTU | TEST PROTOCOL | BACT-PSD |  | N | 0 | N | 0 |  |  | 0 |  |  | 57386 | 0 | N | 2012 | Cost effectiveness information: The cost was estimated for a catalytic oxidation system (COS) VOC = $57,386/TON CO + VOC = $8,948/ton | Good combustion practices | 0.004 | LB/MMBTU | TEST PROTOCOL | BACT-PSD |  | N | 0 | N | 0 |  |  | 0 |  |  | 57386 | 0 | N | 2012 | Cost effectiveness information: The cost was estimated for a catalytic oxidation system (COS) VOC = $57,386/TON CO + VOC = $8,948/ton | Good combustion practices | 0.004 | LB/MMBTU | TEST PROTOCOL | BACT-PSD |  | N | 0 | N | 0 |  |  | 0 |  |  | 57386 | 0 | N | 2012 | Cost effectiveness information: The cost was estimated for a catalytic oxidation system (COS) VOC = $57,386/TON CO + VOC = $8,948/ton | Good combustion practices | 0.004 | LB/MMBTU | TEST PROTOCOL | BACT-PSD |  | N | 0 | N | 0 |  |  | 0 |  |  | 57386 | 0 | N | 2012 | Cost effectiveness information: The cost was estimated for a catalytic oxidation system (COS) VOC = $57,386/TON CO + VOC = $8,948/ton | Good combustion practices | 0.004 | LB/MMBTU | TEST PROTOCOL | BACT-PSD |  | N | 0 | N | 0 |  |  | 0 |  |  | 57386 | 0 | N | 2012 | Cost effectiveness information: The cost was estimated for a catalytic oxidation system (COS) VOC = $57,386/TON CO + VOC = $8,948/ton | Good combustion practices | 0.004 | LB/MMBTU | TEST PROTOCOL | BACT-PSD |  | N | 0 | N | 0 |  |  | 0 |  |  | 57386 | 0 | N | 2012 | Cost effectiveness information: The cost was estimated for a catalytic oxidation system (COS) VOC = $57,386/TON CO + VOC = $8,948/ton | Good combustion practices | 0.004 | LB/MMBTU | TEST PROTOCOL | BACT-PSD |  | N | 0 | N | 0 |  |  | 0 |  |  | 57386 | 0 | N | 2012 | Cost effectiveness information: The cost was estimated for a catalytic oxidation system (COS) VOC = $57,386/TON CO + VOC = $8,948/ton | Good combustion practices | 0.004 | LB/MMBTU | TEST PROTOCOL | BACT-PSD |  | N | 0 | N | 0 |  |  | 0 |  |  | 57386 | 0 | N | 2012 | Cost effectiveness information: The cost was estimated for a catalytic oxidation system (COS) VOC = $57,386/TON CO + VOC = $8,948/ton | Good combustion practices | 0.004 | LB/MMBTU | TEST PROTOCOL | BACT-PSD |  | N | 0 | N | 0 |  |  | 0 |  |  | 57386 | 0 | N | 2012 | Cost effectiveness information: The cost was estimated for a catalytic oxidation system (COS) VOC = $57,386/TON CO + VOC = $8,948/ton | Good combustion practices | 0.004 | LB/MMBTU | TEST PROTOCOL | BACT-PSD |  | N | 0 | N | 0 |  |  | 0 |  |  | 57386 | 0 | N | 2012 | Cost effectiveness information: The cost was estimated for a catalytic oxidation system (COS) VOC = $57,386/TON CO + VOC = $8,948/ton | Good combustion practices | 0.004 | LB/MMBTU | TEST PROTOCOL | BACT-PSD |  | N | 0 | N | 0 |  |  | 0 |  |  | 57386 | 0 | N | 2012 | Cost effectiveness information: The cost was estimated for a catalytic oxidation system (COS) VOC = $57,386/TON CO + VOC = $8,948/ton | Good combustion practices | 0.004 | LB/MMBTU | TEST PROTOCOL | BACT-PSD |  | N | 0 | N | 0 |  |  | 0 |  |  | 57386 | 0 | N | 2012 | Cost effectiveness information: The cost was estimated for a catalytic oxidation system (COS) VOC = $57,386/TON CO + VOC = $8,948/ton | Good combustion practices | 0.004 | LB/MMBTU | TEST PROTOCOL | BACT-PSD |  | N | 0 | N | 0 |  |  | 0 |  |  | 57386 | 0 | N | 2012 | Cost effectiveness information: The cost was estimated for a catalytic oxidation system (COS) VOC = $57,386/TON CO + VOC = $8,948/ton | Good combustion practices | 0.004 | LB/MMBTU | TEST PROTOCOL | BACT-PSD |  | N | 0 | N | 0 |  |  | 0 |  |  | 57386 | 0 | N | 2012 | Cost effectiveness information: The cost was estimated for a catalytic oxidation system (COS) VOC = $57,386/TON CO + VOC = $8,948/ton | Good combustion practices | 0.004 | LB/MMBTU | TEST PROTOCOL | BACT-PSD |  | N | 0 | N | 0 |  |  | 0 |  |  | 57386 | 0 | N | 2012 | Cost effectiveness information: The cost was estimated for a catalytic oxidation system (COS) VOC = $57,386/TON CO + VOC = $8,948/ton | Good combustion practices | 0.004 | LB/MMBTU | TEST PROTOCOL | BACT-PSD |  | N | 0 | N | 0 |  |  | 0 |  |  | 57386 | 0 | N | 2012 | Cost effectiveness information: The cost was estimated for a catalytic oxidation system (COS) VOC = $57,386/TON CO + VOC = $8,948/ton | Good combustion practices | 0.004 | LB/MMBTU | TEST PROTOCOL | BACT-PSD |  | N | 0 | N | 0 |  |  | 0 |  |  | 57386 | 0 | N | 2012 | Cost effectiveness information: The cost was estimated for a catalytic oxidation system (COS) VOC = $57,386/TON CO + VOC = $8,948/ton | Good combustion practices | 0.004 | LB/MMBTU | TEST PROTOCOL | BACT-PSD |  | N | 0 | N | 0 |  |  | 0 |  |  | 57386 | 0 | N | 2012 | Cost effectiveness information: The cost was estimated for a catalytic oxidation system (COS) VOC = $57,386/TON CO + VOC = $8,948/ton | Good combustion practices | 0.004 | LB/MMBTU | TEST PROTOCOL | BACT-PSD |  | N | 0 | N | 0 |  |  | 0 |  |  | 57386 | 0 | N | 2012 | Cost effectiveness information: The cost was estimated for a catalytic oxidation system (COS) VOC = $57,386/TON CO + VOC = $8,948/ton | Good combustion practices | 0.004 | LB/MMBTU | TEST PROTOCOL | BACT-PSD |  | N | 0 | N | 0 |  |  | 0 |  |  | 57386 | 0 | N | 2012 | Cost effectiveness information: The cost was estimated for a catalytic oxidation system (COS) VOC = $57,386/TON CO + VOC = $8,948/ton | Good combustion practices | 0.004 | LB/MMBTU | TEST PROTOCOL | BACT-PSD |  | N | 0 | N | 0 |  |  | 0 |  |  | 57386 | 0 | N | 2012 | Cost effectiveness information: The cost was estimated for a catalytic oxidation system (COS) VOC = $57,386/TON CO + VOC = $8,948/ton | Good combustion practices | 0.004 | LB/MMBTU | TEST PROTOCOL | BACT-PSD |  | N | 0 | N | 0 |  |  | 0 |  |  | 57386 | 0 | N | 2012 | Cost effectiveness information: The cost was estimated for a catalytic oxidation system (COS) VOC = $57,386/TON CO + VOC = $8,948/ton | Good combustion practices | 0.004 | LB/MMBTU | TEST PROTOCOL | BACT-PSD |  | N | 0 | N | 0 |  |  | 0 |  |  | 57386 | 0 | N | 2012 | Cost effectiveness information: The cost was estimated for a catalytic oxidation system (COS) VOC = $57,386/TON CO + VOC = $8,948/ton | Good combustion practices | 0.004 | LB/MMBTU | TEST PROTOCOL | BACT-PSD |  | N | 0 | N | 0 |  |  | 0 |  |  | 57386 | 0 | N | 2012 | Cost effectiveness information: The cost was estimated for a catalytic oxidation system (COS) VOC = $57,386/TON CO + VOC = $8,948/ton | Good combustion practices | 0.004 | LB/MMBTU | TEST PROTOCOL | BACT-PSD |  | N | 0 | N | 0 |  |  | 0 |  |  | 57386 | 0 | N | 2012 | Cost effectiveness information: The cost was estimated for a catalytic oxidation system (COS) VOC = $57,386/TON CO + VOC = $8,948/ton | Good combustion practices | 0.004 | LB/MMBTU | TEST PROTOCOL | BACT-PSD |  | N | 0 | N | 0 |  |  | 0 |  |  | 57386 | 0 | N | 2012 | Cost effectiveness information: The cost was estimated for a catalytic oxidation system (COS) VOC = $57,386/TON CO + VOC = $8,948/ton | Good combustion practices | 0.004 | LB/MMBTU | TEST PROTOCOL | BACT-PSD |  | N | 0 | N | 0 |  |  | 0 |  |  | 57386 | 0 | N | 2012 | Cost effectiveness information: The cost was estimated for a catalytic oxidation system (COS) VOC = $57,386/TON CO + VOC = $8,948/ton | Good combustion practices | 0.004 | LB/MMBTU | TEST PROTOCOL | BACT-PSD |  | N | 0 | N | 0 |  |  | 0 |  |  | 57386 | 0 | N | 2012 | Cost effectiveness information: The cost was estimated for a catalytic oxidation system (COS) VOC = $57,386/TON CO + VOC = $8,948/ton | Good combustion practices | 0.004 | LB/MMBTU | TEST PROTOCOL | BACT-PSD |  | N | 0 | N | 0 |  |  | 0 |  |  | 57386 | 0 | N | 2012 | Cost effectiveness information: The cost was estimated for a catalytic oxidation system (COS) VOC = $57,386/TON CO + VOC = $8,948/ton | Good combustion practices | 0.004 | LB/MMBTU | TEST PROTOCOL | BACT-PSD |  | N | 0 | N | 0 |  |  | 0 |  |  | 57386 | 0 | N | 2012 | Cost effectiveness information: The cost was estimated for a catalytic oxidation system (COS) VOC = $57,386/TON CO + VOC = $8,948/ton | Good combustion practices | 0.004 | LB/MMBTU | TEST PROTOCOL | BACT-PSD |  | N | 0 | N | 0 |  |  | 0 |  |  | 57386 | 0 | N | 2012 | Cost effectiveness information: The cost was estimated for a catalytic oxidation system (COS) VOC = $57,386/TON CO + VOC = $8,948/ton | Good combustion practices | 0.004 | LB/MMBTU | TEST PROTOCOL | BACT-PSD |  | N | 0 | N | 0 |  |  | 0 |  |  | 57386 | 0 | N | 2012 | Cost effectiveness information: The cost was estimated for a catalytic oxidation system (COS) VOC = $57,386/TON CO + VOC = $8,948/ton | Good combustion practices | 0.004 | LB/MMBTU | TEST PROTOCOL | BACT-PSD |  | N | 0 | N | 0 |  |  | 0 |  |  | 57386 | 0 | N | 2012 | Cost effectiveness information: The cost was estimated for a catalytic oxidation system (COS) VOC = $57,386/TON CO + VOC = $8,948/ton | Good combustion practices | 0.004 | LB/MMBTU | TEST PROTOCOL | BACT-PSD |  | N | 0 | N | 0 |  |  | 0 |  |  | 57386 | 0 | N | 2012 | Cost effectiveness information: The cost was estimated for a catalytic oxidation system (COS) VOC = $57,386/TON CO + VOC = $8,948/ton | Good combustion practices | 0.004 | LB/MMBTU | TEST PROTOCOL | BACT-PSD |  | N | 0 | N | 0 |  |  | 0 |  |  | 57386 | 0 | N | 2012 | Cost effectiveness information: The cost was estimated for a catalytic oxidation system (COS) VOC = $57,386/TON CO + VOC = $8,948/ton | Good combustion practices | 0.004 | LB/MMBTU | TEST PROTOCOL | BACT-PSD |  | N | 0 | N | 0 |  |  | 0 |  |  | 57386 | 0 | N | 2012 | Cost effectiveness information: The cost was estimated for a catalytic oxidation system (COS) VOC = $57,386/TON CO + VOC = $8,948/ton | Good combustion practices | 0.004 | LB/MMBTU | TEST PROTOCOL | BACT-PSD |  | N | 0 | N | 0 |  |  | 0 |  |  | 57386 | 0 | N | 2012 | Cost effectiveness information: The cost was estimated for a catalytic oxidation system (COS) VOC = $57,386/TON CO + VOC = $8,948/ton | Good combustion practices | 0.004 | LB/MMBTU | TEST PROTOCOL | BACT-PSD |  | N | 0 | N | 0 |  |  | 0 |  |  | 57386 | 0 | N | 2012 | Cost effectiveness information: The cost was estimated for a catalytic oxidation system (COS) VOC = $57,386/TON CO + VOC = $8,948/ton | Good combustion practices | 0.004 | LB/MMBTU | TEST PROTOCOL | BACT-PSD |  | N | 0 | N | 0 |  |  | 0 |  |  | 57386 | 0 | N | 2012 | Cost effectiveness information: The cost was estimated for a catalytic oxidation system (COS) VOC = $57,386/TON CO + VOC = $8,948/ton | Good combustion practices | 0.004 | LB/MMBTU | TEST PROTOCOL | BACT-PSD |  | N | 0 | N | 0 |  |  | 0 |  |  | 57386 | 0 | N | 2012 | Cost effectiveness information: The cost was estimated for a catalytic oxidation system (COS) VOC = $57,386/TON CO + VOC = $8,948/ton | Good combustion practices | 0.004 | LB/MMBTU | TEST PROTOCOL | BACT-PSD |  | N | 0 | N | 0 |  |  | 0 |  |  | 57386 | 0 | N | 2012 | Cost effectiveness information: The cost was estimated for a catalytic oxidation system (COS) VOC = $57,386/TON CO + VOC = $8,948/ton | Good combustion practices | 0.004 | LB/MMBTU | TEST PROTOCOL | BACT-PSD |  | N | 0 | N | 0 |  |  | 0 |  |  | 57386 | 0 | N | 2012 | Cost effectiveness information: The cost was estimated for a catalytic oxidation system (COS) VOC = $57,386/TON CO + VOC = $8,948/ton | Good combustion practices | 0.004 | LB/MMBTU | TEST PROTOCOL | BACT-PSD |  | N | 0 | N | 0 |  |  | 0 |  |  | 57386 | 0 | N | 2012 | Cost effectiveness information: The cost was estimated for a catalytic oxidation system (COS) VOC = $57,386/TON CO + VOC = $8,948/ton | Good combustion practices | 0.004 | LB/MMBTU | TEST PROTOCOL | BACT-PSD |  | N | 0 | N | 0 |  |  | 0 |  |  | 57386 | 0 | N | 2012 | Cost effectiveness information: The cost was estimated for a catalytic oxidation system (COS) VOC = $57,386/TON CO + VOC = $8,948/ton | Good combustion practices | 0.004 | LB/MMBTU | TEST PROTOCOL | BACT-PSD |  | N | 0 | N | 0 |  |  | 0 |  |  | 57386 | 0 | N | 2012 | Cost effectiveness information: The cost was estimated for a catalytic oxidation system (COS) VOC = $57,386/TON CO + VOC = $8,948/ton | Good combustion practices | 0.004 | LB/MMBTU | TEST PROTOCOL | BACT-PSD |  | N | 0 | N | 0 |  |  | 0 |  |  | 57386 | 0 | N | 2012 | Cost effectiveness information: The cost was estimated for a catalytic oxidation system (COS) VOC = $57,386/TON CO + VOC = $8,948/ton | Good combustion practices | 0.004 | LB/MMBTU | TEST PROTOCOL | BACT-PSD |  | N | 0 | N | 0 |  |  | 0 |  |  | 57386 | 0 | N | 2012 | Cost effectiveness information: The cost was estimated for a catalytic oxidation system (COS) VOC = $57,386/TON CO + VOC = $8,948/ton | Good combustion practices | 0.004 | LB/MMBTU | TEST PROTOCOL | BACT-PSD |  | N | 0 | N | 0 |  |  | 0 |  |  | 57386 | 0 | N | 2012 | Cost effectiveness information: The cost was estimated for a catalytic oxidation system (COS) VOC = $57,386/TON CO + VOC = $8,948/ton | Good combustion practices | 0.004 | LB/MMBTU | TEST PROTOCOL | BACT-PSD |  | N | 0 | N | 0 |  |  | 0 |  |  | 57386 | 0 | N | 2012 | Cost effectiveness information: The cost was estimated for a catalytic oxidation system (COS) VOC = $57,386/TON CO + VOC = $8,948/ton | Good combustion practices | 0.004 | LB/MMBTU | TEST PROTOCOL | BACT-PSD |  | N | 0 | N | 0 |  |  | 0 |  |  | 57386 | 0 | N | 2012 | Cost effectiveness information: The cost was estimated for a catalytic oxidation system (COS) VOC = $57,386/TON CO + VOC = $8,948/ton | Good combustion practices | 0.004 | LB/MMBTU | TEST PROTOCOL | BACT-PSD |  | N | 0 | N | 0 |  |  | 0 |  |  | 57386 | 0 | N | 2012 | Cost effectiveness information: The cost was estimated for a catalytic oxidation system (COS) VOC = $57,386/TON CO + VOC = $8,948/ton | Good combustion practices | 0.004 | LB/MMBTU | TEST PROTOCOL | BACT-PSD |  | N | 0 | N | 0 |  |  | 0 |  |  | 57386 | 0 | N | 2012 | Cost effectiveness information: The cost was estimated for a catalytic oxidation system (COS) VOC = $57,386/TON CO + VOC = $8,948/ton | Good combustion practices | 0.004 | LB/MMBTU | TEST PROTOCOL | BACT-PSD |  | N | 0 | N | 0 |  |  | 0 |  |  | 57386 | 0 | N | 2012 | Cost effectiveness information: The cost was estimated for a catalytic oxidation system (COS) VOC = $57,386/TON CO + VOC = $8,948/ton | Good combustion practices | 0.004 | LB/MMBTU | TEST PROTOCOL | BACT-PSD |  | N | 0 | N | 0 |  |  | 0 |  |  | 57386 | 0 | N | 2012 | Cost effectiveness information: The cost was estimated for a catalytic oxidation system (COS) VOC = $57,386/TON CO + VOC = $8,948/ton | Good combustion practices | 0.004 | LB/MMBTU | TEST PROTOCOL | BACT-PSD |  | N | 0 | N | 0 |  |  | 0 |  |  | 57386 | 0 | N | 2012 | Cost effectiveness information: The cost was estimated for a catalytic oxidation system (COS) VOC = $57,386/TON CO + VOC = $8,948/ton | Good combustion practices | 0.004 | LB/MMBTU | TEST PROTOCOL | BACT-PSD |  | N | 0 | N | 0 |  |  | 0 |  |  | 57386 | 0 | N | 2012 | Cost effectiveness information: The cost was estimated for a catalytic oxidation system (COS) VOC = $57,386/TON CO + VOC = $8,948/ton | Good combustion practices | 0.004 | LB/MMBTU | TEST PROTOCOL | BACT-PSD |  | N | 0 | N | 0 |  |  | 0 |  |  | 57386 | 0 | N | 2012 | Cost effectiveness information: The cost was estimated for a catalytic oxidation system (COS) VOC = $57,386/TON CO + VOC = $8,948/ton | Good combustion practices | 0.004 | LB/MMBTU | TEST PROTOCOL | BACT-PSD |  | N | 0 | N | 0 |  |  | 0 |  |  | 57386 | 0 | N | 2012 | Cost effectiveness information: The cost was estimated for a catalytic oxidation system (COS) VOC = $57,386/TON CO + VOC = $8,948/ton | Good combustion practices | 0.004 | LB/MMBTU | TEST PROTOCOL | BACT-PSD |  | N | 0 | N | 0 |  |  | 0 |  |  | 57386 | 0 | N | 2012 | Cost effectiveness information: The cost was estimated for a catalytic oxidation system (COS) VOC = $57,386/TON CO + VOC = $8,948/ton | Good combustion practices | 0.004 | LB/MMBTU | TEST PROTOCOL | BACT-PSD |  | N | 0 | N | 0 |  |  | 0 |  |  | 57386 | 0 | N | 2012 | Cost effectiveness information: The cost was estimated for a catalytic oxidation system (COS) VOC = $57,386/TON CO + VOC = $8,948/ton | Good combustion practices | 0.004 | LB/MMBTU | TEST PROTOCOL | BACT-PSD |  | N | 0 | N | 0 |  |  | 0 |  |  | 57386 | 0 | N | 2012 | Cost effectiveness information: The cost was estimated for a catalytic oxidation system (COS) VOC = $57,386/TON CO + VOC = $8,948/ton | Good combustion practices | 0.004 | LB/MMBTU | TEST PROTOCOL | BACT-PSD |  | N | 0 | N | 0 |  |  | 0 |  |  | 57386 | 0 | N | 2012 | Cost effectiveness information: The cost was estimated for a catalytic oxidation system (COS) VOC = $57,386/TON CO + VOC = $8,948/ton | Good combustion practices | 0.004 | LB/MMBTU | TEST PROTOCOL | BACT-PSD |  | N | 0 | N | 0 |  |  | 0 |  |  | 57386 | 0 | N | 2012 | Cost effectiveness information: The cost was estimated for a catalytic oxidation system (COS) VOC = $57,386/TON CO + VOC = $8,948/ton | Good combustion practices | 0.004 | LB/MMBTU | TEST PROTOCOL | BACT-PSD |  | N | 0 | N | 0 |  |  | 0 |  |  | 57386 | 0 | N | 2012 | Cost effectiveness information: The cost was estimated for a catalytic oxidation system (COS) VOC = $57,386/TON CO + VOC = $8,948/ton | Good combustion practices | 0.004 | LB/MMBTU | TEST PROTOCOL | BACT-PSD |  | N | 0 | N | 0 |  |  | 0 |  |  | 57386 | 0 | N | 2012 | Cost effectiveness information: The cost was estimated for a catalytic oxidation system (COS) VOC = $57,386/TON CO + VOC = $8,948/ton | Good combustion practices | 0.004 | LB/MMBTU | TEST PROTOCOL | BACT-PSD |  | N | 0 | N | 0 |  |  | 0 |  |  | 57386 | 0 | N | 2012 | Cost effectiveness information: The cost was estimated for a catalytic oxidation system (COS) VOC = $57,386/TON CO + VOC = $8,948/ton | Good combustion practices | 0.004 | LB/MMBTU | TEST PROTOCOL | BACT-PSD |  | N | 0 | N | 0 |  |  | 0 |  |  | 57386 | 0 | N | 2012 | Cost effectiveness information: The cost was estimated for a catalytic oxidation system (COS) VOC = $57,386/TON CO + VOC = $8,948/ton | Good combustion practices | 0.004 | LB/MMBTU | TEST PROTOCOL | BACT-PSD |  | N | 0 | N | 0 |  |  | 0 |  |  | 57386 | 0 | N | 2012 | Cost effectiveness information: The cost was estimated for a catalytic oxidation system (COS) VOC = $57,386/TON CO + VOC = $8,948/ton | Good combustion practices | 0.004 | LB/MMBTU | TEST PROTOCOL | BACT-PSD |  | N | 0 | N | 0 |  |  | 0 |  |  | 57386 | 0 | N | 2012 | Cost effectiveness information: The cost was estimated for a catalytic oxidation system (COS) VOC = $57,386/TON CO + VOC = $8,948/ton | Good combustion practices | 0.004 | LB/MMBTU | TEST PROTOCOL | BACT-PSD |  | N | 0 | N | 0 |  |  | 0 |  |  | 57386 | 0 | N | 2012 | Cost effectiveness information: The cost was estimated for a catalytic oxidation system (COS) VOC = $57,386/TON CO + VOC = $8,948/ton | Good combustion practices | 0.004 | LB/MMBTU | TEST PROTOCOL | BACT-PSD |  | N | 0 | N | 0 |  |  | 0 |  |  | 57386 | 0 | N | 2012 | Cost effectiveness information: The cost was estimated for a catalytic oxidation system (COS) VOC = $57,386/TON CO + VOC = $8,948/ton | Good combustion practices | 0.004 | LB/MMBTU | TEST PROTOCOL | BACT-PSD |  | N | 0 | N | 0 |  |  | 0 |  |  | 57386 | 0 | N | 2012 | Cost effectiveness information: The cost was estimated for a catalytic oxidation system (COS) VOC = $57,386/TON CO + VOC = $8,948/ton | Good combustion practices | 0.004 | LB/MMBTU | TEST PROTOCOL | BACT-PSD |  | N | 0 | N | 0 |  |  | 0 |  |  | 57386 | 0 | N | 2012 | Cost effectiveness information: The cost was estimated for a catalytic oxidation system (COS) VOC = $57,386/TON CO + VOC = $8,948/ton | Good combustion practices | 0.004 | LB/MMBTU | TEST PROTOCOL | BACT-PSD |  | N | 0 | N | 0 |  |  | 0 |  |  | 57386 | 0 | N | 2012 | Cost effectiveness information: The cost was estimated for a catalytic oxidation system (COS) VOC = $57,386/TON CO + VOC = $8,948/ton | Good combustion practices | 0.004 | LB/MMBTU | TEST PROTOCOL | BACT-PSD |  | N | 0 | N | 0 |  |  | 0 |  |  | 57386 | 0 | N | 2012 | Cost effectiveness information: The cost was estimated for a catalytic oxidation system (COS) VOC = $57,386/TON CO + VOC = $8,948/ton | Good combustion practices | 0.004 | LB/MMBTU | TEST PROTOCOL | BACT-PSD |  | N | 0 | N | 0 |  |  | 0 |  |  | 57386 | 0 | N | 2012 | Cost effectiveness information: The cost was estimated for a catalytic oxidation system (COS) VOC = $57,386/TON CO + VOC = $8,948/ton | Good combustion practices | 0.004 | LB/MMBTU | TEST PROTOCOL | BACT-PSD |  | N | 0 | N | 0 |  |  | 0 |  |  | 57386 | 0 | N | 2012 | Cost effectiveness information: The cost was estimated for a catalytic oxidation system (COS) VOC = $57,386/TON CO + VOC = $8,948/ton | Good combustion practices | 0.004 | LB/MMBTU | TEST PROTOCOL | BACT-PSD |  | N | 0 | N | 0 |  |  | 0 |  |  | 57386 | 0 | N | 2012 | Cost effectiveness information: The cost was estimated for a catalytic oxidation system (COS) VOC = $57,386/TON CO + VOC = $8,948/ton | Good combustion practices | 0.004 | LB/MMBTU | TEST PROTOCOL | BACT-PSD |  | N | 0 | N | 0 |  |  | 0 |  |  | 57386 | 0 | N | 2012 | Cost effectiveness information: The cost was estimated for a catalytic oxidation system (COS) VOC = $57,386/TON CO + VOC = $8,948/ton | Good combustion practices | 0.004 | LB/MMBTU | TEST PROTOCOL | BACT-PSD |  | N | 0 | N | 0 |  |  | 0 |  |  | 57386 | 0 | N | 2012 | Cost effectiveness information: The cost was estimated for a catalytic oxidation system (COS) VOC = $57,386/TON CO + VOC = $8,948/ton | Good combustion practices | 0.004 | LB/MMBTU | TEST PROTOCOL | BACT-PSD |  | N | 0 | N | 0 |  |  | 0 |  |  | 57386 | 0 | N | 2012 | Cost effectiveness information: The cost was estimated for a catalytic oxidation system (COS) VOC = $57,386/TON CO + VOC = $8,948/ton | Good combustion practices | 0.004 | LB/MMBTU | TEST PROTOCOL | BACT-PSD |  | N | 0 | N | 0 |  |  | 0 |  |  | 57386 | 0 | N | 2012 | Cost effectiveness information: The cost was estimated for a catalytic oxidation system (COS) VOC = $57,386/TON CO + VOC = $8,948/ton | Good combustion practices | 0.004 | LB/MMBTU | TEST PROTOCOL | BACT-PSD |  | N | 0 | N | 0 |  |  | 0 |  |  | 57386 | 0 | N | 2012 | Cost effectiveness information: The cost was estimated for a catalytic oxidation system (COS) VOC = $57,386/TON CO + VOC = $8,948/ton | Good combustion practices | 0.004 | LB/MMBTU | TEST PROTOCOL | BACT-PSD |  | N | 0 | N | 0 |  |  | 0 |  |  | 57386 | 0 | N | 2012 | Cost effectiveness information: The cost was estimated for a catalytic oxidation system (COS) VOC = $57,386/TON CO + VOC = $8,948/ton | Good combustion practices | 0.004 | LB/MMBTU | TEST PROTOCOL | BACT-PSD |  | N | 0 | N | 0 |  |  | 0 |  |  | 57386 | 0 | N | 2012 | Cost effectiveness information: The cost was estimated for a catalytic oxidation system (COS) VOC = $57,386/TON CO + VOC = $8,948/ton | Good combustion practices | 0.004 | LB/MMBTU | TEST PROTOCOL | BACT-PSD |  | N | 0 | N | 0 |  |  | 0 |  |  | 57386 | 0 | N | 2012 | Cost effectiveness information: The cost was estimated for a catalytic oxidation system (COS) VOC = $57,386/TON CO + VOC = $8,948/ton | Good combustion practices | 0.004 | LB/MMBTU | TEST PROTOCOL | BACT-PSD |  | N | 0 | N | 0 |  |  | 0 |  |  | 57386 | 0 | N | 2012 | Cost effectiveness information: The cost was estimated for a catalytic oxidation system (COS) VOC = $57,386/TON CO + VOC = $8,948/ton | Good combustion practices | 0.004 | LB/MMBTU | TEST PROTOCOL | BACT-PSD |  | N | 0 | N | 0 |  |  | 0 |  |  | 57386 | 0 | N | 2012 | Cost effectiveness information: The cost was estimated for a catalytic oxidation system (COS) VOC = $57,386/TON CO + VOC = $8,948/ton | Good combustion practices | 0.004 | LB/MMBTU | TEST PROTOCOL | BACT-PSD |  | N | 0 | N | 0 |  |  | 0 |  |  | 57386 | 0 | N | 2012 | Cost effectiveness information: The cost was estimated for a catalytic oxidation system (COS) VOC = $57,386/TON CO + VOC = $8,948/ton | Good combustion practices | 0.004 | LB/MMBTU | TEST PROTOCOL | BACT-PSD |  | N | 0 | N | 0 |  |  | 0 |  |  | 57386 | 0 | N | 2012 | Cost effectiveness information: The cost was estimated for a catalytic oxidation system (COS) VOC = $57,386/TON CO + VOC = $8,948/ton | Good combustion practices | 0.004 | LB/MMBTU | TEST PROTOCOL | BACT-PSD |  | N | 0 | N | 0 |  |  | 0 |  |  | 57386 | 0 | N | 2012 | Cost effectiveness information: The cost was estimated for a catalytic oxidation system (COS) VOC = $57,386/TON CO + VOC = $8,948/ton | Good combustion practices | 0.004 | LB/MMBTU | TEST PROTOCOL | BACT-PSD |  | N | 0 | N | 0 |  |  | 0 |  |  | 57386 | 0 | N | 2012 | Cost effectiveness information: The cost was estimated for a catalytic oxidation system (COS) VOC = $57,386/TON CO + VOC = $8,948/ton | Good combustion practices | 0.004 | LB/MMBTU | TEST PROTOCOL | BACT-PSD |  | N | 0 | N | 0 |  |  | 0 |  |  | 57386 | 0 | N | 2012 | Cost effectiveness information: The cost was estimated for a catalytic oxidation system (COS) VOC = $57,386/TON CO + VOC = $8,948/ton | Good combustion practices | 0.004 | LB/MMBTU | TEST PROTOCOL | BACT-PSD |  | N | 0 | N | 0 |  |  | 0 |  |  | 57386 | 0 | N | 2012 | Cost effectiveness information: The cost was estimated for a catalytic oxidation system (COS) VOC = $57,386/TON CO + VOC = $8,948/ton | Good combustion practices | 0.004 | LB/MMBTU | TEST PROTOCOL | BACT-PSD |  | N | 0 | N | 0 |  |  | 0 |  |  | 57386 | 0 | N | 2012 | Cost effectiveness information: The cost was estimated for a catalytic oxidation system (COS) VOC = $57,386/TON CO + VOC = $8,948/ton | Good combustion practices | 0.004 | LB/MMBTU | TEST PROTOCOL | BACT-PSD |  | N | 0 | N | 0 |  |  | 0 |  |  | 57386 | 0 | N | 2012 | Cost effectiveness information: The cost was estimated for a catalytic oxidation system (COS) VOC = $57,386/TON CO + VOC = $8,948/ton | Good combustion practices | 0.004 | LB/MMBTU | TEST PROTOCOL | BACT-PSD |  | N | 0 | N | 0 |  |  | 0 |  |  | 57386 | 0 | N | 2012 | Cost effectiveness information: The cost was estimated for a catalytic oxidation system (COS) VOC = $57,386/TON CO + VOC = $8,948/ton | Good combustion practices | 0.004 | LB/MMBTU | TEST PROTOCOL | BACT-PSD |  | N | 0 | N | 0 |  |  | 0 |  |  | 57386 | 0 | N | 2012 | Cost effectiveness information: The cost was estimated for a catalytic oxidation system (COS) VOC = $57,386/TON CO + VOC = $8,948/ton | Good combustion practices | 0.004 | LB/MMBTU | TEST PROTOCOL | BACT-PSD |  | N | 0 | N | 0 |  |  | 0 |  |  | 57386 | 0 | N | 2012 | Cost effectiveness information: The cost was estimated for a catalytic oxidation system (COS) VOC = $57,386/TON CO + VOC = $8,948/ton | Good combustion practices | 0.004 | LB/MMBTU | TEST PROTOCOL | BACT-PSD |  | N | 0 | N | 0 |  |  | 0 |  |  | 57386 | 0 | N | 2012 | Cost effectiveness information: The cost was estimated for a catalytic oxidation system (COS) VOC = $57,386/TON CO + VOC = $8,948/ton | Good combustion practices | 0.004 | LB/MMBTU | TEST PROTOCOL | BACT-PSD |  | N | 0 | N | 0 |  |  | 0 |  |  | 57386 | 0 | N | 2012 | Cost effectiveness information: The cost was estimated for a catalytic oxidation system (COS) VOC = $57,386/TON CO + VOC = $8,948/ton | Good combustion practices | 0.004 | LB/MMBTU | TEST PROTOCOL | BACT-PSD |  | N | 0 | N | 0 |  |  | 0 |  |  | 57386 | 0 | N | 2012 | Cost effectiveness information: The cost was estimated for a catalytic oxidation system (COS) VOC = $57,386/TON CO + VOC = $8,948/ton | Good combustion practices | 0.004 | LB/MMBTU | TEST PROTOCOL | BACT-PSD |  | N | 0 | N | 0 |  |  | 0 |  |  | 57386 | 0 | N | 2012 | Cost effectiveness information: The cost was estimated for a catalytic oxidation system (COS) VOC = $57,386/TON CO + VOC = $8,948/ton | Good combustion practices | 0.004 | LB/MMBTU | TEST PROTOCOL | BACT-PSD |  | N | 0 | N | 0 |  |  | 0 |  |  | 57386 | 0 | N | 2012 | Cost effectiveness information: The cost was estimated for a catalytic oxidation system (COS) VOC = $57,386/TON CO + VOC = $8,948/ton | Good combustion practices | 0.004 | LB/MMBTU | TEST PROTOCOL | BACT-PSD |  | N | 0 | N | 0 |  |  | 0 |  |  | 57386 | 0 | N | 2012 | Cost effectiveness information: The cost was estimated for a catalytic oxidation system (COS) VOC = $57,386/TON CO + VOC = $8,948/ton | Good combustion practices | 0.004 | LB/MMBTU | TEST PROTOCOL | BACT-PSD |  | N | 0 | N | 0 |  |  | 0 |  |  | 57386 | 0 | N | 2012 | Cost effectiveness information: The cost was estimated for a catalytic oxidation system (COS) VOC = $57,386/TON CO + VOC = $8,948/ton | Good combustion practices | 0.004 | LB/MMBTU | TEST PROTOCOL | BACT-PSD |  | N | 0 | N | 0 |  |  | 0 |  |  | 57386 | 0 | N | 2012 | Cost effectiveness information: The cost was estimated for a catalytic oxidation system (COS) VOC = $57,386/TON CO + VOC = $8,948/ton | Good combustion practices | 0.004 | LB/MMBTU | TEST PROTOCOL | BACT-PSD |  | N | 0 | N | 0 |  |  | 0 |  |  | 57386 | 0 | N | 2012 | Cost effectiveness information: The cost was estimated for a catalytic oxidation system (COS) VOC = $57,386/TON CO + VOC = $8,948/ton | Good combustion practices | 0.004 | LB/MMBTU | TEST PROTOCOL | BACT-PSD |  | N | 0 | N | 0 |  |  | 0 |  |  | 57386 | 0 | N | 2012 | Cost effectiveness information: The cost was estimated for a catalytic oxidation system (COS) VOC = $57,386/TON CO + VOC = $8,948/ton | Good combustion practices | 0.004 | LB/MMBTU | TEST PROTOCOL | BACT-PSD |  | N | 0 | N | 0 |  |  | 0 |  |  | 57386 | 0 | N | 2012 | Cost effectiveness information: The cost was estimated for a catalytic oxidation system (COS) VOC = $57,386/TON CO + VOC = $8,948/ton | Good combustion practices | 0.004 | LB/MMBTU | TEST PROTOCOL | BACT-PSD |  | N | 0 | N | 0 |  |  | 0 |  |  | 57386 | 0 | N | 2012 | Cost effectiveness information: The cost was estimated for a catalytic oxidation system (COS) VOC = $57,386/TON CO + VOC = $8,948/ton | Good combustion practices | 0.004 | LB/MMBTU | TEST PROTOCOL | BACT-PSD |  | N | 0 | N | 0 |  |  | 0 |  |  | 57386 | 0 | N | 2012 | Cost effectiveness information: The cost was estimated for a catalytic oxidation system (COS) VOC = $57,386/TON CO + VOC = $8,948/ton | Good combustion practices | 0.004 | LB/MMBTU | TEST PROTOCOL | BACT-PSD |  | N | 0 | N | 0 |  |  | 0 |  |  | 57386 | 0 | N | 2012 | Cost effectiveness information: The cost was estimated for a catalytic oxidation system (COS) VOC = $57,386/TON CO + VOC = $8,948/ton | Good combustion practices | 0.004 | LB/MMBTU | TEST PROTOCOL | BACT-PSD |  | N | 0 | N | 0 |  |  | 0 |  |  | 57386 | 0 | N | 2012 | Cost effectiveness information: The cost was estimated for a catalytic oxidation system (COS) VOC = $57,386/TON CO + VOC = $8,948/ton | Good combustion practices | 0.004 | LB/MMBTU | TEST PROTOCOL | BACT-PSD |  | N | 0 | N | 0 |  |  | 0 |  |  | 57386 | 0 | N | 2012 | Cost effectiveness information: The cost was estimated for a catalytic oxidation system (COS) VOC = $57,386/TON CO + VOC = $8,948/ton | Good combustion practices | 0.004 | LB/MMBTU | TEST PROTOCOL | BACT-PSD |  | N | 0 | N | 0 |  |  | 0 |  |  | 57386 | 0 | N | 2012 | Cost effectiveness information: The cost was estimated for a catalytic oxidation system (COS) VOC = $57,386/TON CO + VOC = $8,948/ton | Good combustion practices | 0.004 | LB/MMBTU | TEST PROTOCOL | BACT-PSD |  | N | 0 | N | 0 |  |  | 0 |  |  | 57386 | 0 | N | 2012 | Cost effectiveness information: The cost was estimated for a catalytic oxidation system (COS) VOC = $57,386/TON CO + VOC = $8,948/ton | Good combustion practices | 0.004 | LB/MMBTU | TEST PROTOCOL | BACT-PSD |  | N | 0 | N | 0 |  |  | 0 |  |  | 57386 | 0 | N | 2012 | Cost effectiveness information: The cost was estimated for a catalytic oxidation system (COS) VOC = $57,386/TON CO + VOC = $8,948/ton | Good combustion practices | 0.004 | LB/MMBTU | TEST PROTOCOL | BACT-PSD |  | N | 0 | N | 0 |  |  | 0 |  |  | 57386 | 0 | N | 2012 | Cost effectiveness information: The cost was estimated for a catalytic oxidation system (COS) VOC = $57,386/TON CO + VOC = $8,948/ton | Good combustion practices | 0.004 | LB/MMBTU | TEST PROTOCOL | BACT-PSD |  | N | 0 | N | 0 |  |  | 0 |  |  | 57386 | 0 | N | 2012 | Cost effectiveness information: The cost was estimated for a catalytic oxidation system (COS) VOC = $57,386/TON CO + VOC = $8,948/ton | Good combustion practices | 0.004 | LB/MMBTU | TEST PROTOCOL | BACT-PSD |  | N | 0 | N | 0 |  |  | 0 |  |  | 57386 | 0 | N | 2012 | Cost effectiveness information: The cost was estimated for a catalytic oxidation system (COS) VOC = $57,386/TON CO + VOC = $8,948/ton | Good combustion practices | 0.004 | LB/MMBTU | TEST PROTOCOL | BACT-PSD |  | N | 0 | N | 0 |  |  | 0 |  |  | 57386 | 0 | N | 2012 | Cost effectiveness information: The cost was estimated for a catalytic oxidation system (COS) VOC = $57,386/TON CO + VOC = $8,948/ton | Good combustion practices | 0.004 | LB/MMBTU | TEST PROTOCOL | BACT-PSD |  | N | 0 | N | 0 |  |  | 0 |  |  | 57386 | 0 | N | 2012 | Cost effectiveness information: The cost was estimated for a catalytic oxidation system (COS) VOC = $57,386/TON CO + VOC = $8,948/ton | Good combustion practices | 0.004 | LB/MMBTU | TEST PROTOCOL | BACT-PSD |  | N | 0 | N | 0 |  |  | 0 |  |  | 57386 | 0 | N | 2012 | Cost effectiveness information: The cost was estimated for a catalytic oxidation system (COS) VOC = $57,386/TON CO + VOC = $8,948/ton | Good combustion practices | 0.004 | LB/MMBTU | TEST PROTOCOL | BACT-PSD |  | N | 0 | N | 0 |  |  | 0 |  |  | 57386 | 0 | N | 2012 | Cost effectiveness information: The cost was estimated for a catalytic oxidation system (COS) VOC = $57,386/TON CO + VOC = $8,948/ton | Good combustion practices | 0.004 | LB/MMBTU | TEST PROTOCOL | BACT-PSD |  | N | 0 | N | 0 |  |  | 0 |  |  | 57386 | 0 | N | 2012 | Cost effectiveness information: The cost was estimated for a catalytic oxidation system (COS) VOC = $57,386/TON CO + VOC = $8,948/ton | Good combustion practices | 0.004 | LB/MMBTU | TEST PROTOCOL | BACT-PSD |  | N | 0 | N | 0 |  |  | 0 |  |  | 57386 | 0 | N | 2012 | Cost effectiveness information: The cost was estimated for a catalytic oxidation system (COS) VOC = $57,386/TON CO + VOC = $8,948/ton | Good combustion practices | 0.004 | LB/MMBTU | TEST PROTOCOL | BACT-PSD |  | N | 0 | N | 0 |  |  | 0 |  |  | 57386 | 0 | N | 2012 | Cost effectiveness information: The cost was estimated for a catalytic oxidation system (COS) VOC = $57,386/TON CO + VOC = $8,948/ton | Good combustion practices | 0.004 | LB/MMBTU | TEST PROTOCOL | BACT-PSD |  | N | 0 | N | 0 |  |  | 0 |  |  | 57386 | 0 | N | 2012 | Cost effectiveness information: The cost was estimated for a catalytic oxidation system (COS) VOC = $57,386/TON CO + VOC = $8,948/ton | Good combustion practices | 0.004 | LB/MMBTU | TEST PROTOCOL | BACT-PSD |  | N | 0 | N | 0 |  |  | 0 |  |  | 57386 | 0 | N | 2012 | Cost effectiveness information: The cost was estimated for a catalytic oxidation system (COS) VOC = $57,386/TON CO + VOC = $8,948/ton | Good combustion practices | 0.004 | LB/MMBTU | TEST PROTOCOL | BACT-PSD |  | N | 0 | N | 0 |  |  | 0 |  |  | 57386 | 0 | N | 2012 | Cost effectiveness information: The cost was estimated for a catalytic oxidation system (COS) VOC = $57,386/TON CO + VOC = $8,948/ton | Good combustion practices | 0.004 | LB/MMBTU | TEST PROTOCOL | BACT-PSD |  | N | 0 | N | 0 |  |  | 0 |  |  | 57386 | 0 | N | 2012 | Cost effectiveness information: The cost was estimated for a catalytic oxidation system (COS) VOC = $57,386/TON CO + VOC = $8,948/ton | Good combustion practices | 0.004 | LB/MMBTU | TEST PROTOCOL | BACT-PSD |  | N | 0 | N | 0 |  |  | 0 |  |  | 57386 | 0 | N | 2012 | Cost effectiveness information: The cost was estimated for a catalytic oxidation system (COS) VOC = $57,386/TON CO + VOC = $8,948/ton | Good combustion practices | 0.004 | LB/MMBTU | TEST PROTOCOL | BACT-PSD |  | N | 0 | N | 0 |  |  | 0 |  |  | 57386 | 0 | N | 2012 | Cost effectiveness information: The cost was estimated for a catalytic oxidation system (COS) VOC = $57,386/TON CO + VOC = $8,948/ton | Good combustion practices | 0.004 | LB/MMBTU | TEST PROTOCOL | BACT-PSD |  | N | 0 | N | 0 |  |  | 0 |  |  | 57386 | 0 | N | 2012 | Cost effectiveness information: The cost was estimated for a catalytic oxidation system (COS) VOC = $57,386/TON CO + VOC = $8,948/ton | Good combustion practices | 0.004 | LB/MMBTU | TEST PROTOCOL | BACT-PSD |  | N | 0 | N | 0 |  |  | 0 |  |  | 57386 | 0 | N | 2012 | Cost effectiveness information: The cost was estimated for a catalytic oxidation system (COS) VOC = $57,386/TON CO + VOC = $8,948/ton | Good combustion practices | 0.004 | LB/MMBTU | TEST PROTOCOL | BACT-PSD |  | N | 0 | N | 0 |  |  | 0 |  |  | 57386 | 0 | N | 2012 | Cost effectiveness information: The cost was estimated for a catalytic oxidation system (COS) VOC = $57,386/TON CO + VOC = $8,948/ton | Good combustion practices | 0.004 | LB/MMBTU | TEST PROTOCOL | BACT-PSD |  | N | 0 | N | 0 |  |  | 0 |  |  | 57386 | 0 | N | 2012 | Cost effectiveness information: The cost was estimated for a catalytic oxidation system (COS) VOC = $57,386/TON CO + VOC = $8,948/ton | Good combustion practices | 0.004 | LB/MMBTU | TEST PROTOCOL | BACT-PSD |  | N | 0 | N | 0 |  |  | 0 |  |  | 57386 | 0 | N | 2012 | Cost effectiveness information: The cost was estimated for a catalytic oxidation system (COS) VOC = $57,386/TON CO + VOC = $8,948/ton | Good combustion practices | 0.004 | LB/MMBTU | TEST PROTOCOL | BACT-PSD |  | N | 0 | N | 0 |  |  | 0 |  |  | 57386 | 0 | N | 2012 | Cost effectiveness information: The cost was estimated for a catalytic oxidation system (COS) VOC = $57,386/TON CO + VOC = $8,948/ton | Good combustion practices | 0.004 | LB/MMBTU | TEST PROTOCOL | BACT-PSD |  | N | 0 | N | 0 |  |  | 0 |  |  | 57386 | 0 | N | 2012 | Cost effectiveness information: The cost was estimated for a catalytic oxidation system (COS) VOC = $57,386/TON CO + VOC = $8,948/ton | Good combustion practices | 0.004 | LB/MMBTU | TEST PROTOCOL | BACT-PSD |  | N | 0 | N | 0 |  |  | 0 |  |  | 57386 | 0 | N | 2012 | Cost effectiveness information: The cost was estimated for a catalytic oxidation system (COS) VOC = $57,386/TON CO + VOC = $8,948/ton | Good combustion practices | 0.004 | LB/MMBTU | TEST PROTOCOL | BACT-PSD |  | N | 0 | N | 0 |  |  | 0 |  |  | 57386 | 0 | N | 2012 | Cost effectiveness information: The cost was estimated for a catalytic oxidation system (COS) VOC = $57,386/TON CO + VOC = $8,948/ton | Good combustion practices | 0.004 | LB/MMBTU | TEST PROTOCOL | BACT-PSD |  | N | 0 | N | 0 |  |  | 0 |  |  | 57386 | 0 | N | 2012 | Cost effectiveness information: The cost was estimated for a catalytic oxidation system (COS) VOC = $57,386/TON CO + VOC = $8,948/ton | Good combustion practices | 0.004 | LB/MMBTU | TEST PROTOCOL | BACT-PSD |  | N | 0 | N | 0 |  |  | 0 |  |  | 57386 | 0 | N | 2012 | Cost effectiveness information: The cost was estimated for a catalytic oxidation system (COS) VOC = $57,386/TON CO + VOC = $8,948/ton | Good combustion practices | 0.004 | LB/MMBTU | TEST PROTOCOL | BACT-PSD |  | N | 0 | N | 0 |  |  | 0 |  |  | 57386 | 0 | N | 2012 | Cost effectiveness information: The cost was estimated for a catalytic oxidation system (COS) VOC = $57,386/TON CO + VOC = $8,948/ton | Good combustion practices | 0.004 | LB/MMBTU | TEST PROTOCOL | BACT-PSD |  | N | 0 | N | 0 |  |  | 0 |  |  | 57386 | 0 | N | 2012 | Cost effectiveness information: The cost was estimated for a catalytic oxidation system (COS) VOC = $57,386/TON CO + VOC = $8,948/ton | Good combustion practices | 0.004 | LB/MMBTU | TEST PROTOCOL | BACT-PSD |  | N | 0 | N | 0 |  |  | 0 |  |  | 57386 | 0 | N | 2012 | Cost effectiveness information: The cost was estimated for a catalytic oxidation system (COS) VOC = $57,386/TON CO + VOC = $8,948/ton | Good combustion practices | 0.004 | LB/MMBTU | TEST PROTOCOL | BACT-PSD |  | N | 0 | N | 0 |  |  | 0 |  |  | 57386 | 0 | N | 2012 | Cost effectiveness information: The cost was estimated for a catalytic oxidation system (COS) VOC = $57,386/TON CO + VOC = $8,948/ton | Good combustion practices | 0.004 | LB/MMBTU | TEST PROTOCOL | BACT-PSD |  | N | 0 | N | 0 |  |  | 0 |  |  | 57386 | 0 | N | 2012 | Cost effectiveness information: The cost was estimated for a catalytic oxidation system (COS) VOC = $57,386/TON CO + VOC = $8,948/ton | Good combustion practices | 0.004 | LB/MMBTU | TEST PROTOCOL | BACT-PSD |  | N | 0 | N | 0 |  |  | 0 |  |  | 57386 | 0 | N | 2012 | Cost effectiveness information: The cost was estimated for a catalytic oxidation system (COS) VOC = $57,386/TON CO + VOC = $8,948/ton | Good combustion practices | 0.004 | LB/MMBTU | TEST PROTOCOL | BACT-PSD |  | N | 0 | N | 0 |  |  | 0 |  |  | 57386 | 0 | N | 2012 | Cost effectiveness information: The cost was estimated for a catalytic oxidation system (COS) VOC = $57,386/TON CO + VOC = $8,948/ton | Good combustion practices | 0.004 | LB/MMBTU | TEST PROTOCOL | BACT-PSD |  | N | 0 | N | 0 |  |  | 0 |  |  | 57386 | 0 | N | 2012 | Cost effectiveness information: The cost was estimated for a catalytic oxidation system (COS) VOC = $57,386/TON CO + VOC = $8,948/ton | Good combustion practices | 0.004 | LB/MMBTU | TEST PROTOCOL | BACT-PSD |  | N | 0 | N | 0 |  |  | 0 |  |  | 57386 | 0 | N | 2012 | Cost effectiveness information: The cost was estimated for a catalytic oxidation system (COS) VOC = $57,386/TON CO + VOC = $8,948/ton | Good combustion practices | 0.004 | LB/MMBTU | TEST PROTOCOL | BACT-PSD |  | N | 0 | N | 0 |  |  | 0 |  |  | 57386 | 0 | N | 2012 | Cost effectiveness information: The cost was estimated for a catalytic oxidation system (COS) VOC = $57,386/TON CO + VOC = $8,948/ton | Good combustion practices | 0.004 | LB/MMBTU | TEST PROTOCOL | BACT-PSD |  | N | 0 | N | 0 |  |  | 0 |  |  | 57386 | 0 | N | 2012 | Cost effectiveness information: The cost was estimated for a catalytic oxidation system (COS) VOC = $57,386/TON CO + VOC = $8,948/ton | Good combustion practices | 0.004 | LB/MMBTU | TEST PROTOCOL | BACT-PSD |  | N | 0 | N | 0 |  |  | 0 |  |  | 57386 | 0 | N | 2012 | Cost effectiveness information: The cost was estimated for a catalytic oxidation system (COS) VOC = $57,386/TON CO + VOC = $8,948/ton | Good combustion practices | 0.004 | LB/MMBTU | TEST PROTOCOL | BACT-PSD |  | N | 0 | N | 0 |  |  | 0 |  |  | 57386 | 0 | N | 2012 | Cost effectiveness information: The cost was estimated for a catalytic oxidation system (COS) VOC = $57,386/TON CO + VOC = $8,948/ton | Good combustion practices | 0.004 | LB/MMBTU | TEST PROTOCOL | BACT-PSD |  | N | 0 | N | 0 |  |  | 0 |  |  | 57386 | 0 | N | 2012 | Cost effectiveness information: The cost was estimated for a catalytic oxidation system (COS) VOC = $57,386/TON CO + VOC = $8,948/ton | Good combustion practices | 0.004 | LB/MMBTU | TEST PROTOCOL | BACT-PSD |  | N | 0 | N | 0 |  |  | 0 |  |  | 57386 | 0 | N | 2012 | Cost effectiveness information: The cost was estimated for a catalytic oxidation system (COS) VOC = $57,386/TON CO + VOC = $8,948/ton | Good combustion practices | 0.004 | LB/MMBTU | TEST PROTOCOL | BACT-PSD |  | N | 0 | N | 0 |  |  | 0 |  |  | 57386 | 0 | N | 2012 | Cost effectiveness information: The cost was estimated for a catalytic oxidation system (COS) VOC = $57,386/TON CO + VOC = $8,948/ton | Good combustion practices | 0.004 | LB/MMBTU | TEST PROTOCOL | BACT-PSD |  | N | 0 | N | 0 |  |  | 0 |  |  | 57386 | 0 | N | 2012 | Cost effectiveness information: The cost was estimated for a catalytic oxidation system (COS) VOC = $57,386/TON CO + VOC = $8,948/ton | Good combustion practices | 0.004 | LB/MMBTU | TEST PROTOCOL | BACT-PSD |  | N | 0 | N | 0 |  |  | 0 |  |  | 57386 | 0 | N | 2012 | Cost effectiveness information: The cost was estimated for a catalytic oxidation system (COS) VOC = $57,386/TON CO + VOC = $8,948/ton | Good combustion practices | 0.004 | LB/MMBTU | TEST PROTOCOL | BACT-PSD |  | N | 0 | N | 0 |  |  | 0 |  |  | 57386 | 0 | N | 2012 | Cost effectiveness information: The cost was estimated for a catalytic oxidation system (COS) VOC = $57,386/TON CO + VOC = $8,948/ton | Good combustion practices | 0.004 | LB/MMBTU | TEST PROTOCOL | BACT-PSD |  | N | 0 | N | 0 |  |  | 0 |  |  | 57386 | 0 | N | 2012 | Cost effectiveness information: The cost was estimated for a catalytic oxidation system (COS) VOC = $57,386/TON CO + VOC = $8,948/ton | Good combustion practices | 0.004 | LB/MMBTU | TEST PROTOCOL | BACT-PSD |  | N | 0 | N | 0 |  |  | 0 |  |  | 57386 | 0 | N | 2012 | Cost effectiveness information: The cost was estimated for a catalytic oxidation system (COS) VOC = $57,386/TON CO + VOC = $8,948/ton | Good combustion practices | 0.004 | LB/MMBTU | TEST PROTOCOL | BACT-PSD |  | N | 0 | N | 0 |  |  | 0 |  |  | 57386 | 0 | N | 2012 | Cost effectiveness information: The cost was estimated for a catalytic oxidation system (COS) VOC = $57,386/TON CO + VOC = $8,948/ton | Good combustion practices | 0.004 | LB/MMBTU | TEST PROTOCOL | BACT-PSD |  | N | 0 | N | 0 |  |  | 0 |  |  | 57386 | 0 | N | 2012 | Cost effectiveness information: The cost was estimated for a catalytic oxidation system (COS) VOC = $57,386/TON CO + VOC = $8,948/ton | Good combustion practices | 0.004 | LB/MMBTU | TEST PROTOCOL | BACT-PSD |  | N | 0 | N | 0 |  |  | 0 |  |  | 57386 | 0 | N | 2012 | Cost effectiveness information: The cost was estimated for a catalytic oxidation system (COS) VOC = $57,386/TON CO + VOC = $8,948/ton | Good combustion practices | 0.004 | LB/MMBTU | TEST PROTOCOL | BACT-PSD |  | N | 0 | N | 0 |  |  | 0 |  |  | 57386 | 0 | N | 2012 | Cost effectiveness information: The cost was estimated for a catalytic oxidation system (COS) VOC = $57,386/TON CO + VOC = $8,948/ton | Good combustion practices | 0.004 | LB/MMBTU | TEST PROTOCOL | BACT-PSD |  | N | 0 | N | 0 |  |  | 0 |  |  | 57386 | 0 | N | 2012 | Cost effectiveness information: The cost was estimated for a catalytic oxidation system (COS) VOC = $57,386/TON CO + VOC = $8,948/ton | Good combustion practices | 0.004 | LB/MMBTU | TEST PROTOCOL | BACT-PSD |  | N | 0 | N | 0 |  |  | 0 |  |  | 57386 | 0 | N | 2012 | Cost effectiveness information: The cost was estimated for a catalytic oxidation system (COS) VOC = $57,386/TON CO + VOC = $8,948/ton | Good combustion practices | 0.004 | LB/MMBTU | TEST PROTOCOL | BACT-PSD |  | N | 0 | N | 0 |  |  | 0 |  |  | 57386 | 0 | N | 2012 | Cost effectiveness information: The cost was estimated for a catalytic oxidation system (COS) VOC = $57,386/TON CO + VOC = $8,948/ton | Good combustion practices | 0.004 | LB/MMBTU | TEST PROTOCOL | BACT-PSD |  | N | 0 | N | 0 |  |  | 0 |  |  | 57386 | 0 | N | 2012 | Cost effectiveness information: The cost was estimated for a catalytic oxidation system (COS) VOC = $57,386/TON CO + VOC = $8,948/ton | Good combustion practices | 0.004 | LB/MMBTU | TEST PROTOCOL | BACT-PSD |  | N | 0 | N | 0 |  |  | 0 |  |  | 57386 | 0 | N | 2012 | Cost effectiveness information: The cost was estimated for a catalytic oxidation system (COS) VOC = $57,386/TON CO + VOC = $8,948/ton | Good combustion practices | 0.004 | LB/MMBTU | TEST PROTOCOL | BACT-PSD |  | N | 0 | N | 0 |  |  | 0 |  |  | 57386 | 0 | N | 2012 | Cost effectiveness information: The cost was estimated for a catalytic oxidation system (COS) VOC = $57,386/TON CO + VOC = $8,948/ton | Good combustion practices | 0.004 | LB/MMBTU | TEST PROTOCOL | BACT-PSD |  | N | 0 | N | 0 |  |  | 0 |  |  | 57386 | 0 | N | 2012 | Cost effectiveness information: The cost was estimated for a catalytic oxidation system (COS) VOC = $57,386/TON CO + VOC = $8,948/ton | Good combustion practices | 0.004 | LB/MMBTU | TEST PROTOCOL | BACT-PSD |  | N | 0 | N | 0 |  |  | 0 |  |  | 57386 | 0 | N | 2012 | Cost effectiveness information: The cost was estimated for a catalytic oxidation system (COS) VOC = $57,386/TON CO + VOC = $8,948/ton | Good combustion practices | 0.004 | LB/MMBTU | TEST PROTOCOL | BACT-PSD |  | N | 0 | N | 0 |  |  | 0 |  |  | 57386 | 0 | N | 2012 | Cost effectiveness information: The cost was estimated for a catalytic oxidation system (COS) VOC = $57,386/TON CO + VOC = $8,948/ton | Good combustion practices | 0.004 | LB/MMBTU | TEST PROTOCOL | BACT-PSD |  | N | 0 | N | 0 |  |  | 0 |  |  | 57386 | 0 | N | 2012 | Cost effectiveness information: The cost was estimated for a catalytic oxidation system (COS) VOC = $57,386/TON CO + VOC = $8,948/ton | Good combustion practices | 0.004 | LB/MMBTU | TEST PROTOCOL | BACT-PSD |  | N | 0 | N | 0 |  |  | 0 |  |  | 57386 | 0 | N | 2012 | Cost effectiveness information: The cost was estimated for a catalytic oxidation system (COS) VOC = $57,386/TON CO + VOC = $8,948/ton | Good combustion practices | 0.004 | LB/MMBTU | TEST PROTOCOL | BACT-PSD |  | N | 0 | N | 0 |  |  | 0 |  |  | 57386 | 0 | N | 2012 | Cost effectiveness information: The cost was estimated for a catalytic oxidation system (COS) VOC = $57,386/TON CO + VOC = $8,948/ton | Good combustion practices | 0.004 | LB/MMBTU | TEST PROTOCOL | BACT-PSD |  | N | 0 | N | 0 |  |  | 0 |  |  | 57386 | 0 | N | 2012 | Cost effectiveness information: The cost was estimated for a catalytic oxidation system (COS) VOC = $57,386/TON CO + VOC = $8,948/ton | Good combustion practices | 0.004 | LB/MMBTU | TEST PROTOCOL | BACT-PSD |  | N | 0 | N | 0 |  |  | 0 |  |  | 57386 | 0 | N | 2012 | Cost effectiveness information: The cost was estimated for a catalytic oxidation system (COS) VOC = $57,386/TON CO + VOC = $8,948/ton | Good combustion practices | 0.004 | LB/MMBTU | TEST PROTOCOL | BACT-PSD |  | N | 0 | N | 0 |  |  | 0 |  |  | 57386 | 0 | N | 2012 | Cost effectiveness information: The cost was estimated for a catalytic oxidation system (COS) VOC = $57,386/TON CO + VOC = $8,948/ton | Good combustion practices | 0.004 | LB/MMBTU | TEST PROTOCOL | BACT-PSD |  | N | 0 | N | 0 |  |  | 0 |  |  | 57386 | 0 | N | 2012 | Cost effectiveness information: The cost was estimated for a catalytic oxidation system (COS) VOC = $57,386/TON CO + VOC = $8,948/ton | Good combustion practices | 0.004 | LB/MMBTU | TEST PROTOCOL | BACT-PSD |  | N | 0 | N | 0 |  |  | 0 |  |  | 57386 | 0 | N | 2012 | Cost effectiveness information: The cost was estimated for a catalytic oxidation system (COS) VOC = $57,386/TON CO + VOC = $8,948/ton | Good combustion practices | 0.004 | LB/MMBTU | TEST PROTOCOL | BACT-PSD |  | N | 0 | N | 0 |  |  | 0 |  |  | 57386 | 0 | N | 2012 | Cost effectiveness information: The cost was estimated for a catalytic oxidation system (COS) VOC = $57,386/TON CO + VOC = $8,948/ton | Good combustion practices | 0.004 | LB/MMBTU | TEST PROTOCOL | BACT-PSD |  | N | 0 | N | 0 |  |  | 0 |  |  | 57386 | 0 | N | 2012 | Cost effectiveness information: The cost was estimated for a catalytic oxidation system (COS) VOC = $57,386/TON CO + VOC = $8,948/ton | Good combustion practices | 0.004 | LB/MMBTU | TEST PROTOCOL | BACT-PSD |  | N | 0 | N | 0 |  |  | 0 |  |  | 57386 | 0 | N | 2012 | Cost effectiveness information: The cost was estimated for a catalytic oxidation system (COS) VOC = $57,386/TON CO + VOC = $8,948/ton | Good combustion practices | 0.004 | LB/MMBTU | TEST PROTOCOL | BACT-PSD |  | N | 0 | N | 0 |  |  | 0 |  |  | 57386 | 0 | N | 2012 | Cost effectiveness information: The cost was estimated for a catalytic oxidation system (COS) VOC = $57,386/TON CO + VOC = $8,948/ton | Good combustion practices | 0.004 | LB/MMBTU | TEST PROTOCOL | BACT-PSD |  | N | 0 | N | 0 |  |  | 0 |  |  | 57386 | 0 | N | 2012 | Cost effectiveness information: The cost was estimated for a catalytic oxidation system (COS) VOC = $57,386/TON CO + VOC = $8,948/ton | Good combustion practices | 0.004 | LB/MMBTU | TEST PROTOCOL | BACT-PSD |  | N | 0 | N | 0 |  |  | 0 |  |  | 57386 | 0 | N | 2012 | Cost effectiveness information: The cost was estimated for a catalytic oxidation system (COS) VOC = $57,386/TON CO + VOC = $8,948/ton | Good combustion practices | 0.004 | LB/MMBTU | TEST PROTOCOL | BACT-PSD |  | N | 0 | N | 0 |  |  | 0 |  |  | 57386 | 0 | N | 2012 | Cost effectiveness information: The cost was estimated for a catalytic oxidation system (COS) VOC = $57,386/TON CO + VOC = $8,948/ton | Good combustion practices | 0.004 | LB/MMBTU | TEST PROTOCOL | BACT-PSD |  | N | 0 | N | 0 |  |  | 0 |  |  | 57386 | 0 | N | 2012 | Cost effectiveness information: The cost was estimated for a catalytic oxidation system (COS) VOC = $57,386/TON CO + VOC = $8,948/ton | Good combustion practices | 0.004 | LB/MMBTU | TEST PROTOCOL | BACT-PSD |  | N | 0 | N | 0 |  |  | 0 |  |  | 57386 | 0 | N | 2012 | Cost effectiveness information: The cost was estimated for a catalytic oxidation system (COS) VOC = $57,386/TON CO + VOC = $8,948/ton | Good combustion practices | 0.004 | LB/MMBTU | TEST PROTOCOL | BACT-PSD |  | N | 0 | N | 0 |  |  | 0 |  |  | 57386 | 0 | N | 2012 | Cost effectiveness information: The cost was estimated for a catalytic oxidation system (COS) VOC = $57,386/TON CO + VOC = $8,948/ton | Good combustion practices | 0.004 | LB/MMBTU | TEST PROTOCOL | BACT-PSD |  | N | 0 | N | 0 |  |  | 0 |  |  | 57386 | 0 | N | 2012 | Cost effectiveness information: The cost was estimated for a catalytic oxidation system (COS) VOC = $57,386/TON CO + VOC = $8,948/ton | Good combustion practices | 0.004 | LB/MMBTU | TEST PROTOCOL | BACT-PSD |  | N | 0 | N | 0 |  |  | 0 |  |  | 57386 | 0 | N | 2012 | Cost effectiveness information: The cost was estimated for a catalytic oxidation system (COS) VOC = $57,386/TON CO + VOC = $8,948/ton | Good combustion practices | 0.004 | LB/MMBTU | TEST PROTOCOL | BACT-PSD |  | N | 0 | N | 0 |  |  | 0 |  |  | 57386 | 0 | N | 2012 | Cost effectiveness information: The cost was estimated for a catalytic oxidation system (COS) VOC = $57,386/TON CO + VOC = $8,948/ton | Good combustion practices | 0.004 | LB/MMBTU | TEST PROTOCOL | BACT-PSD |  | N | 0 | N | 0 |  |  | 0 |  |  | 57386 | 0 | N | 2012 | Cost effectiveness information: The cost was estimated for a catalytic oxidation system (COS) VOC = $57,386/TON CO + VOC = $8,948/ton | Good combustion practices | 0.004 | LB/MMBTU | TEST PROTOCOL | BACT-PSD |  | N | 0 | N | 0 |  |  | 0 |  |  | 57386 | 0 | N | 2012 | Cost effectiveness information: The cost was estimated for a catalytic oxidation system (COS) VOC = $57,386/TON CO + VOC = $8,948/ton | Good combustion practices | 0.004 | LB/MMBTU | TEST PROTOCOL | BACT-PSD |  | N | 0 | N | 0 |  |  | 0 |  |  | 57386 | 0 | N | 2012 | Cost effectiveness information: The cost was estimated for a catalytic oxidation system (COS) VOC = $57,386/TON CO + VOC = $8,948/ton | Good combustion practices | 0.004 | LB/MMBTU | TEST PROTOCOL | BACT-PSD |  | N | 0 | N | 0 |  |  | 0 |  |  | 57386 | 0 | N | 2012 | Cost effectiveness information: The cost was estimated for a catalytic oxidation system (COS) VOC = $57,386/TON CO + VOC = $8,948/ton | Good combustion practices | 0.004 | LB/MMBTU | TEST PROTOCOL | BACT-PSD |  | N | 0 | N | 0 |  |  | 0 |  |  | 57386 | 0 | N | 2012 | Cost effectiveness information: The cost was estimated for a catalytic oxidation system (COS) VOC = $57,386/TON CO + VOC = $8,948/ton | Good combustion practices | 0.004 | LB/MMBTU | TEST PROTOCOL | BACT-PSD |  | N | 0 | N | 0 |  |  | 0 |  |  | 57386 | 0 | N | 2012 | Cost effectiveness information: The cost was estimated for a catalytic oxidation system (COS) VOC = $57,386/TON CO + VOC = $8,948/ton | Good combustion practices | 0.004 | LB/MMBTU | TEST PROTOCOL | BACT-PSD |  | N | 0 | N | 0 |  |  | 0 |  |  | 57386 | 0 | N | 2012 | Cost effectiveness information: The cost was estimated for a catalytic oxidation system (COS) VOC = $57,386/TON CO + VOC = $8,948/ton | Good combustion practices | 0.004 | LB/MMBTU | TEST PROTOCOL | BACT-PSD |  | N | 0 | N | 0 |  |  | 0 |  |  | 57386 | 0 | N | 2012 | Cost effectiveness information: The cost was estimated for a catalytic oxidation system (COS) VOC = $57,386/TON CO + VOC = $8,948/ton | Good combustion practices | 0.004 | LB/MMBTU | TEST PROTOCOL | BACT-PSD |  | N | 0 | N | 0 |  |  | 0 |  |  | 57386 | 0 | N | 2012 | Cost effectiveness information: The cost was estimated for a catalytic oxidation system (COS) VOC = $57,386/TON CO + VOC = $8,948/ton | Good combustion practices | 0.004 | LB/MMBTU | TEST PROTOCOL | BACT-PSD |  | N | 0 | N | 0 |  |  | 0 |  |  | 57386 | 0 | N | 2012 | Cost effectiveness information: The cost was estimated for a catalytic oxidation system (COS) VOC = $57,386/TON CO + VOC = $8,948/ton | Good combustion practices | 0.004 | LB/MMBTU | TEST PROTOCOL | BACT-PSD |  | N | 0 | N | 0 |  |  | 0 |  |  | 57386 | 0 | N | 2012 | Cost effectiveness information: The cost was estimated for a catalytic oxidation system (COS) VOC = $57,386/TON CO + VOC = $8,948/ton | Good combustion practices | 0.004 | LB/MMBTU | TEST PROTOCOL | BACT-PSD |  | N | 0 | N | 0 |  |  | 0 |  |  | 57386 | 0 | N | 2012 | Cost effectiveness information: The cost was estimated for a catalytic oxidation system (COS) VOC = $57,386/TON CO + VOC = $8,948/ton | Good combustion practices | 0.004 | LB/MMBTU | TEST PROTOCOL | BACT-PSD |  | N | 0 | N | 0 |  |  | 0 |  |  | 57386 | 0 | N | 2012 | Cost effectiveness information: The cost was estimated for a catalytic oxidation system (COS) VOC = $57,386/TON CO + VOC = $8,948/ton | Good combustion practices | 0.004 | LB/MMBTU | TEST PROTOCOL | BACT-PSD |  | N | 0 | N | 0 |  |  | 0 |  |  | 57386 | 0 | N | 2012 | Cost effectiveness information: The cost was estimated for a catalytic oxidation system (COS) VOC = $57,386/TON CO + VOC = $8,948/ton | Good combustion practices | 0.004 | LB/MMBTU | TEST PROTOCOL | BACT-PSD |  | N | 0 | N | 0 |  |  | 0 |  |  | 57386 | 0 | N | 2012 | Cost effectiveness information: The cost was estimated for a catalytic oxidation system (COS) VOC = $57,386/TON CO + VOC = $8,948/ton | Good combustion practices | 0.004 | LB/MMBTU | TEST PROTOCOL | BACT-PSD |  | N | 0 | N | 0 |  |  | 0 |  |  | 57386 | 0 | N | 2012 | Cost effectiveness information: The cost was estimated for a catalytic oxidation system (COS) VOC = $57,386/TON CO + VOC = $8,948/ton | Good combustion practices | 0.004 | LB/MMBTU | TEST PROTOCOL | BACT-PSD |  | N | 0 | N | 0 |  |  | 0 |  |  | 57386 | 0 | N | 2012 | Cost effectiveness information: The cost was estimated for a catalytic oxidation system (COS) VOC = $57,386/TON CO + VOC = $8,948/ton | Good combustion practices | 0.004 | LB/MMBTU | TEST PROTOCOL | BACT-PSD |  | N | 0 | N | 0 |  |  | 0 |  |  | 57386 | 0 | N | 2012 | Cost effectiveness information: The cost was estimated for a catalytic oxidation system (COS) VOC = $57,386/TON CO + VOC = $8,948/ton | Good combustion practices | 0.004 | LB/MMBTU | TEST PROTOCOL | BACT-PSD |  | N | 0 | N | 0 |  |  | 0 |  |  | 57386 | 0 | N | 2012 | Cost effectiveness information: The cost was estimated for a catalytic oxidation system (COS) VOC = $57,386/TON CO + VOC = $8,948/ton | Good combustion practices | 0.004 | LB/MMBTU | TEST PROTOCOL | BACT-PSD |  | N | 0 | N | 0 |  |  | 0 |  |  | 57386 | 0 | N | 2012 | Cost effectiveness information: The cost was estimated for a catalytic oxidation system (COS) VOC = $57,386/TON CO + VOC = $8,948/ton | Good combustion practices | 0.004 | LB/MMBTU | TEST PROTOCOL | BACT-PSD |  | N | 0 | N | 0 |  |  | 0 |  |  | 57386 | 0 | N | 2012 | Cost effectiveness information: The cost was estimated for a catalytic oxidation system (COS) VOC = $57,386/TON CO + VOC = $8,948/ton | Good combustion practices | 0.004 | LB/MMBTU | TEST PROTOCOL | BACT-PSD |  | N | 0 | N | 0 |  |  | 0 |  |  | 57386 | 0 | N | 2012 | Cost effectiveness information: The cost was estimated for a catalytic oxidation system (COS) VOC = $57,386/TON CO + VOC = $8,948/ton | Good combustion practices | 0.004 | LB/MMBTU | TEST PROTOCOL | BACT-PSD |  | N | 0 | N | 0 |  |  | 0 |  |  | 57386 | 0 | N | 2012 | Cost effectiveness information: The cost was estimated for a catalytic oxidation system (COS) VOC = $57,386/TON CO + VOC = $8,948/ton | Good combustion practices | 0.004 | LB/MMBTU | TEST PROTOCOL | BACT-PSD |  | N | 0 | N | 0 |  |  | 0 |  |  | 57386 | 0 | N | 2012 | Cost effectiveness information: The cost was estimated for a catalytic oxidation system (COS) VOC = $57,386/TON CO + VOC = $8,948/ton | Good combustion practices | 0.004 | LB/MMBTU | TEST PROTOCOL | BACT-PSD |  | N | 0 | N | 0 |  |  | 0 |  |  | 57386 | 0 | N | 2012 | Cost effectiveness information: The cost was estimated for a catalytic oxidation system (COS) VOC = $57,386/TON CO + VOC = $8,948/ton | Good combustion practices | 0.004 | LB/MMBTU | TEST PROTOCOL | BACT-PSD |  | N | 0 | N | 0 |  |  | 0 |  |  | 57386 | 0 | N | 2012 | Cost effectiveness information: The cost was estimated for a catalytic oxidation system (COS) VOC = $57,386/TON CO + VOC = $8,948/ton | Good combustion practices | 0.004 | LB/MMBTU | TEST PROTOCOL | BACT-PSD |  | N | 0 | N | 0 |  |  | 0 |  |  | 57386 | 0 | N | 2012 | Cost effectiveness information: The cost was estimated for a catalytic oxidation system (COS) VOC = $57,386/TON CO + VOC = $8,948/ton | Good combustion practices | 0.004 | LB/MMBTU | TEST PROTOCOL | BACT-PSD |  | N | 0 | N | 0 |  |  | 0 |  |  | 57386 | 0 | N | 2012 | Cost effectiveness information: The cost was estimated for a catalytic oxidation system (COS) VOC = $57,386/TON CO + VOC = $8,948/ton | Good combustion practices | 0.004 | LB/MMBTU | TEST PROTOCOL | BACT-PSD |  | N | 0 | N | 0 |  |  | 0 |  |  | 57386 | 0 | N | 2012 | Cost effectiveness information: The cost was estimated for a catalytic oxidation system (COS) VOC = $57,386/TON CO + VOC = $8,948/ton | Good combustion practices | 0.004 | LB/MMBTU | TEST PROTOCOL | BACT-PSD |  | N | 0 | N | 0 |  |  | 0 |  |  | 57386 | 0 | N | 2012 | Cost effectiveness information: The cost was estimated for a catalytic oxidation system (COS) VOC = $57,386/TON CO + VOC = $8,948/ton | Good combustion practices | 0.004 | LB/MMBTU | TEST PROTOCOL | BACT-PSD |  | N | 0 | N | 0 |  |  | 0 |  |  | 57386 | 0 | N | 2012 | Cost effectiveness information: The cost was estimated for a catalytic oxidation system (COS) VOC = $57,386/TON CO + VOC = $8,948/ton | Good combustion practices | 0.004 | LB/MMBTU | TEST PROTOCOL | BACT-PSD |  | N | 0 | N | 0 |  |  | 0 |  |  | 57386 | 0 | N | 2012 | Cost effectiveness information: The cost was estimated for a catalytic oxidation system (COS) VOC = $57,386/TON CO + VOC = $8,948/ton | Good combustion practices | 0.004 | LB/MMBTU | TEST PROTOCOL | BACT-PSD |  | N | 0 | N | 0 |  |  | 0 |  |  | 57386 | 0 | N | 2012 | Cost effectiveness information: The cost was estimated for a catalytic oxidation system (COS) VOC = $57,386/TON CO + VOC = $8,948/ton | Good combustion practices | 0.004 | LB/MMBTU | TEST PROTOCOL | BACT-PSD |  | N | 0 | N | 0 |  |  | 0 |  |  | 57386 | 0 | N | 2012 | Cost effectiveness information: The cost was estimated for a catalytic oxidation system (COS) VOC = $57,386/TON CO + VOC = $8,948/ton | Good combustion practices | 0.004 | LB/MMBTU | TEST PROTOCOL | BACT-PSD |  | N | 0 | N | 0 |  |  | 0 |  |  | 57386 | 0 | N | 2012 | Cost effectiveness information: The cost was estimated for a catalytic oxidation system (COS) VOC = $57,386/TON CO + VOC = $8,948/ton | Good combustion practices | 0.004 | LB/MMBTU | TEST PROTOCOL | BACT-PSD |  | N | 0 | N | 0 |  |  | 0 |  |  | 57386 | 0 | N | 2012 | Cost effectiveness information: The cost was estimated for a catalytic oxidation system (COS) VOC = $57,386/TON CO + VOC = $8,948/ton | Good combustion practices | 0.004 | LB/MMBTU | TEST PROTOCOL | BACT-PSD |  | N | 0 | N | 0 |  |  | 0 |  |  | 57386 | 0 | N | 2012 | Cost effectiveness information: The cost was estimated for a catalytic oxidation system (COS) VOC = $57,386/TON CO + VOC = $8,948/ton | Good combustion practices | 0.004 | LB/MMBTU | TEST PROTOCOL | BACT-PSD |  | N | 0 | N | 0 |  |  | 0 |  |  | 57386 | 0 | N | 2012 | Cost effectiveness information: The cost was estimated for a catalytic oxidation system (COS) VOC = $57,386/TON CO + VOC = $8,948/ton | Good combustion practices | 0.004 | LB/MMBTU | TEST PROTOCOL | BACT-PSD |  | N | 0 | N | 0 |  |  | 0 |  |  | 57386 | 0 | N | 2012 | Cost effectiveness information: The cost was estimated for a catalytic oxidation system (COS) VOC = $57,386/TON CO + VOC = $8,948/ton | Good combustion practices | 0.004 | LB/MMBTU | TEST PROTOCOL | BACT-PSD |  | N | 0 | N | 0 |  |  | 0 |  |  | 57386 | 0 | N | 2012 | Cost effectiveness information: The cost was estimated for a catalytic oxidation system (COS) VOC = $57,386/TON CO + VOC = $8,948/ton | Good combustion practices | 0.004 | LB/MMBTU | TEST PROTOCOL | BACT-PSD |  | N | 0 | N | 0 |  |  | 0 |  |  | 57386 | 0 | N | 2012 | Cost effectiveness information: The cost was estimated for a catalytic oxidation system (COS) VOC = $57,386/TON CO + VOC = $8,948/ton | Good combustion practices | 0.004 | LB/MMBTU | TEST PROTOCOL | BACT-PSD |  | N | 0 | N | 0 |  |  | 0 |  |  | 57386 | 0 | N | 2012 | Cost effectiveness information: The cost was estimated for a catalytic oxidation system (COS) VOC = $57,386/TON CO + VOC = $8,948/ton | Good combustion practices | 0.004 | LB/MMBTU | TEST PROTOCOL | BACT-PSD |  | N | 0 | N | 0 |  |  | 0 |  |  | 57386 | 0 | N | 2012 | Cost effectiveness information: The cost was estimated for a catalytic oxidation system (COS) VOC = $57,386/TON CO + VOC = $8,948/ton | Good combustion practices | 0.004 | LB/MMBTU | TEST PROTOCOL | BACT-PSD |  | N | 0 | N | 0 |  |  | 0 |  |  | 57386 | 0 | N | 2012 | Cost effectiveness information: The cost was estimated for a catalytic oxidation system (COS) VOC = $57,386/TON CO + VOC = $8,948/ton | Good combustion practices | 0.004 | LB/MMBTU | TEST PROTOCOL | BACT-PSD |  | N | 0 | N | 0 |  |  | 0 |  |  | 57386 | 0 | N | 2012 | Cost effectiveness information: The cost was estimated for a catalytic oxidation system (COS) VOC = $57,386/TON CO + VOC = $8,948/ton | Good combustion practices | 0.004 | LB/MMBTU | TEST PROTOCOL | BACT-PSD |  | N | 0 | N | 0 |  |  | 0 |  |  | 57386 | 0 | N | 2012 | Cost effectiveness information: The cost was estimated for a catalytic oxidation system (COS) VOC = $57,386/TON CO + VOC = $8,948/ton | Good combustion practices | 0.004 | LB/MMBTU | TEST PROTOCOL | BACT-PSD |  | N | 0 | N | 0 |  |  | 0 |  |  | 57386 | 0 | N | 2012 | Cost effectiveness information: The cost was estimated for a catalytic oxidation system (COS) VOC = $57,386/TON CO + VOC = $8,948/ton | Good combustion practices | 0.004 | LB/MMBTU | TEST PROTOCOL | BACT-PSD |  | N | 0 | N | 0 |  |  | 0 |  |  | 57386 | 0 | N | 2012 | Cost effectiveness information: The cost was estimated for a catalytic oxidation system (COS) VOC = $57,386/TON CO + VOC = $8,948/ton | Good combustion practices | 0.004 | LB/MMBTU | TEST PROTOCOL | BACT-PSD |  | N | 0 | N | 0 |  |  | 0 |  |  | 57386 | 0 | N | 2012 | Cost effectiveness information: The cost was estimated for a catalytic oxidation system (COS) VOC = $57,386/TON CO + VOC = $8,948/ton | Good combustion practices | 0.004 | LB/MMBTU | TEST PROTOCOL | BACT-PSD |  | N | 0 | N | 0 |  |  | 0 |  |  | 57386 | 0 | N | 2012 | Cost effectiveness information: The cost was estimated for a catalytic oxidation system (COS) VOC = $57,386/TON CO + VOC = $8,948/ton | Good combustion practices | 0.004 | LB/MMBTU | TEST PROTOCOL | BACT-PSD |  | N | 0 | N | 0 |  |  | 0 |  |  | 57386 | 0 | N | 2012 | Cost effectiveness information: The cost was estimated for a catalytic oxidation system (COS) VOC = $57,386/TON CO + VOC = $8,948/ton | Good combustion practices | 0.004 | LB/MMBTU | TEST PROTOCOL | BACT-PSD |  | N | 0 | N | 0 |  |  | 0 |  |  | 57386 | 0 | N | 2012 | Cost effectiveness information: The cost was estimated for a catalytic oxidation system (COS) VOC = $57,386/TON CO + VOC = $8,948/ton | Good combustion practices | 0.004 | LB/MMBTU | TEST PROTOCOL | BACT-PSD |  | N | 0 | N | 0 |  |  | 0 |  |  | 57386 | 0 | N | 2012 | Cost effectiveness information: The cost was estimated for a catalytic oxidation system (COS) VOC = $57,386/TON CO + VOC = $8,948/ton | Good combustion practices | 0.004 | LB/MMBTU | TEST PROTOCOL | BACT-PSD |  | N | 0 | N | 0 |  |  | 0 |  |  | 57386 | 0 | N | 2012 | Cost effectiveness information: The cost was estimated for a catalytic oxidation system (COS) VOC = $57,386/TON CO + VOC = $8,948/ton | Good combustion practices | 0.004 | LB/MMBTU | TEST PROTOCOL | BACT-PSD |  | N | 0 | N | 0 |  |  | 0 |  |  | 57386 | 0 | N | 2012 | Cost effectiveness information: The cost was estimated for a catalytic oxidation system (COS) VOC = $57,386/TON CO + VOC = $8,948/ton | Good combustion practices | 0.004 | LB/MMBTU | TEST PROTOCOL | BACT-PSD |  | N | 0 | N | 0 |  |  | 0 |  |  | 57386 | 0 | N | 2012 | Cost effectiveness information: The cost was estimated for a catalytic oxidation system (COS) VOC = $57,386/TON CO + VOC = $8,948/ton | Good combustion practices | 0.004 | LB/MMBTU | TEST PROTOCOL | BACT-PSD |  | N | 0 | N | 0 |  |  | 0 |  |  | 57386 | 0 | N | 2012 | Cost effectiveness information: The cost was estimated for a catalytic oxidation system (COS) VOC = $57,386/TON CO + VOC = $8,948/ton | Good combustion practices | 0.004 | LB/MMBTU | TEST PROTOCOL | BACT-PSD |  | N | 0 | N | 0 |  |  | 0 |  |  | 57386 | 0 | N | 2012 | Cost effectiveness information: The cost was estimated for a catalytic oxidation system (COS) VOC = $57,386/TON CO + VOC = $8,948/ton | Good combustion practices | 0.004 | LB/MMBTU | TEST PROTOCOL | BACT-PSD |  | N | 0 | N | 0 |  |  | 0 |  |  | 57386 | 0 | N | 2012 | Cost effectiveness information: The cost was estimated for a catalytic oxidation system (COS) VOC = $57,386/TON CO + VOC = $8,948/ton | Good combustion practices | 0.004 | LB/MMBTU | TEST PROTOCOL | BACT-PSD |  | N | 0 | N | 0 |  |  | 0 |  |  | 57386 | 0 | N | 2012 | Cost effectiveness information: The cost was estimated for a catalytic oxidation system (COS) VOC = $57,386/TON CO + VOC = $8,948/ton | Good combustion practices | 0.004 | LB/MMBTU | TEST PROTOCOL | BACT-PSD |  | N | 0 | N | 0 |  |  | 0 |  |  | 57386 | 0 | N | 2012 | Cost effectiveness information: The cost was estimated for a catalytic oxidation system (COS) VOC = $57,386/TON CO + VOC = $8,948/ton | Good combustion practices | 0.004 | LB/MMBTU | TEST PROTOCOL | BACT-PSD |  | N | 0 | N | 0 |  |  | 0 |  |  | 57386 | 0 | N | 2012 | Cost effectiveness information: The cost was estimated for a catalytic oxidation system (COS) VOC = $57,386/TON CO + VOC = $8,948/ton | Good combustion practices | 0.004 | LB/MMBTU | TEST PROTOCOL | BACT-PSD |  | N | 0 | N | 0 |  |  | 0 |  |  | 57386 | 0 | N | 2012 | Cost effectiveness information: The cost was estimated for a catalytic oxidation system (COS) VOC = $57,386/TON CO + VOC = $8,948/ton | Good combustion practices | 0.004 | LB/MMBTU | TEST PROTOCOL | BACT-PSD |  | N | 0 | N | 0 |  |  | 0 |  |  | 57386 | 0 | N | 2012 | Cost effectiveness information: The cost was estimated for a catalytic oxidation system (COS) VOC = $57,386/TON CO + VOC = $8,948/ton | Good combustion practices | 0.004 | LB/MMBTU | TEST PROTOCOL | BACT-PSD |  | N | 0 | N | 0 |  |  | 0 |  |  | 57386 | 0 | N | 2012 | Cost effectiveness information: The cost was estimated for a catalytic oxidation system (COS) VOC = $57,386/TON CO + VOC = $8,948/ton