## BACM Summary
Summary of Revised ULSD Cost Effectiveness Analysis Results
Cost Effectiveness ($/ton)
ULS |  | Annual | Emission Reductions (tons/yr) |  | 85% | 15% | <-- WtFacs
Scenario | Measure Name | Cost | PM2.5 | SO2 | PM2.5 | SO2 | Combined
ULSRev1 | Measure 51ULS - Revision 1 (Annual Energy Use) | 1609293.125 | -34.3684 | 669.1867 | -46824.8218 | 2404.8493 | 22613.5847
ULSRev2 | Measure 51ULS - Revision 2 (Wood/Oil Efficiency Adjustment) | 1127929.4144 | -15.1446 | 669.8671 | -74477.3455 | 1683.8107 | 12874.8544
ULSRev3 | Measure 51ULS - Revision 3 (Combined and Weighted Cost Effectiveness) | 1127929.4144 | -15.1446 | 669.8671 | -74477.3455 | 1683.8107 | 12874.8544
ULSRev4 | Measure 51ULS - Revision 4 (Correction of Fuel Use Impacts from Reduced Boiler Fouling) | 16851620.7686 | -15.2958 | 669.3544 | -1101712.6441 | 25175.9332 | 192806.5776
ULSRev5a | Measure 51ULS - Revision 5a (Local Oil Device Survey Data & BNL ULSD Maint Interval) | 5091313.8471 | -15.2958 | 669.3544 | -332856.1043 | 7606.3056 | 58251.8923
ULSRev5b | Measure 51ULS - Revision 5b (Local Oil Device Survey Data & Adjusted ULSD Maint Interval) | 7403698.9674 | -15.2958 | 669.3544 | -484033.4872 | 11060.9557 | 84708.8763
ULSRev6 | Measure 51ULS - Revision 6 (Revision 5a with High Base Fuel Price, Additive ULSD Price Increase) | 7168093.2608 | -3.9297 | 669.653 | -1824061.3428 | 10704.191 | 73815.938
ULSRev7L | Measure 51ULS - Revision 7L (Low Base Fuel Price, Relative ULSD Price Increase) | 9511388.948 | -23.1835 | 669.1471 | -410265.1636 | 14214.1965 | 117910.6339
ULSRev7H | Measure 51ULS - Revision 7H (High Base Fuel Price, Relative ULSD Price Increase) | 26557882.0486 | -23.1835 | 669.1471 | -1145550.2328 | 39689.1512 | 329232.3261
ULSRev8LA | Measure 51ULS - Revision 8LA (#1 as Baseline Fuel, Low Fuel Price, Additive ULSD Price Increase) | 10192237.5603 | -16.4916 | 339.7583 | -618024.6072 | 29998.4987 | 275869.644
ULSRev8HA | Measure 51ULS - Revision 8HA (#1 as Baseline Fuel, High Fuel Price, Additive ULSD Price Increase) | 9428453.2118 | -7.3424 | 339.9979 | -1284112.7033 | 27730.9138 | 210650.9291
ULSRev8LR | Measure 51ULS - Revision 8LR (#1 as Baseline Fuel, Low Fuel Price, Relative ULSD Price Increase) | 13633644.6375 | -22.5155 | 339.6005 | -605523.9175 | 40146.1317 | 428704.8867
ULSRev8HR | Measure 51ULS - Revision 8HR (#1 as Baseline Fuel, High Fuel Price, Relative ULSD Price Increase) | 24775099.3817 | -22.5155 | 339.6005 | -1100359.8549 | 72953.6694 | 779043.7888

## CostData
Common Parametric Data | [11 empty] | Combustion
[12 empty] | Efficiency |  |  | Fuel |  |  | Program Development Cost (one time capital cost)
|  |  | Fuel Prices | [7 empty] | Fireplace, No Insert | 7% |  |  | AP-42 Wood | 17.3 | mmBTU/ton | Effort | Cost | Criteria
|  |  | (November/December) | [7 empty] | Fireplace, With Insert - Non-EPA Certified | 40% |  |  | Fairbanks Wood - Oven Dry, 0% Moisture | 16.5275 | mmBTU/ton | Low | 50000 | Requires minor modification to existing program
Fuel Type |  |  | 2018 | Units | [6 empty] | Fireplace, With Insert - EPA Certified Non-Catalytic | 66% |  |  | Fairbanks Wood - Air Dry, 20% MC (Dry Basis) | 13.7729 | mmBTU/ton | Medium | 100000 | Requires significant modification to existing program
Electricity |  |  | 0.2005 | /kWh | [6 empty] | Fireplace, With Insert - EPA Certified Catalytic | 70% |  |  | Fairbanks Wood - Episode Avg Baseline, 36.5% MC (Dry) | 12.1069 | mmBTU/ton | High | 1000000 | Requires development of new and/or complex program elements
District Hot Water Heat |  |  | 24.41 | /mmBTU | EIA-Based Forecasted Heating Oil Prices | [5 empty] | Woodstove - Non-EPA Certified | 54% |  |  | Fairbanks Wood - Jan/Feb Baseline, 36.1% MC (Dry) | 12.1418 | mmBTU/ton
District Steam Heat |  |  | 19.59 | /1,000 lb | 2019 | 2020 | 2021 | 2022 | 2023 | 2024 | Woodstove - EPA Certified Non-Catalytic | 68% |  |  | Fairbanks Wood - Nov Baseline, 36.9% MC (Dry) | 12.0722 | mmBTU/ton | Life of program: | 20 | years | CRR= | 0.083679
Fuel Oil (#2/#1 blend) |  |  | 2.8962 | /gal | 2.8962 | 2.8104 | 2.8603 | 2.9248 | 2.9775 | 3.0601 | Woodstove - EPA Certified Catalytic | 72% |  |  | Wood Pellets | 16 | mmBTU/ton | [5 empty] | For List
Natural Gas |  |  | 20.81 | /mcf | [6 empty] | Pellet Stove (Exempt) | 56% |  |  | Fuel Oil #1 | 125000 | BTU/gal |  | Annualized Cost |  |  |  | None
Propane |  |  | 3.43 | /gal | [6 empty] | Pellet Stove (EPA Certified) | 78% |  |  | Fuel Oil #2 | 138500 | BTU/gal | Low | 4183.9665 | /year |  |  | Low
Wood, Pellet |  |  | 272 | /ton | [6 empty] | OWB (Hydronic Heater) - 80/20 Unqual/Phase 2 Wtd | 43% |  |  | Fuel Oil #1/#2 Weighted (76% #2 24% #1)* | 135000 | BTU/gal | Medium | 8367.933 | /year |  |  | Medium
Wood, Birch Cordwood |  |  | 285 | /cord | EIA-Based Forecasted Heating Oil Prices 2020: 20%; EIA-Based Forecasted Heating Oil Prices 2021: <<- % of ComWood Price | OWB (Hydronic Heater) - Unqualified | 43% |  |  | 57% Fuel Oil #2 / 43% Kerosene Weighted | 136995 | BTU/gal | High | 83679.33 | /year |  |  | High
Wood, Spruce Cordwood |  |  | 229.17 | /cord | EIA-Based Forecasted Heating Oil Prices 2021: Composite | OWB (Hydronic Heater) - Phase 1 | 43% |  |  | Kerosene | 135000 | BTU/gal
Wood, Aspen Cordwood |  |  | 229.17 | /cord | EIA-Based Forecasted Heating Oil Prices 2019: Tons/Cord; EIA-Based Forecasted Heating Oil Prices 2020: $/ton; EIA-Based Forecasted Heating Oil Prices 2021: Sold/Cut | OWB (Hydronic Heater) - Phase 2 | 43% |  |  | Propane | 91333 | BTU/gal | Labor Categories
Wood, Cordwood Wtd. Avg., 20% MC |  |  | 355.0584 | /cord | EIA-Based Forecasted Heating Oil Prices 2019: 1.4792; EIA-Based Forecasted Heating Oil Prices 2020: 240.0331 | Masonry Heater | 85% |  |  | Natural Gas | 1015 | BTU/ft3 | Effort | Effort (FTE) | Criteria
Wood, Cordwood Wtd. Avg., 36.5% MC |  |  | 317.8124 | /cord | 1.6826 | 188.8821 | 97.4937 | /ton | [6 empty] | Coal | 15.2 | mmBTU/ton | Low | 0.25 | Program only addresses new construction, new devices, or limited set of devices
Wood, Cordwood Wtd. Avg., 64.3% MC |  |  | 255.0584 | /cord | EIA-Based Forecasted Heating Oil Prices 2019: 2.0253; EIA-Based Forecasted Heating Oil Prices 2020: 125.9374 |  | Combustion |  |  | Electric | 3413 | BTU/KWH | Medium | 0.5 | Program addresses significant portion of device population
Coal, Stoker |  |  | 120 | /ton | [6 empty] | Other Heating Types | Efficiency |  |  | Waste Oil | 140000 | BTU/gal (JACPA, Vol. 33, No. 7, July 1983) | High | 1 | Program address entire population of devices
| MC | Cost |  | Cost | [6 empty] | Central Oil (Weighted # 1 & #2), Residential | 81%
| 20% | 355.0584 | /cord | 210.9982 | EIA-Based Forecasted Heating Oil Prices 2019: /ton | Central Oil (#1 distillate), Residential | 81% | [5 empty] | Average cost of FTE
| 64.3% | 255.0584 | /cord | 151.5719 | EIA-Based Forecasted Heating Oil Prices 2019: /ton | Central Oil (#2 distillate), Residential | 81% |  |  | Compliance Fractions |  |  | 141629 | per FTE | Labor cost derived from FNSB 2019 budget breadout. Includes management, supervisory, and technical staff. Averaged for department. Costs include: salary, benefits, office supplies, computer supplies, operating supplies, equipent, contractor support, communications, travel, training, advertising, janitoral, and utilities.
|  |  | Installation Cost | [7 empty] | Central Oil (Weighted # 1 & #2), Commercial | 81% |  |  | 2019 Estimated Compliance with
Device Type |  |  | Device | Labor | [6 empty] | Portable: 43% Kerosene & 57% Fuel Oil | 81% |  |  | Curtailment Requirements (M1) | 20% | (B. Dulla email, 2/4/19)
Fireplace |  |  | 2333 | 9467 | EIA-Based Forecasted Heating Oil Prices 2019: R. Dulla email 11/14/18 | Direct Vent | 81% |  |  | Estimated Compliance with Enforcement Increase |  |  | Labor Cost
Fireplace insert, cordwood uncertified |  |  | 2467 | 1767 | EIA-Based Forecasted Heating Oil Prices 2019: R. Dulla email 11/14/18 | Natural Gas - Residential | 81% |  |  | Funded by Device Surcharge (M1) | 21.68% | (B. Dulla email, 2/4/19) | Effort | Cost
Fireplace insert, cordwood certified |  |  | 3393 | 2600 | EIA-Based Forecasted Heating Oil Prices 2019: R. Dulla email 11/14/18 | Natural Gas - Commercial, small uncontrolled | 81% |  |  | Estimated Compliance with No Visible Emission |  |  | Low | 35407.25 | /year
Fireplace insert, pellet exempt |  |  | 3200 | 2167 | EIA-Based Forecasted Heating Oil Prices 2019: R. Dulla email 11/14/18 | Coal Boiler (bituminous/subbituminous, hand-fed) | 43% |  |  | Limit during Curtailment Periods (M18) | 5% | (B. Dulla email, 2/4/19) | Medium | 70814.5 | /year
Fireplace insert, pellet certified |  |  | 3333 | 2333 | EIA-Based Forecasted Heating Oil Prices 2019: R. Dulla email 11/14/18 | Waste Oil Burning | - | [5 empty] | High | 141629 | /year
Wood stove |  |  | 3000 | 2517 | EIA-Based Forecasted Heating Oil Prices 2019: R. Dulla email 9/12/18 | Muni Heat | -
Outdoor hydronic heater |  |  | 6250 | 9000 | EIA-Based Forecasted Heating Oil Prices 2019: R. Dulla email 11/14/18
Pellet stove |  |  | 3867 | 2233 | EIA-Based Forecasted Heating Oil Prices 2019: R. Dulla email 9/12/18 | Heating Efficiency Factors |  |  |  | Residential Episodic Day Heating Energy Use: | 948267.8164 | BTU/HH/day, from 2019 Baseline EI
Oil heater |  |  | 5860 | 1969 | EIA-Based Forecasted Heating Oil Prices 2019: R. Dulla email 9/12/18 | Oil/Uncert SFBA |  |  |  | Residential Winter (Oct-Mar) Day Heating Energy Use: | 746362.1104 | BTU/HH/day, from 2011-2015 HH Survey
Coal, Stoker |  |  | 4500 | 5000 | EIA-Based Forecasted Heating Oil Prices 2019: R. Dulla email 11/14/18 | Oil/Fireplace: | 11.5714 |  |  | Residential Annual Average Day Heating Energy Use: | 457622.6732 | BTU/HH/day, from 2011-2015 HH Survey
[11 empty] | Oil/Uncert Ins: | 2.025
Number of Winter Days = |  |  | 180 | winter days/yr | [6 empty] | Oil/Uncert WS: | 1.5 |  |  | Episodic to Annual Average Heating Factor: | 0.48259 | <-- This factor is used to adjust episodic average daily emission reductions to annual average daily emission reductions.
| Capital Recovery Rate (CRR): |  | 5.5% | Bank Prime Loan | [6 empty] | Oil/Unq OHH: | 1.8837 |  |  | Winter to Annual Average Heating Factor: | 0.61314 | <-- This factor is used to adjust winter average daily emission reductions to annual average daily emission reductions.
| Useful Life (yrs) --> | 5 | 10 | 15 | EIA-Based Forecasted Heating Oil Prices 2019: 20; EIA-Based Forecasted Heating Oil Prices 2020: 30; EIA-Based Forecasted Heating Oil Prices 2021: 40 | Oil/Coal: | 1.8837 |  |  | Episodic to Winter Average Heating Factor: | 0.78708 | <-- This factor is used to adjust episodic average daily emission reductions to winter season average daily emission reductions.
| Capital Recovery Factor (CRR): | 0.23418 | 0.13267 | 0.099626 | EIA-Based Forecasted Heating Oil Prices 2019: 0.083679; EIA-Based Forecasted Heating Oil Prices 2020: 0.068805; EIA-Based Forecasted Heating Oil Prices 2021: 0.06232
Device Type |  |  | Annual Operation & Maintenance Cost | [7 empty] | Fraction of 2019 New Residences on Parcels > 0.5 acres = | 25% | Placeholder
Fireplace |  |  | 200 | R. Dulla email, 11/21/18 | [6 empty] | Fraction of 2019 New Residences on Parcels < 0.5 acres = | 75% | Placeholder
Fireplace insert, cordwood uncertified |  |  | 200 | Placeholder | EIA-Based Forecasted Heating Oil Prices 2020: 165
Fireplace insert, cordwood certified |  |  | 200 | Placeholder | EIA-Based Forecasted Heating Oil Prices 2020: 100 | Fraction of 2019 Residences that are Rentals = | 41.29% | <-- Estimated from 2016 ACS and 2010 Census by Block Group
Fireplace insert, pellet exempt |  |  | 200 | Placeholder | EIA-Based Forecasted Heating Oil Prices 2020: 75
Fireplace insert, pellet certified |  |  | 200 | Placeholder | EIA-Based Forecasted Heating Oil Prices 2020: 50
Wood stove |  |  | 200 | Placeholder | EIA-Based Forecasted Heating Oil Prices 2020: 50 | Measure 47 - Inspection Warrants
Outdoor hydronic heater |  |  | 200 | Placeholder | EIA-Based Forecasted Heating Oil Prices 2020: 75 | Enforecement Staff FTE Cost = | 100000 | (R. Dulla telecon, 10/29/2018)
Pellet stove |  |  | 200 | Placeholder | EIA-Based Forecasted Heating Oil Prices 2020: 50 | Enforcement Staff Employment Schedule = | 6 | months/yr (R. Dulla telecon, 10/29/2018)
Oil heater |  |  | 200 | Placeholder | EIA-Based Forecasted Heating Oil Prices 2020: 50 | Number of Part-Time Inspectors Needed = | 30 | (R. Dulla telecon, 10/29/2018)
Coal, Stoker |  |  | 200 | Placeholder | EIA-Based Forecasted Heating Oil Prices 2020: 75 | Inspection Vehicle Capital Cost Minus Salvage Earnings = | 18000 | per vehicle (estimated)
Pot Burner |  |  | 350 | Placeholder | EIA-Based Forecasted Heating Oil Prices 2020: 75 | Inspection Vehicle Useful Life = | 8 | yr (estimated)
[5 empty] | EIA-Based Forecasted Heating Oil Prices 2020: 300 | Inspection Vehicle Annual Capital Recovery Factor = | 0.15786
Device Type |  |  | Useful Life |  | EIA-Based Forecasted Heating Oil Prices 2020: Annual Remodel Rate | Inspection Vehicle Annual Capital Cost = | 2841.5522 | /yr
Fireplace |  |  | 40 | yrs Placeholder | EIA-Based Forecasted Heating Oil Prices 2020: 40; EIA-Based Forecasted Heating Oil Prices 2021: 2.5% | Inspection Vehicle Annual O&M Cost = | 3000 | /yr
Fireplace insert, cordwood uncertified |  |  | 10 | yrs Placeholder | EIA-Based Forecasted Heating Oil Prices 2020: 20; EIA-Based Forecasted Heating Oil Prices 2021: 10% | Inspection Vehicle Total Annual Cost = | 5841.5522 | /yr
Fireplace insert, cordwood certified |  |  | 10 | yrs Placeholder | EIA-Based Forecasted Heating Oil Prices 2020: 20; EIA-Based Forecasted Heating Oil Prices 2021: 10% | Inspection Vehicle Total Winter Season Cost = | 2920.7761 | /winter season
Fireplace insert, pellet exempt |  |  | 10 | yrs Placeholder | EIA-Based Forecasted Heating Oil Prices 2020: 20; EIA-Based Forecasted Heating Oil Prices 2021: 10% | Number of Inspection Vehicles = | 15
Fireplace insert, pellet certified |  |  | 10 | yrs Placeholder | EIA-Based Forecasted Heating Oil Prices 2020: 20; EIA-Based Forecasted Heating Oil Prices 2021: 10% | Total Inspection Vehicle Cost = | 43811.6416 | /winter season
Wood stove |  |  | 10 | yrs Placeholder | EIA-Based Forecasted Heating Oil Prices 2020: 20; EIA-Based Forecasted Heating Oil Prices 2021: 10%
Outdoor hydronic heater |  |  | 10 | yrs Placeholder | EIA-Based Forecasted Heating Oil Prices 2020: 30; EIA-Based Forecasted Heating Oil Prices 2021: 10%
Pellet stove |  |  | 10 | yrs Placeholder | EIA-Based Forecasted Heating Oil Prices 2020: 20; EIA-Based Forecasted Heating Oil Prices 2021: 10% | Measure 51ULSHO - Switch to Ultra Low Sulfur Heating Oil
Oil heater |  |  | 10 | yrs Placeholder | EIA-Based Forecasted Heating Oil Prices 2020: 30; EIA-Based Forecasted Heating Oil Prices 2021: 10% | Fairbanks Base 68% #2 & 32% #1 Heating Oil Sulfur Content (ppm) = | 2035.3929 | ppm
Moisture Meter |  |  | 8 | yrs Placeholder | [6 empty] | Ultra Low Sulfur Heating Oil Sulfur Content (ppm) = | 15 | ppm | bar: EIA-Based Forecasted Heating Oil Prices 2019
ESP |  |  | 20 | yrs Placeholder | [6 empty] | Average Cost for Fairbanks Oil Boiler Cleaning/Maintenance = | 491.9755 |  | (from Oct 2022 Fairbanks Heating Oil Appliance Cleaning Survey)
[11 empty] | Average Duration Between Boiler Cleanings (2035 ppm Fuel) = | 1.1138 | years | (from Oct 2022 Fairbanks Heating Oil Appliance Cleaning Survey)
Non-heating Device Costs | [10 empty] | Average Duration Between Boiler Cleanings (15 ppm ULS Fuel) = | 5.1236 | years | (from local survey interval x BNL fouling improvement factor below)
Moisture meter |  |  | 34 | R. Dulla email 11/14/18 | [6 empty] | Average Duration Between Boiler Cleanings (900 ppm #1 Fuel) = | 3.3672 | years | (interpolated from above)
Wet firewood testing labor |  |  | 30 | /hr Placeholder | [6 empty] | Annual Fuel Use Decrease from Reduced Fouling (ULS vs. 2000 ppm) = | 1.5% |  | (from 2015 Brookhaven report BNL-108353-2015-IR, page 38) | bar: EIA-Based Forecasted Heating Oil Prices 2019
Fireplace capping cost |  |  | 200 | Placeholder | [6 empty] | BNL Fouling Rate Improvement Factor (ULS Relative to #2) = | 4.6 |  | (from 2015 Brookhaven report BNL-108353-2015-IR, page 38) | bar: EIA-Based Forecasted Heating Oil Prices 2019
OHH and boiler removal and disposal |  |  | 945 | R. Dulla email 9/12/18 | [6 empty] | Average Base Heating Oil Market Price Projected in 2021 (from SIP) = | 2.8603 | per gallon
Pellet stove and boiler removal |  |  | 400 | R. Dulla email 9/12/18 | [6 empty] | July 2022 Peak #2 Heating Oil Market Price = | 5.1 | per gallon | (reported by Fairbanks residents July 2022)
Coal stove removal |  |  | 400 | Placeholder | [6 empty] | #2 to #1 Fuel Oil Additive Price Increase = | 0.07 | per gallon | (ADEC 2019 Residential Fuel Expenditure Report, from Tables 2 and 3)
Borough Support Staff |  |  | 35 | /hr salary and benefits | [6 empty] | #1 to ULS Oil Additive Price Increase = | 0.34 | per gallon | (ADEC 2019 Residential Fuel Expenditure Report, from Table 2) | bar: EIA-Based Forecasted Heating Oil Prices 2019
[11 empty] | #2 to ULS Oil Additive Price Increase = | 0.41 | per gallon | (ADEC 2019 Residential Fuel Expenditure Report, from Table 3)
[11 empty] | #2 to #1 Fuel Oil Relative Price Increase = | 3.167% |  | (ADEC 2019 Residential Fuel Expenditure Report, computed from Tables 2 and 3)
[11 empty] | #1 to ULS Oil Relative Price Increase = | 14.91% |  | (ADEC 2019 Residential Fuel Expenditure Report, computed from Table 2)
[11 empty] | #2 to ULS Oil Relative Price Increase = | 18.55% |  | (ADEC 2019 Residential Fuel Expenditure Report, computed from Table 3)
Note on A13: Tom Carlson: From "Purchasing Firewood in Alaska" on air dry basis (20% MC).
Note on H13: Tom Carlson: This represents the assumed fraction of the cost of commercially-sold wood that applies to "cut-own" wood. It's a rough monetization of gasoline (driving + chainsaw) and "sweat equity" costs for people that cut their own wood.
Note on A14: Tom Carlson: From "Purchasing Firewood in Alaska" on air dry basis (20% MC).
Note on A15: Tom Carlson: From "Purchasing Firewood in Alaska" on air dry basis (20% MC).
Note on A16: Tom Carlson: From "Purchasing Firewood in Alaska" on air dry basis (20% MC).
Note on A17: Tom Carlson: From "Purchasing Firewood in Alaska" on air dry basis (20% MC).
Note on N24: Tom Carlson: Portable heater fuel split per 2007 Fairbanks HH survey.
Note on S36: Tom Carlson: This factor is used to adjust episodic average daily emission reductions to annual average daily emission reductions.
Note on F37: Tom Carlson: https://www.federalreserve.gov/releases/h15/ as of 3/5/2019. See screen snapshot below.
Note on S37: Tom Carlson: This factor is used to adjust winter average daily emission reductions to annual average daily emission reductions.
Note on S38: Tom Carlson: This factor is used to adjust winter average daily emission reductions to annual average daily emission reductions.

## ULSRev1
Measure 51ULS - Revision 1 (Annual Energy Use)
Measure: | Replace Current Space Heating Oil with Ultra Low Sulfur (ULS) Heating Oil
Starting Calendar Year: | 2021
ULS Heating Oil Sulfur Level (ppm): | 15 | ppm
Fairbanks Space Heating Oil Characteristics - Baseline
Methodology Summary:
- Local heating oil used for space heating reflects a blend of #1 and #2 distillate.
- Residential #1 and #2 split based on responses from 2011-2015 Fairbanks Home Heating (HH) Survey.
- Commercial use assumed to be #1 distillate.
- Local #1 and #2 fuel sulfur content based on 2012 samples measured by SwRI.
- Winter heating fuel use fraction (relative to annual) calculated from 2011-2015 HH Survey.
| Distillate Blend (%) |  | Sulfur |  | Episodic vs. Annual
Sector | #1 | #2 | (ppm) |  | Heating Fuel Use: |  | 48.26%
Residential | 31.77% | 68.23% | 2035.3929
Commercial | 100% | 0% | 896
Fuel Sulfur (ppm) | 896 | 2566 |  | 2035.3929 | <-- #1/#2 Blend Sulfur Level (ppm)
2021 Baseline Space Heating Emission Factors (lb/mmBTU)
Fuel/Sector | VOC | NOX | SO2 | PM10-PRI | PM25-PRI | NH3 | CO
Baseline Resid. Oil Blend | 0.00532 | 0.083691 | 0.21566 | 0.0034041 | 0.0034041 | 0.00018278 | 0.0033416
Baseline Comm. Oil Blend | 0.005148 | 0.12996 | 0.091864 | 0.0032967 | 0.0032967 | 0.00017687 | 0.0032335
All Wood Devices | 2.5471 | 0.11969 | 0.024523 | 0.69285 | 0.69285 | 0.026065 | 7.3616
Calculation of Ultra Low Sulfur Heating Oil Emission Factors
Methodology Summary:
- SO2 emission factors scaled from baseline heating oil emission factors based on sulfur content.
- PM2.5 (and PM10) factors based on relative differences in emission factors from 2009 Brookhaven Lab study
(see figure below).
- NOx factors estimated as 25% reduction from average of NOx factors for baseline residential and
commercial heating oil based on 2002 V. Turk "Factors Affecting Oil Burner NOx Emissions" paper.
- Factors for all other pollutants assumed equal to those for baseline residential heating oil.
Tested Heating Oil Device PM2.5 Emission Factors (lb/mmBTU) vs. Fuel Sulfur (ppm)
Source: 2009 Brookhaven National Laboratory Report (BNL-91286-2009-IR)
Linear Eqn: PM2.5 (lb/mmBTU) vs. S (ppm)
| PM2.5 = | 1.9424e-06 | x S + | 0.00059763
Predicted
|  | Sulfur |  | PM2.5
Heating Oil Grade |  | (ppm) |  | lb/mmBTU
Baseline Residential Oil |  | 2035.3929 |  | 0.0045513
ULS Heating Oil |  | 15 |  | 0.00062677
|  |  | Relative Reduction, #2/#1 to ULS: | 86.23%
Energy Content Differences
Energy Content #2: | 130116.6012 | BTU/gal | Petro Star, 7/11/19 email, LHV
Energy Content #1: | 125684.6132 | BTU/gal | Petro Star, 7/11/19 email, LHV
% Difference (#1 vs. #2): | 3.406%
- Assume ULSHO energy content is same as #1 based on data reported from 2009 Brookhaven Labs study
ULS Heating Oil Emission Factors (lb/mmBTU)
Heating Oil Type | VOC | NOX | SO2 | PM10-PRI | PM25-PRI | NH3 | CO
ULS Heating Oil (15 ppm S) | 0.00532 | 0.080121 | 0.0015893 | 0.00046879 | 0.00046879 | 0.00018278 | 0.0033416
Without Implementation of this Measure
Methodology Summary:
- Set baseline nonattainment area heating energy use using average winter modeling episode day.
- Scaled average winter day to annual day heating energy use based on 2011-2015 HH Survey data.
- Calculate baseline annual emissions by affected fuel/sector using lb/mmBTU emission factors.
(Wood heating devices included to later account for price-based demand shift.)
2021 Nonattainment Area Heating Energy by
Affected Fuel/Sector (mmBTU/day)
|  |  | Epsd/Ann | Annual
Fuel/Sector |  | Episodic | Use (%) | (12 mths)
Residential Heating Oil |  | 31278.2812 | 48.26% | 15094.5233
Commercial Heating Oil |  | 10112.2062 | 48.26% | 4880.0294
All Wood Heating Devices |  | 6967.4375 | 48.26% | 3362.4017
TOTALS |  | 48357.9249 |  | 23336.9545
Space Heating Emission Factors (lb/mmBTU)
Fuel/Sector | VOC | NOX | SO2 | PM10-PRI | PM25-PRI | NH3 | CO
Residential Oil, Baseline | 0.00532 | 0.083691 | 0.21566 | 0.0034041 | 0.0034041 | 0.00018278 | 0.0033416
Commercial Oil, Baseline | 0.005148 | 0.12996 | 0.091864 | 0.0032967 | 0.0032967 | 0.00017687 | 0.0032335
All Wood Heating Devices | 2.5471 | 0.11969 | 0.024523 | 0.69285 | 0.69285 | 0.026065 | 7.3616
2021 Baseline Emissions by Affected Fuel Type (tons/year)
Fuel Type | VOC | NOX | SO2 | PM10-PRI | PM25-PRI | NH3 | CO
Residential Oil, Baseline | 14.6553 | 230.5487 | 594.0765 | 9.3774 | 9.3774 | 0.50351 | 9.2052
Commercial Oil, Baseline | 4.5848 | 115.7465 | 81.8148 | 2.9361 | 2.9361 | 0.15752 | 2.8798
All Wood Heating Devices | 1562.9737 | 73.4439 | 15.0483 | 425.1579 | 425.1579 | 15.9945 | 4517.3514
TOTALS | 1582.2138 | 419.7392 | 690.9396 | 437.4714 | 437.4714 | 16.6556 | 4529.4364
With Implementation of this Measure
Methodology Summary:
- Use ULS emission factors from 2009 Brookhaven report for PM2.5 (and scaled SO2).
- Adjust for decreased oil use from ULS due to eliminated boiler fouling/deposits.
- Account for reduced oil demand from increased ULS price (using demand elasticity).
- Assume energy from price-reduced oil demand replaced with "same-BTU" wood energy.
- Translate "same-BTU" energy to equivalent wood BTUs, accounting for wood/oil efficiency difference.
Heating Efficiency Improvement Using ULS Oil
|  | Baseline Oil Device Efficiency: | 81%
|  | Fuel Use Increase from Fouling: | 12% | per 2015 Brookhaven report (BNL-108353-2015-IR), showing 12% increase from 15 ppm S vs. 2000 ppm S
|  | Fouling Eliminated Fuel Use Decrease: | 10.71%
Heating Oil Price Elasticity Impacts on Wood Demand
|  | Estimated Oil Demand Price Elasticity: | -0.294 | (29.4% decrease in oil demand per 100% increase in oil price -- UAF estimate)
|  | Price Premium for ULS Oil: | 0.4067 |  | Base Price: | 2.8603 | per gallon
|  | Relative Price Increase: | 14.22%
|  | Decrease in Oil Use: | 4.18%
|  | Wood-Oil Cross-Price Elasticity: | 0.318 | (31.8% wood use increase per 100% increase in oil price)
|  | Increase in Wood Use: | 4.522%
Relative Heating Efficiency Between Oil and All Wood Devices
(Wood efficiency is usage weighted composite)
|  |  | Efficiency (%) |  | Relative
|  |  | Oil | Wood | Wood/Oil
|  |  | Devices | Devices | Factor
|  |  | 81% | 60% | 0.74074
2021 Nonattainment Area Heating Energy by
Affected Fuel/Sector (mmBTU/avg annual day)
| Annual | ULS- | After | Price | Wood/Oil | Energy | Annual
| Daily | Reduced | Reduced | Demand | Efficiency | Content | Daily
Fuel/Sector | Baseline | Fouling | Fouling | Impact | Adj. | Adj. | After ULS | % Change
Residential Heating Oil | 15094.5233 | -1617.2704 | 13477.2529 | -563.3913 |  | 514.1446 | 13428.0062 | -11.04%
Commercial Heating Oil | 4880.0294 | -522.8603 | 4357.1691 | -182.1433 |  |  | 4175.0258 | -14.45%
All Wood Heating Devices | 3362.4017 |  | 3362.4017 | 152.0331 | 205.2447 |  | 3719.6795 | 10.63%
TOTALS | 23336.9545 | -2140.1306 | 21196.8238 | -593.5015 | 205.2447 | 514.1446 | 21322.7116 | -8.631%
Space Heating Emission Factors (lb/mmBTU)
Fuel/Sector | VOC | NOX | SO2 | PM10-PRI | PM25-PRI | NH3 | CO
Residential Oil, ULS | 0.00532 | 0.080121 | 0.0015893 | 0.00046879 | 0.00046879 | 0.00018278 | 0.0033416
Commercial Oil, ULS | 0.00532 | 0.080121 | 0.0015893 | 0.00046879 | 0.00046879 | 0.00018278 | 0.0033416
All Wood Heating Devices | 2.5471 | 0.11969 | 0.024523 | 0.69285 | 0.69285 | 0.026065 | 7.3616
2021 After ULS Emissions by Affected Fuel Type (tons/year)
Fuel Type | VOC | NOX | SO2 | PM10-PRI | PM25-PRI | NH3 | CO
Residential Oil, ULS | 13.0373 | 196.3447 | 3.8947 | 1.1488 | 1.1488 | 0.44792 | 8.1889
Commercial Oil, ULS | 4.0535 | 61.0473 | 1.2109 | 0.35719 | 0.35719 | 0.13927 | 2.5461
All Wood Heating Devices | 1729.0501 | 81.2479 | 16.6473 | 470.3338 | 470.3338 | 17.6941 | 4997.3503
TOTALS | 1746.141 | 338.6399 | 21.7529 | 471.8398 | 471.8398 | 18.2813 | 5008.0853
Emission Benefits by Calendar Year
| Net Emission Benefits (tons/year) | [6 empty] | Implmnt.
Calendar Year | VOC | NOX | SO2 | PM10-PRI | PM25-PRI | NH3 | CO | Year
2021 | -163.9271 | 81.0993 | 669.1867 | -34.3684 | -34.3684 | -1.6257 | -478.6489 | 1 |  | One-time measure, so no accumulation of benefits over time
2022 | -163.9271 | 81.0993 | 669.1867 | -34.3684 | -34.3684 | -1.6257 | -478.6489 | 2
2023 | -163.9271 | 81.0993 | 669.1867 | -34.3684 | -34.3684 | -1.6257 | -478.6489 | 3
2024 | -163.9271 | 81.0993 | 669.1867 | -34.3684 | -34.3684 | -1.6257 | -478.6489 | 4
2025 | -163.9271 | 81.0993 | 669.1867 | -34.3684 | -34.3684 | -1.6257 | -478.6489 | 5
2026 | -163.9271 | 81.0993 | 669.1867 | -34.3684 | -34.3684 | -1.6257 | -478.6489 | 6
2027 | -163.9271 | 81.0993 | 669.1867 | -34.3684 | -34.3684 | -1.6257 | -478.6489 | 7
Cost Analysis:
Costs - Without Implementation of this Measure
- Assume that baseline costs are limited to fuel costs for oil and wood and maintenance costs for existing heating oil units used in residential and commercial space heating
- 2011-2015 Fairbanks Home Heating Survey data household percentages:
|  | Residential Oil: | 89.67%
|  | Residential Wood: | 38.84%
- Assume 98% of commercial buildings use heating oil (remaining 2% use natural gas) -- consistent with SIP EI assumption
|  |  |  | Annual Daily Energy | [5 empty] | Back-Calculated |  |  |  | Total Fuel Costs |  | Oil Device Repair/Maintenance Costs |  |  |  | Total Operating Cost
| Affected Devices |  |  | Use (mmBTU/day) |  | Annual Daily Fuel Use |  |  |  | Energy Content |  | Fuel Price |  | Per Year |  | Interval | Avg Cost/ | Annual Costs |  | Per Year
Device Type | Counts | Units |  | Total | Per Unit | Total | Per Unit | Units | Fuel Type | mmBTU | Units | Cost | Unit | Total | Per Unit | (years) | Service | Per Unit | Total | Per Unit | Total
Residential Oil Devices | 32408.8249 | res. units w/oil |  | 15094.5233 | 0.46575 | 112627.1115 | 3.4752 | gallons | Resid. Oil Blend | 0.13402 | /gallon | 2.8603 | /gal | 117584086.1748 | 3628.1503 | 1.5 | 100 | 66.6667 | 2160588.3268 | 3694.8169 | 119744674.5016
Commercial Oil Devices | 1612 | comm. units w/oil |  | 4880.0294 | 3.0273 | 36360.9671 | 22.5564 | gallons | Comm. Oil Blend | 0.13421 | /gallon | 2.9075 | /gal | 38587277.1451 | 23937.5168 | 1.5 | 100 | 66.6667 | 107466.6667 | 24004.1835 | 38694743.8118
All Wood Heating Devices | 14039.3672 | res. units w/wood |  | 3362.4017 | 0.2395 | 299.1681 | 0.021309 | tons | Wood | 11.2392 | /ton | 97.4937 | /ton | 10645959.0609 | 758.2934 |  |  |  |  | 758.2934 | 10645959.0609
TOTALS |  |  |  | 23336.9545 |  | 41108895.6875 | Residential heating oil, gallons/year | [6 empty] | 166817322.3807 |  |  |  |  | 2268054.9935 |  | 169085377.3742
[6 empty] | 13271753.0034 | Commercial heating oil, gallons/year
[6 empty] | 109196.3638 | Wood, tons/year
Costs - With Implementation of this Measure
- Assume that baseline costs are limited to fuel costs for oil and wood and maintenance costs for existing heating oil units used in residential and commercial space heating
- Adjust fuel usage to reflect decrease from elimination of fouling using ULSHO
- Also adjust oil usage to reflect own-price and cross-price elasticity assumptions above
- Account for price change of ULSHO
- Adjust maintenance/repair cost to reflect longer interval between services per Brookhaven/NYSERDA report
|  |  |  | Annual Daily Energy | [5 empty] | Unchanged |  |  |  | Total Fuel Costs |  | Oil Device Repair/Maintenance Costs |  |  |  | Total Operating Cost
| Affected Devices |  |  | Use (mmBTU/day) |  | Annual Daily Fuel Use |  |  |  | Energy Content |  | Fuel Price |  | Per Year |  | Interval | Avg Cost/ | Annual Costs |  | Per Year
Device Type | Counts | Units |  | Total | Per Unit | Total | Per Unit | Units | Fuel Type | mmBTU | Units | Cost | Unit | Total | Per Unit | (years) | Service | Per Unit | Total | Per Unit | Total
Residential Oil Devices | 32408.8249 | res. units w/oil |  | 13428.0062 | 0.41433 | 100192.4687 | 3.0915 | gallons | Resid. Oil Blend | 0.13402 | /gallon | 3.267 | /gal | 119475287.6739 | 3686.5048 | 1.5 | 100 | 66.6667 | 2160588.3268 | 3753.1714 | 121635876.0008
Commercial Oil Devices | 1612 | comm. units w/oil |  | 4175.0258 | 2.59 | 31108.0045 | 19.2978 | gallons | Comm. Oil Blend | 0.13421 | /gallon | 3.267 | /gal | 37094981.618 | 23011.7752 | 1.5 | 100 | 66.6667 | 107466.6667 | 23078.4419 | 37202448.2847
All Wood Heating Devices | 14039.3672 | res. units w/wood |  | 3719.6795 | 0.26495 | 330.9567 | 0.023573 | tons | Wood | 11.2392 | /ton | 97.4937 | /ton | 11777163.7808 | 838.8671 |  |  |  |  | 838.8671 | 11777163.7808
TOTALS |  |  |  | 21322.7116 |  | 36570251.0753 | Residential heating oil, gallons/year | [6 empty] | 168347433.0727 |  |  |  |  | 2268054.9935 |  | 170615488.0662
[6 empty] | 11354421.6366 | Commercial heating oil, gallons/year
[6 empty] | 120799.2116 | Wood, tons/year
| Annual | Annual
| Program | Labor
| Cost | Cost
| Effort: | Effort:
| Medium | Medium
| 8367.933 | 70814.5
Cost Effectiveness:
Cost Without Implementation = |  | 169085377.3742 | /year
Cost With Implementation = |  | 170694670.4992 | /year
Cost Increase = |  | 1609293.125 | /year
PM2.5 Emission Reduction = |  | -34.3684 | tons/year - 2021
SO2 Emission Reduction = |  | 669.1867 | tons/year - 2021
Implementation Cost-Effectiveness = |  | -46824.8218 | /ton PM2.5
|  | 2404.8493 | /ton SO2
Note on R190: Tom Carlson: From 2015 Brookhaven/NYSERDA report BNL-108353-2015-IR.
Note on S190: Tom Carlson: Estimated from HVAC.com.
Note on R191: Tom Carlson: From 2015 Brookhaven/NYSERDA report BNL-108353-2015-IR.
Note on S191: Tom Carlson: Estimated from HVAC.com.
Note on N192: Tom Carlson: Composite wood cost that accounts for the fact that 40% buy wood and 60% cut their own.
Note on R208: Tom Carlson: From 2015 Brookhaven/NYSERDA report BNL-108353-2015-IR.
Note on S208: Tom Carlson: Estimated from HVAC.com.
Note on R209: Tom Carlson: From 2015 Brookhaven/NYSERDA report BNL-108353-2015-IR.
Note on S209: Tom Carlson: Estimated from HVAC.com.
Note on N210: Tom Carlson: Composite wood cost that accounts for the fact that 40% buy wood and 60% cut their own.

## ULSRev2
Measure 51ULS - Revision 2 (Wood/Oil Efficiency Adjustment)
Measure: | Replace Current Space Heating Oil with Ultra Low Sulfur (ULS) Heating Oil
Starting Calendar Year: | 2021
ULS Heating Oil Sulfur Level (ppm): | 15 | ppm
Fairbanks Space Heating Oil Characteristics - Baseline
Methodology Summary:
- Local heating oil used for space heating reflects a blend of #1 and #2 distillate.
- Residential #1 and #2 split based on responses from 2011-2015 Fairbanks Home Heating (HH) Survey.
- Commercial use assumed to be #1 distillate.
- Local #1 and #2 fuel sulfur content based on 2012 samples measured by SwRI.
- Winter heating fuel use fraction (relative to annual) calculated from 2011-2015 HH Survey.
| Distillate Blend (%) |  | Sulfur |  | Episodic vs. Annual
Sector | #1 | #2 | (ppm) |  | Heating Fuel Use: |  | 48.26%
Residential | 31.77% | 68.23% | 2035.3929
Commercial | 100% | 0% | 896
Fuel Sulfur (ppm) | 896 | 2566 |  | 2035.3929 | <-- #1/#2 Blend Sulfur Level (ppm)
2021 Baseline Space Heating Emission Factors (lb/mmBTU)
Fuel/Sector | VOC | NOX | SO2 | PM10-PRI | PM25-PRI | NH3 | CO
Baseline Resid. Oil Blend | 0.00532 | 0.083691 | 0.21566 | 0.0034041 | 0.0034041 | 0.00018278 | 0.0033416
Baseline Comm. Oil Blend | 0.005148 | 0.12996 | 0.091864 | 0.0032967 | 0.0032967 | 0.00017687 | 0.0032335
All Wood Devices | 2.5471 | 0.11969 | 0.024523 | 0.69285 | 0.69285 | 0.026065 | 7.3616
Calculation of Ultra Low Sulfur Heating Oil Emission Factors
Methodology Summary:
- SO2 emission factors scaled from baseline heating oil emission factors based on sulfur content.
- PM2.5 (and PM10) factors based on relative differences in emission factors from 2009 Brookhaven Lab study
(see figure below).
- NOx factors estimated as 25% reduction from average of NOx factors for baseline residential and
commercial heating oil based on 2002 V. Turk "Factors Affecting Oil Burner NOx Emissions" paper.
- Factors for all other pollutants assumed equal to those for baseline residential heating oil.
Tested Heating Oil Device PM2.5 Emission Factors (lb/mmBTU) vs. Fuel Sulfur (ppm)
Source: 2009 Brookhaven National Laboratory Report (BNL-91286-2009-IR)
Linear Eqn: PM2.5 (lb/mmBTU) vs. S (ppm)
| PM2.5 = | 1.9424e-06 | x S + | 0.00059763
Predicted
|  | Sulfur |  | PM2.5
Heating Oil Grade |  | (ppm) |  | lb/mmBTU
Baseline Residential Oil |  | 2035.3929 |  | 0.0045513
ULS Heating Oil |  | 15 |  | 0.00062677
|  |  | Relative Reduction, #2/#1 to ULS: | 86.23%
Energy Content Differences
Energy Content #2: | 130116.6012 | BTU/gal | Petro Star, 7/11/19 email, LHV
Energy Content #1: | 125684.6132 | BTU/gal | Petro Star, 7/11/19 email, LHV
% Difference (#1 vs. #2): | 3.406%
- Assume ULSHO energy content is same as #1 based on data reported from 2009 Brookhaven Labs study
ULS Heating Oil Emission Factors (lb/mmBTU)
Heating Oil Type | VOC | NOX | SO2 | PM10-PRI | PM25-PRI | NH3 | CO
ULS Heating Oil (15 ppm S) | 0.00532 | 0.080121 | 0.0015893 | 0.00046879 | 0.00046879 | 0.00018278 | 0.0033416
Without Implementation of this Measure
Methodology Summary:
- Set baseline nonattainment area heating energy use using average winter modeling episode day.
- Scaled average winter day to annual day heating energy use based on 2011-2015 HH Survey data.
- Calculate baseline annual emissions by affected fuel/sector using lb/mmBTU emission factors.
(Wood heating devices included to later account for price-based demand shift.)
2021 Nonattainment Area Heating Energy by
Affected Fuel/Sector (mmBTU/day)
|  |  | Epsd/Ann | Annual
Fuel/Sector |  | Episodic | Use (%) | (12 mths)
Residential Heating Oil |  | 31278.2812 | 48.26% | 15094.5233
Commercial Heating Oil |  | 10112.2062 | 48.26% | 4880.0294
All Wood Heating Devices |  | 6967.4375 | 48.26% | 3362.4017
TOTALS |  | 48357.9249 |  | 23336.9545
Space Heating Emission Factors (lb/mmBTU)
Fuel/Sector | VOC | NOX | SO2 | PM10-PRI | PM25-PRI | NH3 | CO
Residential Oil, Baseline | 0.00532 | 0.083691 | 0.21566 | 0.0034041 | 0.0034041 | 0.00018278 | 0.0033416
Commercial Oil, Baseline | 0.005148 | 0.12996 | 0.091864 | 0.0032967 | 0.0032967 | 0.00017687 | 0.0032335
All Wood Heating Devices | 2.5471 | 0.11969 | 0.024523 | 0.69285 | 0.69285 | 0.026065 | 7.3616
2021 Baseline Emissions by Affected Fuel Type (tons/year)
Fuel Type | VOC | NOX | SO2 | PM10-PRI | PM25-PRI | NH3 | CO
Residential Oil, Baseline | 14.6553 | 230.5487 | 594.0765 | 9.3774 | 9.3774 | 0.50351 | 9.2052
Commercial Oil, Baseline | 4.5848 | 115.7465 | 81.8148 | 2.9361 | 2.9361 | 0.15752 | 2.8798
All Wood Heating Devices | 1562.9737 | 73.4439 | 15.0483 | 425.1579 | 425.1579 | 15.9945 | 4517.3514
TOTALS | 1582.2138 | 419.7392 | 690.9396 | 437.4714 | 437.4714 | 16.6556 | 4529.4364
With Implementation of this Measure
Methodology Summary:
- Use ULS emission factors from 2009 Brookhaven report for PM2.5 (and scaled SO2).
- Adjust for decreased oil use from ULS due to eliminated boiler fouling/deposits.
- Account for reduced oil demand from increased ULS price (using demand elasticity).
- Assume energy from price-reduced oil demand replaced with "same-BTU" wood energy.
- Translate "same-BTU" energy to equivalent wood BTUs, accounting for wood/oil efficiency difference.
Heating Efficiency Improvement Using ULS Oil
|  | Baseline Oil Device Efficiency: | 81%
|  | Fuel Use Increase from Fouling: | 12% | per 2015 Brookhaven report (BNL-108353-2015-IR), showing 12% increase from 15 ppm S vs. 2000 ppm S
|  | Fouling Eliminated Fuel Use Decrease: | 10.71%
Heating Oil Price Elasticity Impacts on Wood Demand
|  | Estimated Oil Demand Price Elasticity: | -0.294 | (29.4% decrease in oil demand per 100% increase in oil price -- UAF estimate)
|  | Price Premium for ULS Oil: | 0.4067 |  | Base Price: | 2.8603 | per gallon
|  | Relative Price Increase: | 14.22%
|  | Decrease in Oil Use: | 4.18%
|  | Wood-Oil Cross-Price Elasticity: | 0.318 | (31.8% wood use increase per 100% increase in oil price)
|  | Increase in Wood Use: | 4.522%
Relative Heating Efficiency Between Oil and All Wood Devices
(Wood efficiency is usage weighted composite)
|  |  | Efficiency (%) |  | Relative
|  |  | Oil | Wood | Wood/Oil
|  |  | Devices | Devices | Factor
|  |  | 81% | 60% | 0.74074
2021 Nonattainment Area Heating Energy by
Affected Fuel/Sector (mmBTU/avg annual day)
| Annual | ULS- | After | Price | Wood/Oil | Energy | Annual
| Daily | Reduced | Reduced | Demand | Efficiency | Content | Daily
Fuel/Sector | Baseline | Fouling | Fouling | Impact | Adj. | Adj. | After ULS | % Change
Residential Heating Oil | 15094.5233 | -1617.2704 | 13477.2529 | -563.3913 |  | 514.1446 | 13428.0062 | -11.04%
Commercial Heating Oil | 4880.0294 | -522.8603 | 4357.1691 | -182.1433 |  |  | 4175.0258 | -14.45%
All Wood Heating Devices | 3362.4017 |  | 3362.4017 | 152.0331 | 53.2116 |  | 3567.6464 | 6.104%
TOTALS | 23336.9545 | -2140.1306 | 21196.8238 | -593.5015 | 53.2116 | 514.1446 | 21170.6785 | -9.283%
Space Heating Emission Factors (lb/mmBTU)
Fuel/Sector | VOC | NOX | SO2 | PM10-PRI | PM25-PRI | NH3 | CO
Residential Oil, ULS | 0.00532 | 0.080121 | 0.0015893 | 0.00046879 | 0.00046879 | 0.00018278 | 0.0033416
Commercial Oil, ULS | 0.00532 | 0.080121 | 0.0015893 | 0.00046879 | 0.00046879 | 0.00018278 | 0.0033416
All Wood Heating Devices | 2.5471 | 0.11969 | 0.024523 | 0.69285 | 0.69285 | 0.026065 | 7.3616
2021 After ULS Emissions by Affected Fuel Type (tons/year)
Fuel Type | VOC | NOX | SO2 | PM10-PRI | PM25-PRI | NH3 | CO
Residential Oil, ULS | 13.0373 | 196.3447 | 3.8947 | 1.1488 | 1.1488 | 0.44792 | 8.1889
Commercial Oil, ULS | 4.0535 | 61.0473 | 1.2109 | 0.35719 | 0.35719 | 0.13927 | 2.5461
All Wood Heating Devices | 1658.3793 | 77.927 | 15.9668 | 451.11 | 451.11 | 16.9709 | 4793.0954
TOTALS | 1675.4701 | 335.3191 | 21.0725 | 452.616 | 452.616 | 17.5581 | 4803.8305
Emission Benefits by Calendar Year
| Net Emission Benefits (tons/year) | [6 empty] | Implmnt.
Calendar Year | VOC | NOX | SO2 | PM10-PRI | PM25-PRI | NH3 | CO | Year
2021 | -93.2563 | 84.4201 | 669.8671 | -15.1446 | -15.1446 | -0.90248 | -274.3941 | 1 |  | One-time measure, so no accumulation of benefits over time
2022 | -93.2563 | 84.4201 | 669.8671 | -15.1446 | -15.1446 | -0.90248 | -274.3941 | 2
2023 | -93.2563 | 84.4201 | 669.8671 | -15.1446 | -15.1446 | -0.90248 | -274.3941 | 3
2024 | -93.2563 | 84.4201 | 669.8671 | -15.1446 | -15.1446 | -0.90248 | -274.3941 | 4
2025 | -93.2563 | 84.4201 | 669.8671 | -15.1446 | -15.1446 | -0.90248 | -274.3941 | 5
2026 | -93.2563 | 84.4201 | 669.8671 | -15.1446 | -15.1446 | -0.90248 | -274.3941 | 6
2027 | -93.2563 | 84.4201 | 669.8671 | -15.1446 | -15.1446 | -0.90248 | -274.3941 | 7
Cost Analysis:
Costs - Without Implementation of this Measure
- Assume that baseline costs are limited to fuel costs for oil and wood and maintenance costs for existing heating oil units used in residential and commercial space heating
- 2011-2015 Fairbanks Home Heating Survey data household percentages:
|  | Residential Oil: | 89.67%
|  | Residential Wood: | 38.84%
- Assume 98% of commercial buildings use heating oil (remaining 2% use natural gas) -- consistent with SIP EI assumption
|  |  |  | Annual Daily Energy | [5 empty] | Back-Calculated |  |  |  | Total Fuel Costs |  | Oil Device Repair/Maintenance Costs |  |  |  | Total Operating Cost
| Affected Devices |  |  | Use (mmBTU/day) |  | Annual Daily Fuel Use |  |  |  | Energy Content |  | Fuel Price |  | Per Year |  | Interval | Avg Cost/ | Annual Costs |  | Per Year
Device Type | Counts | Units |  | Total | Per Unit | Total | Per Unit | Units | Fuel Type | mmBTU | Units | Cost | Unit | Total | Per Unit | (years) | Service | Per Unit | Total | Per Unit | Total
Residential Oil Devices | 32408.8249 | res. units w/oil |  | 15094.5233 | 0.46575 | 112627.1115 | 3.4752 | gallons | Resid. Oil Blend | 0.13402 | /gallon | 2.8603 | /gal | 117584086.1748 | 3628.1503 | 1.5 | 100 | 66.6667 | 2160588.3268 | 3694.8169 | 119744674.5016
Commercial Oil Devices | 1612 | comm. units w/oil |  | 4880.0294 | 3.0273 | 36360.9671 | 22.5564 | gallons | Comm. Oil Blend | 0.13421 | /gallon | 2.9075 | /gal | 38587277.1451 | 23937.5168 | 1.5 | 100 | 66.6667 | 107466.6667 | 24004.1835 | 38694743.8118
All Wood Heating Devices | 14039.3672 | res. units w/wood |  | 3362.4017 | 0.2395 | 299.1681 | 0.021309 | tons | Wood | 11.2392 | /ton | 97.4937 | /ton | 10645959.0609 | 758.2934 |  |  |  |  | 758.2934 | 10645959.0609
TOTALS |  |  |  | 23336.9545 |  | 41108895.6875 | Residential heating oil, gallons/year | [6 empty] | 166817322.3807 |  |  |  |  | 2268054.9935 |  | 169085377.3742
[6 empty] | 13271753.0034 | Commercial heating oil, gallons/year
[6 empty] | 109196.3638 | Wood, tons/year
Costs - With Implementation of this Measure
- Assume that baseline costs are limited to fuel costs for oil and wood and maintenance costs for existing heating oil units used in residential and commercial space heating
- Adjust fuel usage to reflect decrease from elimination of fouling using ULSHO
- Also adjust oil usage to reflect own-price and cross-price elasticity assumptions above
- Account for price change of ULSHO
- Adjust maintenance/repair cost to reflect longer interval between services per Brookhaven/NYSERDA report
|  |  |  | Annual Daily Energy | [5 empty] | Unchanged |  |  |  | Total Fuel Costs |  | Oil Device Repair/Maintenance Costs |  |  |  | Total Operating Cost
| Affected Devices |  |  | Use (mmBTU/day) |  | Annual Daily Fuel Use |  |  |  | Energy Content |  | Fuel Price |  | Per Year |  | Interval | Avg Cost/ | Annual Costs |  | Per Year
Device Type | Counts | Units |  | Total | Per Unit | Total | Per Unit | Units | Fuel Type | mmBTU | Units | Cost | Unit | Total | Per Unit | (years) | Service | Per Unit | Total | Per Unit | Total
Residential Oil Devices | 32408.8249 | res. units w/oil |  | 13428.0062 | 0.41433 | 100192.4687 | 3.0915 | gallons | Resid. Oil Blend | 0.13402 | /gallon | 3.267 | /gal | 119475287.6739 | 3686.5048 | 1.5 | 100 | 66.6667 | 2160588.3268 | 3753.1714 | 121635876.0008
Commercial Oil Devices | 1612 | comm. units w/oil |  | 4175.0258 | 2.59 | 31108.0045 | 19.2978 | gallons | Comm. Oil Blend | 0.13421 | /gallon | 3.267 | /gal | 37094981.618 | 23011.7752 | 1.5 | 100 | 66.6667 | 107466.6667 | 23078.4419 | 37202448.2847
All Wood Heating Devices | 14039.3672 | res. units w/wood |  | 3567.6464 | 0.25412 | 317.4297 | 0.02261 | tons | Wood | 11.2392 | /ton | 97.4937 | /ton | 11295800.0702 | 804.5804 |  |  |  |  | 804.5804 | 11295800.0702
TOTALS |  |  |  | 21170.6785 |  | 36570251.0753 | Residential heating oil, gallons/year | [6 empty] | 167866069.3621 |  |  |  |  | 2268054.9935 |  | 170134124.3556
[6 empty] | 11354421.6366 | Commercial heating oil, gallons/year
[6 empty] | 115861.8296 | Wood, tons/year
| Annual | Annual
| Program | Labor
| Cost | Cost
| Effort: | Effort:
| Medium | Medium
| 8367.933 | 70814.5
Cost Effectiveness:
Cost Without Implementation = |  | 169085377.3742 | /year
Cost With Implementation = |  | 170213306.7886 | /year
Cost Increase = |  | 1127929.4144 | /year
PM2.5 Emission Reduction = |  | -15.1446 | tons/year - 2021
SO2 Emission Reduction = |  | 669.8671 | tons/year - 2021
Implementation Cost-Effectiveness = |  | -74477.3455 | /ton PM2.5
|  | 1683.8107 | /ton SO2
Note on R190: Tom Carlson: From 2015 Brookhaven/NYSERDA report BNL-108353-2015-IR.
Note on S190: Tom Carlson: Estimated from HVAC.com.
Note on R191: Tom Carlson: From 2015 Brookhaven/NYSERDA report BNL-108353-2015-IR.
Note on S191: Tom Carlson: Estimated from HVAC.com.
Note on N192: Tom Carlson: Composite wood cost that accounts for the fact that 40% buy wood and 60% cut their own.
Note on R208: Tom Carlson: From 2015 Brookhaven/NYSERDA report BNL-108353-2015-IR.
Note on S208: Tom Carlson: Estimated from HVAC.com.
Note on R209: Tom Carlson: From 2015 Brookhaven/NYSERDA report BNL-108353-2015-IR.
Note on S209: Tom Carlson: Estimated from HVAC.com.
Note on N210: Tom Carlson: Composite wood cost that accounts for the fact that 40% buy wood and 60% cut their own.

## ULSRev3
Measure 51ULS - Revision 3 (Combined and Weighted Cost Effectiveness)
Measure: | Replace Current Space Heating Oil with Ultra Low Sulfur (ULS) Heating Oil
Starting Calendar Year: | 2021
ULS Heating Oil Sulfur Level (ppm): | 15 | ppm
Fairbanks Space Heating Oil Characteristics - Baseline
Methodology Summary:
- Local heating oil used for space heating reflects a blend of #1 and #2 distillate.
- Residential #1 and #2 split based on responses from 2011-2015 Fairbanks Home Heating (HH) Survey.
- Commercial use assumed to be #1 distillate.
- Local #1 and #2 fuel sulfur content based on 2012 samples measured by SwRI.
- Winter heating fuel use fraction (relative to annual) calculated from 2011-2015 HH Survey.
| Distillate Blend (%) |  | Sulfur |  | Episodic vs. Annual
Sector | #1 | #2 | (ppm) |  | Heating Fuel Use: |  | 48.26%
Residential | 31.77% | 68.23% | 2035.3929
Commercial | 100% | 0% | 896
Fuel Sulfur (ppm) | 896 | 2566 |  | 2035.3929 | <-- #1/#2 Blend Sulfur Level (ppm)
2021 Baseline Space Heating Emission Factors (lb/mmBTU)
Fuel/Sector | VOC | NOX | SO2 | PM10-PRI | PM25-PRI | NH3 | CO
Baseline Resid. Oil Blend | 0.00532 | 0.083691 | 0.21566 | 0.0034041 | 0.0034041 | 0.00018278 | 0.0033416
Baseline Comm. Oil Blend | 0.005148 | 0.12996 | 0.091864 | 0.0032967 | 0.0032967 | 0.00017687 | 0.0032335
All Wood Devices | 2.5471 | 0.11969 | 0.024523 | 0.69285 | 0.69285 | 0.026065 | 7.3616
Calculation of Ultra Low Sulfur Heating Oil Emission Factors
Methodology Summary:
- SO2 emission factors scaled from baseline heating oil emission factors based on sulfur content.
- PM2.5 (and PM10) factors based on relative differences in emission factors from 2009 Brookhaven Lab study
(see figure below).
- NOx factors estimated as 25% reduction from average of NOx factors for baseline residential and
commercial heating oil based on 2002 V. Turk "Factors Affecting Oil Burner NOx Emissions" paper.
- Factors for all other pollutants assumed equal to those for baseline residential heating oil.
Tested Heating Oil Device PM2.5 Emission Factors (lb/mmBTU) vs. Fuel Sulfur (ppm)
Source: 2009 Brookhaven National Laboratory Report (BNL-91286-2009-IR)
Linear Eqn: PM2.5 (lb/mmBTU) vs. S (ppm)
| PM2.5 = | 1.9424e-06 | x S + | 0.00059763
Predicted
|  | Sulfur |  | PM2.5
Heating Oil Grade |  | (ppm) |  | lb/mmBTU
Baseline Residential Oil |  | 2035.3929 |  | 0.0045513
ULS Heating Oil |  | 15 |  | 0.00062677
|  |  | Relative Reduction, #2/#1 to ULS: | 86.23%
Energy Content Differences
Energy Content #2: | 130116.6012 | BTU/gal | Petro Star, 7/11/19 email, LHV
Energy Content #1: | 125684.6132 | BTU/gal | Petro Star, 7/11/19 email, LHV
% Difference (#1 vs. #2): | 3.406%
- Assume ULSHO energy content is same as #1 based on data reported from 2009 Brookhaven Labs study
ULS Heating Oil Emission Factors (lb/mmBTU)
Heating Oil Type | VOC | NOX | SO2 | PM10-PRI | PM25-PRI | NH3 | CO
ULS Heating Oil (15 ppm S) | 0.00532 | 0.080121 | 0.0015893 | 0.00046879 | 0.00046879 | 0.00018278 | 0.0033416
Without Implementation of this Measure
Methodology Summary:
- Set baseline nonattainment area heating energy use using average winter modeling episode day.
- Scaled average winter day to annual day heating energy use based on 2011-2015 HH Survey data.
- Calculate baseline annual emissions by affected fuel/sector using lb/mmBTU emission factors.
(Wood heating devices included to later account for price-based demand shift.)
2021 Nonattainment Area Heating Energy by
Affected Fuel/Sector (mmBTU/day)
|  |  | Epsd/Ann | Annual
Fuel/Sector |  | Episodic | Use (%) | (12 mths)
Residential Heating Oil |  | 31278.2812 | 48.26% | 15094.5233
Commercial Heating Oil |  | 10112.2062 | 48.26% | 4880.0294
All Wood Heating Devices |  | 6967.4375 | 48.26% | 3362.4017
TOTALS |  | 48357.9249 |  | 23336.9545
Space Heating Emission Factors (lb/mmBTU)
Fuel/Sector | VOC | NOX | SO2 | PM10-PRI | PM25-PRI | NH3 | CO
Residential Oil, Baseline | 0.00532 | 0.083691 | 0.21566 | 0.0034041 | 0.0034041 | 0.00018278 | 0.0033416
Commercial Oil, Baseline | 0.005148 | 0.12996 | 0.091864 | 0.0032967 | 0.0032967 | 0.00017687 | 0.0032335
All Wood Heating Devices | 2.5471 | 0.11969 | 0.024523 | 0.69285 | 0.69285 | 0.026065 | 7.3616
2021 Baseline Emissions by Affected Fuel Type (tons/year)
Fuel Type | VOC | NOX | SO2 | PM10-PRI | PM25-PRI | NH3 | CO
Residential Oil, Baseline | 14.6553 | 230.5487 | 594.0765 | 9.3774 | 9.3774 | 0.50351 | 9.2052
Commercial Oil, Baseline | 4.5848 | 115.7465 | 81.8148 | 2.9361 | 2.9361 | 0.15752 | 2.8798
All Wood Heating Devices | 1562.9737 | 73.4439 | 15.0483 | 425.1579 | 425.1579 | 15.9945 | 4517.3514
TOTALS | 1582.2138 | 419.7392 | 690.9396 | 437.4714 | 437.4714 | 16.6556 | 4529.4364
With Implementation of this Measure
Methodology Summary:
- Use ULS emission factors from 2009 Brookhaven report for PM2.5 (and scaled SO2).
- Adjust for decreased oil use from ULS due to eliminated boiler fouling/deposits.
- Account for reduced oil demand from increased ULS price (using demand elasticity).
- Assume energy from price-reduced oil demand replaced with "same-BTU" wood energy.
- Translate "same-BTU" energy to equivalent wood BTUs, accounting for wood/oil efficiency difference.
Heating Efficiency Improvement Using ULS Oil
|  | Baseline Oil Device Efficiency: | 81%
|  | Fuel Use Increase from Fouling: | 12% | per 2015 Brookhaven report (BNL-108353-2015-IR), showing 12% increase from 15 ppm S vs. 2000 ppm S
|  | Fouling Eliminated Fuel Use Decrease: | 10.71%
Heating Oil Price Elasticity Impacts on Wood Demand
|  | Estimated Oil Demand Price Elasticity: | -0.294 | (29.4% decrease in oil demand per 100% increase in oil price -- UAF estimate)
|  | Price Premium for ULS Oil: | 0.4067 |  | Base Price: | 2.8603 | per gallon
|  | Relative Price Increase: | 14.22%
|  | Decrease in Oil Use: | 4.18%
|  | Wood-Oil Cross-Price Elasticity: | 0.318 | (31.8% wood use increase per 100% increase in oil price)
|  | Increase in Wood Use: | 4.522%
Relative Heating Efficiency Between Oil and All Wood Devices
(Wood efficiency is usage weighted composite)
|  |  | Efficiency (%) |  | Relative
|  |  | Oil | Wood | Wood/Oil
|  |  | Devices | Devices | Factor
|  |  | 81% | 60% | 0.74074
2021 Nonattainment Area Heating Energy by
Affected Fuel/Sector (mmBTU/avg annual day)
| Annual | ULS- | After | Price | Wood/Oil | Energy | Annual
| Daily | Reduced | Reduced | Demand | Efficiency | Content | Daily
Fuel/Sector | Baseline | Fouling | Fouling | Impact | Adj. | Adj. | After ULS | % Change
Residential Heating Oil | 15094.5233 | -1617.2704 | 13477.2529 | -563.3913 |  | 514.1446 | 13428.0062 | -11.04%
Commercial Heating Oil | 4880.0294 | -522.8603 | 4357.1691 | -182.1433 |  |  | 4175.0258 | -14.45%
All Wood Heating Devices | 3362.4017 |  | 3362.4017 | 152.0331 | 53.2116 |  | 3567.6464 | 6.104%
TOTALS | 23336.9545 | -2140.1306 | 21196.8238 | -593.5015 | 53.2116 | 514.1446 | 21170.6785 | -9.283%
Space Heating Emission Factors (lb/mmBTU)
Fuel/Sector | VOC | NOX | SO2 | PM10-PRI | PM25-PRI | NH3 | CO
Residential Oil, ULS | 0.00532 | 0.080121 | 0.0015893 | 0.00046879 | 0.00046879 | 0.00018278 | 0.0033416
Commercial Oil, ULS | 0.00532 | 0.080121 | 0.0015893 | 0.00046879 | 0.00046879 | 0.00018278 | 0.0033416
All Wood Heating Devices | 2.5471 | 0.11969 | 0.024523 | 0.69285 | 0.69285 | 0.026065 | 7.3616
2021 After ULS Emissions by Affected Fuel Type (tons/year)
Fuel Type | VOC | NOX | SO2 | PM10-PRI | PM25-PRI | NH3 | CO
Residential Oil, ULS | 13.0373 | 196.3447 | 3.8947 | 1.1488 | 1.1488 | 0.44792 | 8.1889
Commercial Oil, ULS | 4.0535 | 61.0473 | 1.2109 | 0.35719 | 0.35719 | 0.13927 | 2.5461
All Wood Heating Devices | 1658.3793 | 77.927 | 15.9668 | 451.11 | 451.11 | 16.9709 | 4793.0954
TOTALS | 1675.4701 | 335.3191 | 21.0725 | 452.616 | 452.616 | 17.5581 | 4803.8305
Emission Benefits by Calendar Year
| Net Emission Benefits (tons/year) | [6 empty] | Implmnt.
Calendar Year | VOC | NOX | SO2 | PM10-PRI | PM25-PRI | NH3 | CO | Year
2021 | -93.2563 | 84.4201 | 669.8671 | -15.1446 | -15.1446 | -0.90248 | -274.3941 | 1 |  | One-time measure, so no accumulation of benefits over time
2022 | -93.2563 | 84.4201 | 669.8671 | -15.1446 | -15.1446 | -0.90248 | -274.3941 | 2
2023 | -93.2563 | 84.4201 | 669.8671 | -15.1446 | -15.1446 | -0.90248 | -274.3941 | 3
2024 | -93.2563 | 84.4201 | 669.8671 | -15.1446 | -15.1446 | -0.90248 | -274.3941 | 4
2025 | -93.2563 | 84.4201 | 669.8671 | -15.1446 | -15.1446 | -0.90248 | -274.3941 | 5
2026 | -93.2563 | 84.4201 | 669.8671 | -15.1446 | -15.1446 | -0.90248 | -274.3941 | 6
2027 | -93.2563 | 84.4201 | 669.8671 | -15.1446 | -15.1446 | -0.90248 | -274.3941 | 7
Cost Analysis:
Costs - Without Implementation of this Measure
- Assume that baseline costs are limited to fuel costs for oil and wood and maintenance costs for existing heating oil units used in residential and commercial space heating
- 2011-2015 Fairbanks Home Heating Survey data household percentages:
|  | Residential Oil: | 89.67%
|  | Residential Wood: | 38.84%
- Assume 98% of commercial buildings use heating oil (remaining 2% use natural gas) -- consistent with SIP EI assumption
|  |  |  | Annual Daily Energy | [5 empty] | Back-Calculated |  |  |  | Total Fuel Costs |  | Oil Device Repair/Maintenance Costs |  |  |  | Total Operating Cost
| Affected Devices |  |  | Use (mmBTU/day) |  | Annual Daily Fuel Use |  |  |  | Energy Content |  | Fuel Price |  | Per Year |  | Interval | Avg Cost/ | Annual Costs |  | Per Year
Device Type | Counts | Units |  | Total | Per Unit | Total | Per Unit | Units | Fuel Type | mmBTU | Units | Cost | Unit | Total | Per Unit | (years) | Service | Per Unit | Total | Per Unit | Total
Residential Oil Devices | 32408.8249 | res. units w/oil |  | 15094.5233 | 0.46575 | 112627.1115 | 3.4752 | gallons | Resid. Oil Blend | 0.13402 | /gallon | 2.8603 | /gal | 117584086.1748 | 3628.1503 | 1.5 | 100 | 66.6667 | 2160588.3268 | 3694.8169 | 119744674.5016
Commercial Oil Devices | 1612 | comm. units w/oil |  | 4880.0294 | 3.0273 | 36360.9671 | 22.5564 | gallons | Comm. Oil Blend | 0.13421 | /gallon | 2.9075 | /gal | 38587277.1451 | 23937.5168 | 1.5 | 100 | 66.6667 | 107466.6667 | 24004.1835 | 38694743.8118
All Wood Heating Devices | 14039.3672 | res. units w/wood |  | 3362.4017 | 0.2395 | 299.1681 | 0.021309 | tons | Wood | 11.2392 | /ton | 97.4937 | /ton | 10645959.0609 | 758.2934 |  |  |  |  | 758.2934 | 10645959.0609
TOTALS |  |  |  | 23336.9545 |  | 41108895.6875 | Residential heating oil, gallons/year | [6 empty] | 166817322.3807 |  |  |  |  | 2268054.9935 |  | 169085377.3742
[6 empty] | 13271753.0034 | Commercial heating oil, gallons/year
[6 empty] | 109196.3638 | Wood, tons/year
Costs - With Implementation of this Measure
- Assume that baseline costs are limited to fuel costs for oil and wood and maintenance costs for existing heating oil units used in residential and commercial space heating
- Adjust fuel usage to reflect decrease from elimination of fouling using ULSHO
- Also adjust oil usage to reflect own-price and cross-price elasticity assumptions above
- Account for price change of ULSHO
- Adjust maintenance/repair cost to reflect longer interval between services per Brookhaven/NYSERDA report
|  |  |  | Annual Daily Energy | [5 empty] | Unchanged |  |  |  | Total Fuel Costs |  | Oil Device Repair/Maintenance Costs |  |  |  | Total Operating Cost
| Affected Devices |  |  | Use (mmBTU/day) |  | Annual Daily Fuel Use |  |  |  | Energy Content |  | Fuel Price |  | Per Year |  | Interval | Avg Cost/ | Annual Costs |  | Per Year
Device Type | Counts | Units |  | Total | Per Unit | Total | Per Unit | Units | Fuel Type | mmBTU | Units | Cost | Unit | Total | Per Unit | (years) | Service | Per Unit | Total | Per Unit | Total
Residential Oil Devices | 32408.8249 | res. units w/oil |  | 13428.0062 | 0.41433 | 100192.4687 | 3.0915 | gallons | Resid. Oil Blend | 0.13402 | /gallon | 3.267 | /gal | 119475287.6739 | 3686.5048 | 1.5 | 100 | 66.6667 | 2160588.3268 | 3753.1714 | 121635876.0008
Commercial Oil Devices | 1612 | comm. units w/oil |  | 4175.0258 | 2.59 | 31108.0045 | 19.2978 | gallons | Comm. Oil Blend | 0.13421 | /gallon | 3.267 | /gal | 37094981.618 | 23011.7752 | 1.5 | 100 | 66.6667 | 107466.6667 | 23078.4419 | 37202448.2847
All Wood Heating Devices | 14039.3672 | res. units w/wood |  | 3567.6464 | 0.25412 | 317.4297 | 0.02261 | tons | Wood | 11.2392 | /ton | 97.4937 | /ton | 11295800.0702 | 804.5804 |  |  |  |  | 804.5804 | 11295800.0702
TOTALS |  |  |  | 21170.6785 |  | 36570251.0753 | Residential heating oil, gallons/year | [6 empty] | 167866069.3621 |  |  |  |  | 2268054.9935 |  | 170134124.3556
[6 empty] | 11354421.6366 | Commercial heating oil, gallons/year
[6 empty] | 115861.8296 | Wood, tons/year
| Annual | Annual
| Program | Labor
| Cost | Cost
| Effort: | Effort:
| Medium | Medium
| 8367.933 | 70814.5
Cost Effectiveness:
Cost Without Implementation = |  | 169085377.3742 | /year
Cost With Implementation = |  | 170213306.7886 | /year
Cost Increase = |  | 1127929.4144 | /year
PM2.5 Emission Reduction = |  | -15.1446 | tons/year - 2021
SO2 Emission Reduction = |  | 669.8671 | tons/year - 2021
Implementation Cost-Effectiveness = |  | -74477.3455 | /ton PM2.5
|  | 1683.8107 | /ton SO2
SO2/Sulfate Weighting Factor: | 15%
Direct PM2.5 Weighting Factor: | 85%
Combined SO2 and PM2.5 Cost Effectiveness = |  | 12874.8544 | /ton combined SO2 and PM2.5
Note on R190: Tom Carlson: From 2015 Brookhaven/NYSERDA report BNL-108353-2015-IR.
Note on S190: Tom Carlson: Estimated from HVAC.com.
Note on R191: Tom Carlson: From 2015 Brookhaven/NYSERDA report BNL-108353-2015-IR.
Note on S191: Tom Carlson: Estimated from HVAC.com.
Note on N192: Tom Carlson: Composite wood cost that accounts for the fact that 40% buy wood and 60% cut their own.
Note on R208: Tom Carlson: From 2015 Brookhaven/NYSERDA report BNL-108353-2015-IR.
Note on S208: Tom Carlson: Estimated from HVAC.com.
Note on R209: Tom Carlson: From 2015 Brookhaven/NYSERDA report BNL-108353-2015-IR.
Note on S209: Tom Carlson: Estimated from HVAC.com.
Note on N210: Tom Carlson: Composite wood cost that accounts for the fact that 40% buy wood and 60% cut their own.

## ULSRev4
Measure 51ULS - Revision 4 (Correction of Fuel Use Impacts from Reduced Boiler Fouling)
Measure: | Replace Current (2020) Space Heating Oil with Ultra Low Sulfur (ULS) Heating Oil
Starting Calendar Year: | 2021
ULS Heating Oil Sulfur Level (ppm): | 15 | ppm
Fairbanks Space Heating Oil Characteristics - Baseline
Methodology Summary:
- Local heating oil used for space heating reflects a blend of #1 and #2 distillate.
- Residential #1 and #2 split based on responses from 2011-2015 Fairbanks Home Heating (HH) Survey.
- Commercial use assumed to be #1 distillate.
- Local #1 and #2 fuel sulfur content based on 2012 samples measured by SwRI.
- Winter heating fuel use fraction (relative to annual) calculated from 2011-2015 HH Survey.
| Distillate Blend (%) |  | Sulfur |  | Episodic vs. Annual
Sector | #1 | #2 | (ppm) |  | Heating Fuel Use: |  | 48.26%
Residential | 31.77% | 68.23% | 2035.3929
Commercial | 100% | 0% | 896
Fuel Sulfur (ppm) | 896 | 2566 |  | 2035.3929 | <-- #1/#2 Blend Sulfur Level (ppm)
2021 Baseline Space Heating Emission Factors (lb/mmBTU)
Fuel/Sector | VOC | NOX | SO2 | PM10-PRI | PM25-PRI | NH3 | CO
Baseline Resid. Oil Blend | 0.00532 | 0.083691 | 0.21566 | 0.0034041 | 0.0034041 | 0.00018278 | 0.0033416
Baseline Comm. Oil Blend | 0.005148 | 0.12996 | 0.091864 | 0.0032967 | 0.0032967 | 0.00017687 | 0.0032335
All Wood Devices | 2.5471 | 0.11969 | 0.024523 | 0.69285 | 0.69285 | 0.026065 | 7.3616
Calculation of Ultra Low Sulfur Heating Oil Emission Factors
Methodology Summary:
- SO2 emission factors scaled from baseline heating oil emission factors based on sulfur content.
- PM2.5 (and PM10) factors based on relative differences in emission factors from 2009 Brookhaven Lab study
(see figure below).
- NOx factors estimated as 25% reduction from average of NOx factors for baseline residential and
commercial heating oil based on 2002 V. Turk "Factors Affecting Oil Burner NOx Emissions" paper.
- Factors for all other pollutants assumed equal to those for baseline residential heating oil.
Tested Heating Oil Device PM2.5 Emission Factors (lb/mmBTU) vs. Fuel Sulfur (ppm)
Source: 2009 Brookhaven National Laboratory Report (BNL-91286-2009-IR)
Linear Eqn: PM2.5 (lb/mmBTU) vs. S (ppm)
| PM2.5 = | 1.9424e-06 | x S + | 0.00059763
Predicted
|  | Sulfur |  | PM2.5
Heating Oil Grade |  | (ppm) |  | lb/mmBTU
Baseline Residential Oil |  | 2035.3929 |  | 0.0045513
ULS Heating Oil |  | 15 |  | 0.00062677
|  |  | Relative Reduction, #2/#1 to ULS: | 86.23%
Energy Content Differences
Energy Content #2: | 130116.6012 | BTU/gal | Petro Star, 7/11/19 email, LHV
Energy Content #1: | 125684.6132 | BTU/gal | Petro Star, 7/11/19 email, LHV
% Difference (#1 vs. #2): | 3.406%
- Assume ULSHO energy content is same as #1 based on data reported from 2009 Brookhaven Labs study
ULS Heating Oil Emission Factors (lb/mmBTU)
Heating Oil Type | VOC | NOX | SO2 | PM10-PRI | PM25-PRI | NH3 | CO
ULS Heating Oil (15 ppm S) | 0.00532 | 0.080121 | 0.0015893 | 0.00046879 | 0.00046879 | 0.00018278 | 0.0033416
Without Implementation of this Measure
Methodology Summary:
- Set baseline nonattainment area heating energy use using average winter modeling episode day.
- Scaled average winter day to annual day heating energy use based on 2011-2015 HH Survey data.
- Calculate baseline annual emissions by affected fuel/sector using lb/mmBTU emission factors.
(Wood heating devices included to later account for price-based demand shift.)
2021 Nonattainment Area Heating Energy by
Affected Fuel/Sector (mmBTU/day)
|  |  | Epsd/Ann | Annual
Fuel/Sector |  | Episodic | Use (%) | (12 mths)
Residential Heating Oil |  | 31278.2812 | 48.26% | 15094.5233
Commercial Heating Oil |  | 10112.2062 | 48.26% | 4880.0294
All Wood Heating Devices |  | 6967.4375 | 48.26% | 3362.4017
TOTALS |  | 48357.9249 |  | 23336.9545
Space Heating Emission Factors (lb/mmBTU)
Fuel/Sector | VOC | NOX | SO2 | PM10-PRI | PM25-PRI | NH3 | CO
Residential Oil, Baseline | 0.00532 | 0.083691 | 0.21566 | 0.0034041 | 0.0034041 | 0.00018278 | 0.0033416
Commercial Oil, Baseline | 0.005148 | 0.12996 | 0.091864 | 0.0032967 | 0.0032967 | 0.00017687 | 0.0032335
All Wood Heating Devices | 2.5471 | 0.11969 | 0.024523 | 0.69285 | 0.69285 | 0.026065 | 7.3616
2021 Baseline Emissions by Affected Fuel Type (tons/year)
Fuel Type | VOC | NOX | SO2 | PM10-PRI | PM25-PRI | NH3 | CO
Residential Oil, Baseline | 14.6553 | 230.5487 | 594.0765 | 9.3774 | 9.3774 | 0.50351 | 9.2052
Commercial Oil, Baseline | 4.5848 | 115.7465 | 81.8148 | 2.9361 | 2.9361 | 0.15752 | 2.8798
All Wood Heating Devices | 1562.9737 | 73.4439 | 15.0483 | 425.1579 | 425.1579 | 15.9945 | 4517.3514
TOTALS | 1582.2138 | 419.7392 | 690.9396 | 437.4714 | 437.4714 | 16.6556 | 4529.4364
With Implementation of this Measure
Methodology Summary:
- Use ULS emission factors from 2009 Brookhaven report for PM2.5 (and scaled SO2).
- Adjust for decreased oil use from ULS due to eliminated boiler fouling/deposits.
- Account for reduced oil demand from increased ULS price (using demand elasticity).
- Assume energy from price-reduced oil demand replaced with "same-BTU" wood energy.
- Translate "same-BTU" energy to equivalent wood BTUs, accounting for wood/oil efficiency difference.
Heating Efficiency Improvement Using ULS Oil
|  | Baseline Oil Device Efficiency: | 81%
|  | Fuel Use Increase from Fouling: | 1.5% | per 2015 Brookhaven report (BNL-108353-2015-IR), page 38
|  | Fouling Eliminated Fuel Use Decrease: | 1.478%
Heating Oil Price Elasticity Impacts on Wood Demand
|  | Estimated Oil Demand Price Elasticity: | -0.294 | (29.4% decrease in oil demand per 100% increase in oil price -- UAF estimate)
|  | Price Premium for ULS Oil: | 0.4067 |  | Base Price: | 2.8603 | per gallon
|  | Relative Price Increase: | 14.22%
|  | Decrease in Oil Use: | 4.18%
|  | Wood-Oil Cross-Price Elasticity: | 0.318 | (31.8% wood use increase per 100% increase in oil price)
|  | Increase in Wood Use: | 4.522%
Relative Heating Efficiency Between Oil and All Wood Devices
(Wood efficiency is usage weighted composite)
|  |  | Efficiency (%) |  | Relative
|  |  | Oil | Wood | Wood/Oil
|  |  | Devices | Devices | Factor
|  |  | 81% | 60% | 0.74074
2021 Nonattainment Area Heating Energy by
Affected Fuel/Sector (mmBTU/avg annual day)
| Annual | ULS- | After | Price | Wood/Oil | Energy | Annual
| Daily | Reduced | Reduced | Demand | Efficiency | Content | Daily
Fuel/Sector | Baseline | Fouling | Fouling | Impact | Adj. | Adj. | After ULS | % Change
Residential Heating Oil | 15094.5233 | -223.0718 | 14871.4515 | -621.6732 |  | 514.1446 | 14763.9229 | -2.19%
Commercial Heating Oil | 4880.0294 | -72.1187 | 4807.9108 | -200.9857 |  |  | 4606.9251 | -5.596%
All Wood Heating Devices | 3362.4017 |  | 3362.4017 | 152.0331 | 53.2116 |  | 3567.6464 | 6.104%
TOTALS | 23336.9545 | -295.1904 | 23041.764 | -670.6258 | 53.2116 | 514.1446 | 22938.4944 | -1.707%
Space Heating Emission Factors (lb/mmBTU)
Fuel/Sector | VOC | NOX | SO2 | PM10-PRI | PM25-PRI | NH3 | CO
Residential Oil, ULS | 0.00532 | 0.080121 | 0.0015893 | 0.00046879 | 0.00046879 | 0.00018278 | 0.0033416
Commercial Oil, ULS | 0.00532 | 0.080121 | 0.0015893 | 0.00046879 | 0.00046879 | 0.00018278 | 0.0033416
All Wood Heating Devices | 2.5471 | 0.11969 | 0.024523 | 0.69285 | 0.69285 | 0.026065 | 7.3616
2021 After ULS Emissions by Affected Fuel Type (tons/year)
Fuel Type | VOC | NOX | SO2 | PM10-PRI | PM25-PRI | NH3 | CO
Residential Oil, ULS | 14.3343 | 215.8785 | 4.2822 | 1.2631 | 1.2631 | 0.49248 | 9.0036
Commercial Oil, ULS | 4.4729 | 67.3626 | 1.3362 | 0.39414 | 0.39414 | 0.15367 | 2.8095
All Wood Heating Devices | 1658.3793 | 77.927 | 15.9668 | 451.11 | 451.11 | 16.9709 | 4793.0954
TOTALS | 1677.1865 | 361.1681 | 21.5853 | 452.7672 | 452.7672 | 17.617 | 4804.9085
Emission Benefits by Calendar Year
| Net Emission Benefits (tons/year) | [6 empty] | Implmnt.
Calendar Year | VOC | NOX | SO2 | PM10-PRI | PM25-PRI | NH3 | CO | Year
2021 | -94.9727 | 58.571 | 669.3544 | -15.2958 | -15.2958 | -0.96145 | -275.4721 | 1 |  | One-time measure, so no accumulation of benefits over time
2022 | -94.9727 | 58.571 | 669.3544 | -15.2958 | -15.2958 | -0.96145 | -275.4721 | 2
2023 | -94.9727 | 58.571 | 669.3544 | -15.2958 | -15.2958 | -0.96145 | -275.4721 | 3
2024 | -94.9727 | 58.571 | 669.3544 | -15.2958 | -15.2958 | -0.96145 | -275.4721 | 4
2025 | -94.9727 | 58.571 | 669.3544 | -15.2958 | -15.2958 | -0.96145 | -275.4721 | 5
2026 | -94.9727 | 58.571 | 669.3544 | -15.2958 | -15.2958 | -0.96145 | -275.4721 | 6
2027 | -94.9727 | 58.571 | 669.3544 | -15.2958 | -15.2958 | -0.96145 | -275.4721 | 7
Cost Analysis:
Costs - Without Implementation of this Measure
- Assume that baseline costs are limited to fuel costs for oil and wood and maintenance costs for existing heating oil units used in residential and commercial space heating
- 2011-2015 Fairbanks Home Heating Survey data household percentages:
|  | Residential Oil: | 89.67%
|  | Residential Wood: | 38.84%
- Assume 98% of commercial buildings use heating oil (remaining 2% use natural gas) -- consistent with SIP EI assumption
|  |  |  | Annual Daily Energy | [5 empty] | Back-Calculated |  |  |  | Total Fuel Costs |  | Oil Device Repair/Maintenance Costs |  |  |  | Total Operating Cost
| Affected Devices |  |  | Use (mmBTU/day) |  | Annual Daily Fuel Use |  |  |  | Energy Content |  | Fuel Price |  | Per Year |  | Interval | Avg Cost/ | Annual Costs |  | Per Year
Device Type | Counts | Units |  | Total | Per Unit | Total | Per Unit | Units | Fuel Type | mmBTU | Units | Cost | Unit | Total | Per Unit | (years) | Service | Per Unit | Total | Per Unit | Total
Residential Oil Devices | 32408.8249 | res. units w/oil |  | 15094.5233 | 0.46575 | 112627.1115 | 3.4752 | gallons | Resid. Oil Blend | 0.13402 | /gallon | 2.8603 | /gal | 117584086.1748 | 3628.1503 | 1.5 | 100 | 66.6667 | 2160588.3268 | 3694.8169 | 119744674.5016
Commercial Oil Devices | 1612 | comm. units w/oil |  | 4880.0294 | 3.0273 | 36360.9671 | 22.5564 | gallons | Comm. Oil Blend | 0.13421 | /gallon | 2.9075 | /gal | 38587277.1451 | 23937.5168 | 1.5 | 100 | 66.6667 | 107466.6667 | 24004.1835 | 38694743.8118
All Wood Heating Devices | 14039.3672 | res. units w/wood |  | 3362.4017 | 0.2395 | 299.1681 | 0.021309 | tons | Wood | 11.2392 | /ton | 97.4937 | /ton | 10645959.0609 | 758.2934 |  |  |  |  | 758.2934 | 10645959.0609
TOTALS |  |  |  | 23336.9545 |  | 41108895.6875 | Residential heating oil, gallons/year | [6 empty] | 166817322.3807 |  |  |  |  | 2268054.9935 |  | 169085377.3742
[6 empty] | 13271753.0034 | Commercial heating oil, gallons/year
[6 empty] | 109196.3638 | Wood, tons/year
Costs - With Implementation of this Measure
- Assume that baseline costs are limited to fuel costs for oil and wood and maintenance costs for existing heating oil units used in residential and commercial space heating
- Adjust fuel usage to reflect decrease from elimination of fouling using ULSHO
- Also adjust oil usage to reflect own-price and cross-price elasticity assumptions above
- Account for price change of ULSHO
- Adjust maintenance/repair cost to reflect longer interval between services per Brookhaven/NYSERDA report
|  |  |  | Annual Daily Energy | [5 empty] | Unchanged |  |  |  | Total Fuel Costs |  | Oil Device Repair/Maintenance Costs |  |  |  | Total Operating Cost
| Affected Devices |  |  | Use (mmBTU/day) |  | Annual Daily Fuel Use |  |  |  | Energy Content |  | Fuel Price |  | Per Year |  | Interval | Avg Cost/ | Annual Costs |  | Per Year
Device Type | Counts | Units |  | Total | Per Unit | Total | Per Unit | Units | Fuel Type | mmBTU | Units | Cost | Unit | Total | Per Unit | (years) | Service | Per Unit | Total | Per Unit | Total
Residential Oil Devices | 32408.8249 | res. units w/oil |  | 14763.9229 | 0.45555 | 110160.3517 | 3.3991 | gallons | Resid. Oil Blend | 0.13402 | /gallon | 3.267 | /gal | 131361567.1366 | 4053.2654 | 1.5 | 100 | 66.6667 | 2160588.3268 | 4119.932 | 133522155.4634
Commercial Oil Devices | 1612 | comm. units w/oil |  | 4606.9251 | 2.8579 | 34326.0739 | 21.2941 | gallons | Comm. Oil Blend | 0.13421 | /gallon | 3.267 | /gal | 40932393.5095 | 25392.3037 | 1.5 | 100 | 66.6667 | 107466.6667 | 25458.9703 | 41039860.1762
All Wood Heating Devices | 14039.3672 | res. units w/wood |  | 3567.6464 | 0.25412 | 317.4297 | 0.02261 | tons | Wood | 11.2392 | /ton | 97.4937 | /ton | 11295800.0702 | 804.5804 |  |  |  |  | 804.5804 | 11295800.0702
TOTALS |  |  |  | 22938.4944 |  | 40208528.3523 | Residential heating oil, gallons/year | [6 empty] | 183589760.7163 |  |  |  |  | 2268054.9935 |  | 185857815.7098
[6 empty] | 12529016.9783 | Commercial heating oil, gallons/year
[6 empty] | 115861.8296 | Wood, tons/year
| Annual | Annual
| Program | Labor
| Cost | Cost
| Effort: | Effort:
| Medium | Medium
| 8367.933 | 70814.5
Cost Effectiveness:
Cost Without Implementation = |  | 169085377.3742 | /year
Cost With Implementation = |  | 185936998.1428 | /year
Cost Increase = |  | 16851620.7686 | /year
PM2.5 Emission Reduction = |  | -15.2958 | tons/year - 2021
SO2 Emission Reduction = |  | 669.3544 | tons/year - 2021
Implementation Cost-Effectiveness = |  | -1101712.6441 | /ton PM2.5
|  | 25175.9332 | /ton SO2
SO2/Sulfate Weighting Factor: | 15%
Direct PM2.5 Weighting Factor: | 85%
Combined SO2 and PM2.5 Cost Effectiveness = |  | 192806.5776 | /ton combined SO2 and PM2.5
Note on R190: Tom Carlson: From 2015 Brookhaven/NYSERDA report BNL-108353-2015-IR.
Note on S190: Tom Carlson: Estimated from HVAC.com.
Note on R191: Tom Carlson: From 2015 Brookhaven/NYSERDA report BNL-108353-2015-IR.
Note on S191: Tom Carlson: Estimated from HVAC.com.
Note on N192: Tom Carlson: Composite wood cost that accounts for the fact that 40% buy wood and 60% cut their own.
Note on R208: Tom Carlson: From 2015 Brookhaven/NYSERDA report BNL-108353-2015-IR.
Note on S208: Tom Carlson: Estimated from HVAC.com.
Note on R209: Tom Carlson: From 2015 Brookhaven/NYSERDA report BNL-108353-2015-IR.
Note on S209: Tom Carlson: Estimated from HVAC.com.
Note on N210: Tom Carlson: Composite wood cost that accounts for the fact that 40% buy wood and 60% cut their own.

## ULSRev5a
Measure 51ULS - Revision 5a (Local Oil Device Survey Data & BNL ULSD Maint Interval)
Measure: | Replace Current Space Heating Oil with Ultra Low Sulfur (ULS) Heating Oil
Starting Calendar Year: | 2021
ULS Heating Oil Sulfur Level (ppm): | 15 | ppm
Fairbanks Space Heating Oil Characteristics - Baseline
Methodology Summary:
- Local heating oil used for space heating reflects a blend of #1 and #2 distillate.
- Residential #1 and #2 split based on responses from 2011-2015 Fairbanks Home Heating (HH) Survey.
- Commercial use assumed to be #1 distillate.
- Local #1 and #2 fuel sulfur content based on 2012 samples measured by SwRI.
- Winter heating fuel use fraction (relative to annual) calculated from 2011-2015 HH Survey.
| Distillate Blend (%) |  | Sulfur |  | Episodic vs. Annual
Sector | #1 | #2 | (ppm) |  | Heating Fuel Use: |  | 48.26%
Residential | 31.77% | 68.23% | 2035.3929
Commercial | 100% | 0% | 896
Fuel Sulfur (ppm) | 896 | 2566 |  | 2035.3929 | <-- #1/#2 Blend Sulfur Level (ppm)
2021 Baseline Space Heating Emission Factors (lb/mmBTU)
Fuel/Sector | VOC | NOX | SO2 | PM10-PRI | PM25-PRI | NH3 | CO
Baseline Resid. Oil Blend | 0.00532 | 0.083691 | 0.21566 | 0.0034041 | 0.0034041 | 0.00018278 | 0.0033416
Baseline Comm. Oil Blend | 0.005148 | 0.12996 | 0.091864 | 0.0032967 | 0.0032967 | 0.00017687 | 0.0032335
All Wood Devices | 2.5471 | 0.11969 | 0.024523 | 0.69285 | 0.69285 | 0.026065 | 7.3616
Calculation of Ultra Low Sulfur Heating Oil Emission Factors
Methodology Summary:
- SO2 emission factors scaled from baseline heating oil emission factors based on sulfur content.
- PM2.5 (and PM10) factors based on relative differences in emission factors from 2009 Brookhaven Lab study
(see figure below).
- NOx factors estimated as 25% reduction from average of NOx factors for baseline residential and
commercial heating oil based on 2002 V. Turk "Factors Affecting Oil Burner NOx Emissions" paper.
- Factors for all other pollutants assumed equal to those for baseline residential heating oil.
Tested Heating Oil Device PM2.5 Emission Factors (lb/mmBTU) vs. Fuel Sulfur (ppm)
Source: 2009 Brookhaven National Laboratory Report (BNL-91286-2009-IR)
Linear Eqn: PM2.5 (lb/mmBTU) vs. S (ppm)
| PM2.5 = | 1.9424e-06 | x S + | 0.00059763
Predicted
|  | Sulfur |  | PM2.5
Heating Oil Grade |  | (ppm) |  | lb/mmBTU
Baseline Residential Oil |  | 2035.3929 |  | 0.0045513
ULS Heating Oil |  | 15 |  | 0.00062677
|  |  | Relative Reduction, #2/#1 to ULS: | 86.23%
Energy Content Differences
Energy Content #2: | 130116.6012 | BTU/gal | Petro Star, 7/11/19 email, LHV
Energy Content #1: | 125684.6132 | BTU/gal | Petro Star, 7/11/19 email, LHV
% Difference (#1 vs. #2): | 3.406%
- Assume ULSHO energy content is same as #1 based on data reported from 2009 Brookhaven Labs study
ULS Heating Oil Emission Factors (lb/mmBTU)
Heating Oil Type | VOC | NOX | SO2 | PM10-PRI | PM25-PRI | NH3 | CO
ULS Heating Oil (15 ppm S) | 0.00532 | 0.080121 | 0.0015893 | 0.00046879 | 0.00046879 | 0.00018278 | 0.0033416
Without Implementation of this Measure
Methodology Summary:
- Set baseline nonattainment area heating energy use using average winter modeling episode day.
- Scaled average winter day to annual day heating energy use based on 2011-2015 HH Survey data.
- Calculate baseline annual emissions by affected fuel/sector using lb/mmBTU emission factors.
(Wood heating devices included to later account for price-based demand shift.)
2021 Nonattainment Area Heating Energy by
Affected Fuel/Sector (mmBTU/day)
|  |  | Epsd/Ann | Annual
Fuel/Sector |  | Episodic | Use (%) | (12 mths)
Residential Heating Oil |  | 31278.2812 | 48.26% | 15094.5233
Commercial Heating Oil |  | 10112.2062 | 48.26% | 4880.0294
All Wood Heating Devices |  | 6967.4375 | 48.26% | 3362.4017
TOTALS |  | 48357.9249 |  | 23336.9545
Space Heating Emission Factors (lb/mmBTU)
Fuel/Sector | VOC | NOX | SO2 | PM10-PRI | PM25-PRI | NH3 | CO
Residential Oil, Baseline | 0.00532 | 0.083691 | 0.21566 | 0.0034041 | 0.0034041 | 0.00018278 | 0.0033416
Commercial Oil, Baseline | 0.005148 | 0.12996 | 0.091864 | 0.0032967 | 0.0032967 | 0.00017687 | 0.0032335
All Wood Heating Devices | 2.5471 | 0.11969 | 0.024523 | 0.69285 | 0.69285 | 0.026065 | 7.3616
2021 Baseline Emissions by Affected Fuel Type (tons/year)
Fuel Type | VOC | NOX | SO2 | PM10-PRI | PM25-PRI | NH3 | CO
Residential Oil, Baseline | 14.6553 | 230.5487 | 594.0765 | 9.3774 | 9.3774 | 0.50351 | 9.2052
Commercial Oil, Baseline | 4.5848 | 115.7465 | 81.8148 | 2.9361 | 2.9361 | 0.15752 | 2.8798
All Wood Heating Devices | 1562.9737 | 73.4439 | 15.0483 | 425.1579 | 425.1579 | 15.9945 | 4517.3514
TOTALS | 1582.2138 | 419.7392 | 690.9396 | 437.4714 | 437.4714 | 16.6556 | 4529.4364
With Implementation of this Measure
Methodology Summary:
- Use ULS emission factors from 2009 Brookhaven report for PM2.5 (and scaled SO2).
- Adjust for decreased oil use from ULS due to eliminated boiler fouling/deposits.
- Account for reduced oil demand from increased ULS price (using demand elasticity).
- Assume energy from price-reduced oil demand replaced with "same-BTU" wood energy.
- Translate "same-BTU" energy to equivalent wood BTUs, accounting for wood/oil efficiency difference.
Heating Efficiency Improvement Using ULS Oil
|  | Baseline Oil Device Efficiency: | 81%
|  | Fuel Use Increase from Fouling: | 1.5% | per 2015 Brookhaven report (BNL-108353-2015-IR), page 38
|  | Fouling Eliminated Fuel Use Decrease: | 1.478%
Heating Oil Price Elasticity Impacts on Wood Demand
|  | Estimated Oil Demand Price Elasticity: | -0.294 | (29.4% decrease in oil demand per 100% increase in oil price -- UAF estimate)
|  | Price Premium for ULS Oil: | 0.4067 |  | Base Price: | 2.8603 | per gallon
|  | Relative Price Increase: | 14.22%
|  | Decrease in Oil Use: | 4.18%
|  | Wood-Oil Cross-Price Elasticity: | 0.318 | (31.8% wood use increase per 100% increase in oil price)
|  | Increase in Wood Use: | 4.522%
Relative Heating Efficiency Between Oil and All Wood Devices
(Wood efficiency is usage weighted composite)
|  |  | Efficiency (%) |  | Relative
|  |  | Oil | Wood | Wood/Oil
|  |  | Devices | Devices | Factor
|  |  | 81% | 60% | 0.74074
2021 Nonattainment Area Heating Energy by
Affected Fuel/Sector (mmBTU/avg annual day)
| Annual | ULS- | After | Price | Wood/Oil | Energy | Annual
| Daily | Reduced | Reduced | Demand | Efficiency | Content | Daily
Fuel/Sector | Baseline | Fouling | Fouling | Impact | Adj. | Adj. | After ULS | % Change
Residential Heating Oil | 15094.5233 | -223.0718 | 14871.4515 | -621.6732 |  | 514.1446 | 14763.9229 | -2.19%
Commercial Heating Oil | 4880.0294 | -72.1187 | 4807.9108 | -200.9857 |  |  | 4606.9251 | -5.596%
All Wood Heating Devices | 3362.4017 |  | 3362.4017 | 152.0331 | 53.2116 |  | 3567.6464 | 6.104%
TOTALS | 23336.9545 | -295.1904 | 23041.764 | -670.6258 | 53.2116 | 514.1446 | 22938.4944 | -1.707%
Space Heating Emission Factors (lb/mmBTU)
Fuel/Sector | VOC | NOX | SO2 | PM10-PRI | PM25-PRI | NH3 | CO
Residential Oil, ULS | 0.00532 | 0.080121 | 0.0015893 | 0.00046879 | 0.00046879 | 0.00018278 | 0.0033416
Commercial Oil, ULS | 0.00532 | 0.080121 | 0.0015893 | 0.00046879 | 0.00046879 | 0.00018278 | 0.0033416
All Wood Heating Devices | 2.5471 | 0.11969 | 0.024523 | 0.69285 | 0.69285 | 0.026065 | 7.3616
2021 After ULS Emissions by Affected Fuel Type (tons/year)
Fuel Type | VOC | NOX | SO2 | PM10-PRI | PM25-PRI | NH3 | CO
Residential Oil, ULS | 14.3343 | 215.8785 | 4.2822 | 1.2631 | 1.2631 | 0.49248 | 9.0036
Commercial Oil, ULS | 4.4729 | 67.3626 | 1.3362 | 0.39414 | 0.39414 | 0.15367 | 2.8095
All Wood Heating Devices | 1658.3793 | 77.927 | 15.9668 | 451.11 | 451.11 | 16.9709 | 4793.0954
TOTALS | 1677.1865 | 361.1681 | 21.5853 | 452.7672 | 452.7672 | 17.617 | 4804.9085
Emission Benefits by Calendar Year
| Net Emission Benefits (tons/year) | [6 empty] | Implmnt.
Calendar Year | VOC | NOX | SO2 | PM10-PRI | PM25-PRI | NH3 | CO | Year
2021 | -94.9727 | 58.571 | 669.3544 | -15.2958 | -15.2958 | -0.96145 | -275.4721 | 1 |  | One-time measure, so no accumulation of benefits over time
2022 | -94.9727 | 58.571 | 669.3544 | -15.2958 | -15.2958 | -0.96145 | -275.4721 | 2
2023 | -94.9727 | 58.571 | 669.3544 | -15.2958 | -15.2958 | -0.96145 | -275.4721 | 3
2024 | -94.9727 | 58.571 | 669.3544 | -15.2958 | -15.2958 | -0.96145 | -275.4721 | 4
2025 | -94.9727 | 58.571 | 669.3544 | -15.2958 | -15.2958 | -0.96145 | -275.4721 | 5
2026 | -94.9727 | 58.571 | 669.3544 | -15.2958 | -15.2958 | -0.96145 | -275.4721 | 6
2027 | -94.9727 | 58.571 | 669.3544 | -15.2958 | -15.2958 | -0.96145 | -275.4721 | 7
Cost Analysis:
Costs - Without Implementation of this Measure
- Assume that baseline costs are limited to fuel costs for oil and wood and maintenance costs for existing heating oil units used in residential and commercial space heating
- 2011-2015 Fairbanks Home Heating Survey data household percentages:
|  | Residential Oil: | 89.67%
|  | Residential Wood: | 38.84%
- Assume 98% of commercial buildings use heating oil (remaining 2% use natural gas) -- consistent with SIP EI assumption
|  |  |  | Annual Daily Energy | [5 empty] | Back-Calculated |  |  |  | Total Fuel Costs |  | Oil Device Repair/Maintenance Costs |  |  |  | Total Operating Cost
| Affected Devices |  |  | Use (mmBTU/day) |  | Annual Daily Fuel Use |  |  |  | Energy Content |  | Fuel Price |  | Per Year |  | Interval | Avg Cost/ | Annual Costs |  | Per Year
Device Type | Counts | Units |  | Total | Per Unit | Total | Per Unit | Units | Fuel Type | mmBTU | Units | Cost | Unit | Total | Per Unit | (years) | Service | Per Unit | Total | Per Unit | Total
Residential Oil Devices | 32408.8249 | res. units w/oil |  | 15094.5233 | 0.46575 | 112627.1115 | 3.4752 | gallons | Resid. Oil Blend | 0.13402 | /gallon | 2.8603 | /gal | 117584086.1748 | 3628.1503 | 1.1138 | 491.9755 | 441.7018 | 14315035.5782 | 4069.852 | 131899121.753
Commercial Oil Devices | 1612 | comm. units w/oil |  | 4880.0294 | 3.0273 | 36360.9671 | 22.5564 | gallons | Comm. Oil Blend | 0.13421 | /gallon | 2.9075 | /gal | 38587277.1451 | 23937.5168 | 1.1138 | 491.9755 | 441.7018 | 712023.2659 | 24379.2186 | 39299300.411
All Wood Heating Devices | 14039.3672 | res. units w/wood |  | 3362.4017 | 0.2395 | 299.1681 | 0.021309 | tons | Wood | 11.2392 | /ton | 97.4937 | /ton | 10645959.0609 | 758.2934 |  |  |  |  | 758.2934 | 10645959.0609
TOTALS |  |  |  | 23336.9545 |  | 41108895.6875 | Residential heating oil, gallons/year | [6 empty] | 166817322.3807 |  |  |  |  | 15027058.8441 |  | 181844381.2249
[6 empty] | 13271753.0034 | Commercial heating oil, gallons/year
[6 empty] | 109196.3638 | Wood, tons/year
Costs - With Implementation of this Measure
- Assume that baseline costs are limited to fuel costs for oil and wood and maintenance costs for existing heating oil units used in residential and commercial space heating
- Adjust fuel usage to reflect decrease from elimination of fouling using ULSHO
- Also adjust oil usage to reflect own-price and cross-price elasticity assumptions above
- Account for price change of ULSHO
- Adjust maintenance/repair cost to reflect longer interval between services per Brookhaven/NYSERDA report
|  |  |  | Annual Daily Energy | [5 empty] | Unchanged |  |  |  | Total Fuel Costs |  | Oil Device Repair/Maintenance Costs |  |  |  | Total Operating Cost
| Affected Devices |  |  | Use (mmBTU/day) |  | Annual Daily Fuel Use |  |  |  | Energy Content |  | Fuel Price |  | Per Year |  | Interval | Avg Cost/ | Annual Costs |  | Per Year
Device Type | Counts | Units |  | Total | Per Unit | Total | Per Unit | Units | Fuel Type | mmBTU | Units | Cost | Unit | Total | Per Unit | (years) | Service | Per Unit | Total | Per Unit | Total
Residential Oil Devices | 32408.8249 | res. units w/oil |  | 14763.9229 | 0.45555 | 110160.3517 | 3.3991 | gallons | Resid. Oil Blend | 0.13402 | /gallon | 3.267 | /gal | 131361567.1366 | 4053.2654 | 5.1236 | 491.9755 | 96.0221 | 3111964.2561 | 4149.2875 | 134473531.3927
Commercial Oil Devices | 1612 | comm. units w/oil |  | 4606.9251 | 2.8579 | 34326.0739 | 21.2941 | gallons | Comm. Oil Blend | 0.13421 | /gallon | 3.267 | /gal | 40932393.5095 | 25392.3037 | 5.1236 | 491.9755 | 96.0221 | 154787.6665 | 25488.3258 | 41087181.176
All Wood Heating Devices | 14039.3672 | res. units w/wood |  | 3567.6464 | 0.25412 | 317.4297 | 0.02261 | tons | Wood | 11.2392 | /ton | 97.4937 | /ton | 11295800.0702 | 804.5804 |  |  |  |  | 804.5804 | 11295800.0702
TOTALS |  |  |  | 22938.4944 |  | 40208528.3523 | Residential heating oil, gallons/year | [6 empty] | 183589760.7163 |  |  |  |  | 3266751.9226 |  | 186856512.639
[6 empty] | 12529016.9783 | Commercial heating oil, gallons/year
[6 empty] | 115861.8296 | Wood, tons/year
| Annual | Annual
| Program | Labor
| Cost | Cost
| Effort: | Effort:
| Medium | Medium
| 8367.933 | 70814.5
Cost Effectiveness:
Cost Without Implementation = |  | 181844381.2249 | /year
Cost With Implementation = |  | 186935695.072 | /year
Cost Increase = |  | 5091313.8471 | /year
PM2.5 Emission Reduction = |  | -15.2958 | tons/year - 2021
SO2 Emission Reduction = |  | 669.3544 | tons/year - 2021
Implementation Cost-Effectiveness = |  | -332856.1043 | /ton PM2.5
|  | 7606.3056 | /ton SO2
SO2/Sulfate Weighting Factor: | 15%
Direct PM2.5 Weighting Factor: | 85%
Combined SO2 and PM2.5 Cost Effectiveness = |  | 58251.8923 | /ton combined SO2 and PM2.5
Note on R190: Tom Carlson: From October 2022 Fairbanks Oil Heating Appliance Cleaning survey.
Note on S190: Tom Carlson: From October 2022 Fairbanks Oil Heating Appliance Cleaning survey.
Note on R191: Tom Carlson: From October 2022 Fairbanks Oil Heating Appliance Cleaning survey.
Note on S191: Tom Carlson: From October 2022 Fairbanks Oil Heating Appliance Cleaning survey.
Note on N192: Tom Carlson: Composite wood cost that accounts for the fact that 40% buy wood and 60% cut their own.
Note on R208: Tom Carlson: Local survey-based baseline interval times BNL fouling rate improvement factor.
Note on S208: Tom Carlson: From October 2022 Fairbanks Oil Heating Appliance Cleaning survey.
Note on R209: Tom Carlson: Local survey-based baseline interval times BNL fouling rate improvement factor.
Note on S209: Tom Carlson: From October 2022 Fairbanks Oil Heating Appliance Cleaning survey.
Note on N210: Tom Carlson: Composite wood cost that accounts for the fact that 40% buy wood and 60% cut their own.

## ULSRev5b
Measure 51ULS - Revision 5b (Local Oil Device Survey Data & Adjusted ULSD Maint Interval)
Measure: | Replace Current Space Heating Oil with Ultra Low Sulfur (ULS) Heating Oil
Starting Calendar Year: | 2021
ULS Heating Oil Sulfur Level (ppm): | 15 | ppm
Fairbanks Space Heating Oil Characteristics - Baseline
Methodology Summary:
- Local heating oil used for space heating reflects a blend of #1 and #2 distillate.
- Residential #1 and #2 split based on responses from 2011-2015 Fairbanks Home Heating (HH) Survey.
- Commercial use assumed to be #1 distillate.
- Local #1 and #2 fuel sulfur content based on 2012 samples measured by SwRI.
- Winter heating fuel use fraction (relative to annual) calculated from 2011-2015 HH Survey.
| Distillate Blend (%) |  | Sulfur |  | Episodic vs. Annual
Sector | #1 | #2 | (ppm) |  | Heating Fuel Use: |  | 48.26%
Residential | 31.77% | 68.23% | 2035.3929
Commercial | 100% | 0% | 896
Fuel Sulfur (ppm) | 896 | 2566 |  | 2035.3929 | <-- #1/#2 Blend Sulfur Level (ppm)
2021 Baseline Space Heating Emission Factors (lb/mmBTU)
Fuel/Sector | VOC | NOX | SO2 | PM10-PRI | PM25-PRI | NH3 | CO
Baseline Resid. Oil Blend | 0.00532 | 0.083691 | 0.21566 | 0.0034041 | 0.0034041 | 0.00018278 | 0.0033416
Baseline Comm. Oil Blend | 0.005148 | 0.12996 | 0.091864 | 0.0032967 | 0.0032967 | 0.00017687 | 0.0032335
All Wood Devices | 2.5471 | 0.11969 | 0.024523 | 0.69285 | 0.69285 | 0.026065 | 7.3616
Calculation of Ultra Low Sulfur Heating Oil Emission Factors
Methodology Summary:
- SO2 emission factors scaled from baseline heating oil emission factors based on sulfur content.
- PM2.5 (and PM10) factors based on relative differences in emission factors from 2009 Brookhaven Lab study
(see figure below).
- NOx factors estimated as 25% reduction from average of NOx factors for baseline residential and
commercial heating oil based on 2002 V. Turk "Factors Affecting Oil Burner NOx Emissions" paper.
- Factors for all other pollutants assumed equal to those for baseline residential heating oil.
Tested Heating Oil Device PM2.5 Emission Factors (lb/mmBTU) vs. Fuel Sulfur (ppm)
Source: 2009 Brookhaven National Laboratory Report (BNL-91286-2009-IR)
Linear Eqn: PM2.5 (lb/mmBTU) vs. S (ppm)
| PM2.5 = | 1.9424e-06 | x S + | 0.00059763
Predicted
|  | Sulfur |  | PM2.5
Heating Oil Grade |  | (ppm) |  | lb/mmBTU
Baseline Residential Oil |  | 2035.3929 |  | 0.0045513
ULS Heating Oil |  | 15 |  | 0.00062677
|  |  | Relative Reduction, #2/#1 to ULS: | 86.23%
Energy Content Differences
Energy Content #2: | 130116.6012 | BTU/gal | Petro Star, 7/11/19 email, LHV
Energy Content #1: | 125684.6132 | BTU/gal | Petro Star, 7/11/19 email, LHV
% Difference (#1 vs. #2): | 3.406%
- Assume ULSHO energy content is same as #1 based on data reported from 2009 Brookhaven Labs study
ULS Heating Oil Emission Factors (lb/mmBTU)
Heating Oil Type | VOC | NOX | SO2 | PM10-PRI | PM25-PRI | NH3 | CO
ULS Heating Oil (15 ppm S) | 0.00532 | 0.080121 | 0.0015893 | 0.00046879 | 0.00046879 | 0.00018278 | 0.0033416
Without Implementation of this Measure
Methodology Summary:
- Set baseline nonattainment area heating energy use using average winter modeling episode day.
- Scaled average winter day to annual day heating energy use based on 2011-2015 HH Survey data.
- Calculate baseline annual emissions by affected fuel/sector using lb/mmBTU emission factors.
(Wood heating devices included to later account for price-based demand shift.)
2021 Nonattainment Area Heating Energy by
Affected Fuel/Sector (mmBTU/day)
|  |  | Epsd/Ann | Annual
Fuel/Sector |  | Episodic | Use (%) | (12 mths)
Residential Heating Oil |  | 31278.2812 | 48.26% | 15094.5233
Commercial Heating Oil |  | 10112.2062 | 48.26% | 4880.0294
All Wood Heating Devices |  | 6967.4375 | 48.26% | 3362.4017
TOTALS |  | 48357.9249 |  | 23336.9545
Space Heating Emission Factors (lb/mmBTU)
Fuel/Sector | VOC | NOX | SO2 | PM10-PRI | PM25-PRI | NH3 | CO
Residential Oil, Baseline | 0.00532 | 0.083691 | 0.21566 | 0.0034041 | 0.0034041 | 0.00018278 | 0.0033416
Commercial Oil, Baseline | 0.005148 | 0.12996 | 0.091864 | 0.0032967 | 0.0032967 | 0.00017687 | 0.0032335
All Wood Heating Devices | 2.5471 | 0.11969 | 0.024523 | 0.69285 | 0.69285 | 0.026065 | 7.3616
2021 Baseline Emissions by Affected Fuel Type (tons/year)
Fuel Type | VOC | NOX | SO2 | PM10-PRI | PM25-PRI | NH3 | CO
Residential Oil, Baseline | 14.6553 | 230.5487 | 594.0765 | 9.3774 | 9.3774 | 0.50351 | 9.2052
Commercial Oil, Baseline | 4.5848 | 115.7465 | 81.8148 | 2.9361 | 2.9361 | 0.15752 | 2.8798
All Wood Heating Devices | 1562.9737 | 73.4439 | 15.0483 | 425.1579 | 425.1579 | 15.9945 | 4517.3514
TOTALS | 1582.2138 | 419.7392 | 690.9396 | 437.4714 | 437.4714 | 16.6556 | 4529.4364
With Implementation of this Measure
Methodology Summary:
- Use ULS emission factors from 2009 Brookhaven report for PM2.5 (and scaled SO2).
- Adjust for decreased oil use from ULS due to eliminated boiler fouling/deposits.
- Account for reduced oil demand from increased ULS price (using demand elasticity).
- Assume energy from price-reduced oil demand replaced with "same-BTU" wood energy.
- Translate "same-BTU" energy to equivalent wood BTUs, accounting for wood/oil efficiency difference.
Heating Efficiency Improvement Using ULS Oil
|  | Baseline Oil Device Efficiency: | 81%
|  | Fuel Use Increase from Fouling: | 1.5% | per 2015 Brookhaven report (BNL-108353-2015-IR), page 38
|  | Fouling Eliminated Fuel Use Decrease: | 1.478%
Heating Oil Price Elasticity Impacts on Wood Demand
|  | Estimated Oil Demand Price Elasticity: | -0.294 | (29.4% decrease in oil demand per 100% increase in oil price -- UAF estimate)
|  | Price Premium for ULS Oil: | 0.4067 |  | Base Price: | 2.8603 | per gallon
|  | Relative Price Increase: | 14.22%
|  | Decrease in Oil Use: | 4.18%
|  | Wood-Oil Cross-Price Elasticity: | 0.318 | (31.8% wood use increase per 100% increase in oil price)
|  | Increase in Wood Use: | 4.522%
Relative Heating Efficiency Between Oil and All Wood Devices
(Wood efficiency is usage weighted composite)
|  |  | Efficiency (%) |  | Relative
|  |  | Oil | Wood | Wood/Oil
|  |  | Devices | Devices | Factor
|  |  | 81% | 60% | 0.74074
2021 Nonattainment Area Heating Energy by
Affected Fuel/Sector (mmBTU/avg annual day)
| Annual | ULS- | After | Price | Wood/Oil | Energy | Annual
| Daily | Reduced | Reduced | Demand | Efficiency | Content | Daily
Fuel/Sector | Baseline | Fouling | Fouling | Impact | Adj. | Adj. | After ULS | % Change
Residential Heating Oil | 15094.5233 | -223.0718 | 14871.4515 | -621.6732 |  | 514.1446 | 14763.9229 | -2.19%
Commercial Heating Oil | 4880.0294 | -72.1187 | 4807.9108 | -200.9857 |  |  | 4606.9251 | -5.596%
All Wood Heating Devices | 3362.4017 |  | 3362.4017 | 152.0331 | 53.2116 |  | 3567.6464 | 6.104%
TOTALS | 23336.9545 | -295.1904 | 23041.764 | -670.6258 | 53.2116 | 514.1446 | 22938.4944 | -1.707%
Space Heating Emission Factors (lb/mmBTU)
Fuel/Sector | VOC | NOX | SO2 | PM10-PRI | PM25-PRI | NH3 | CO
Residential Oil, ULS | 0.00532 | 0.080121 | 0.0015893 | 0.00046879 | 0.00046879 | 0.00018278 | 0.0033416
Commercial Oil, ULS | 0.00532 | 0.080121 | 0.0015893 | 0.00046879 | 0.00046879 | 0.00018278 | 0.0033416
All Wood Heating Devices | 2.5471 | 0.11969 | 0.024523 | 0.69285 | 0.69285 | 0.026065 | 7.3616
2021 After ULS Emissions by Affected Fuel Type (tons/year)
Fuel Type | VOC | NOX | SO2 | PM10-PRI | PM25-PRI | NH3 | CO
Residential Oil, ULS | 14.3343 | 215.8785 | 4.2822 | 1.2631 | 1.2631 | 0.49248 | 9.0036
Commercial Oil, ULS | 4.4729 | 67.3626 | 1.3362 | 0.39414 | 0.39414 | 0.15367 | 2.8095
All Wood Heating Devices | 1658.3793 | 77.927 | 15.9668 | 451.11 | 451.11 | 16.9709 | 4793.0954
TOTALS | 1677.1865 | 361.1681 | 21.5853 | 452.7672 | 452.7672 | 17.617 | 4804.9085
Emission Benefits by Calendar Year
| Net Emission Benefits (tons/year) | [6 empty] | Implmnt.
Calendar Year | VOC | NOX | SO2 | PM10-PRI | PM25-PRI | NH3 | CO | Year
2021 | -94.9727 | 58.571 | 669.3544 | -15.2958 | -15.2958 | -0.96145 | -275.4721 | 1 |  | One-time measure, so no accumulation of benefits over time
2022 | -94.9727 | 58.571 | 669.3544 | -15.2958 | -15.2958 | -0.96145 | -275.4721 | 2
2023 | -94.9727 | 58.571 | 669.3544 | -15.2958 | -15.2958 | -0.96145 | -275.4721 | 3
2024 | -94.9727 | 58.571 | 669.3544 | -15.2958 | -15.2958 | -0.96145 | -275.4721 | 4
2025 | -94.9727 | 58.571 | 669.3544 | -15.2958 | -15.2958 | -0.96145 | -275.4721 | 5
2026 | -94.9727 | 58.571 | 669.3544 | -15.2958 | -15.2958 | -0.96145 | -275.4721 | 6
2027 | -94.9727 | 58.571 | 669.3544 | -15.2958 | -15.2958 | -0.96145 | -275.4721 | 7
Cost Analysis:
Costs - Without Implementation of this Measure
- Assume that baseline costs are limited to fuel costs for oil and wood and maintenance costs for existing heating oil units used in residential and commercial space heating
- 2011-2015 Fairbanks Home Heating Survey data household percentages:
|  | Residential Oil: | 89.67%
|  | Residential Wood: | 38.84%
- Assume 98% of commercial buildings use heating oil (remaining 2% use natural gas) -- consistent with SIP EI assumption
|  |  |  | Annual Daily Energy | [5 empty] | Back-Calculated |  |  |  | Total Fuel Costs |  | Oil Device Repair/Maintenance Costs |  |  |  | Total Operating Cost
| Affected Devices |  |  | Use (mmBTU/day) |  | Annual Daily Fuel Use |  |  |  | Energy Content |  | Fuel Price |  | Per Year |  | Interval | Avg Cost/ | Annual Costs |  | Per Year
Device Type | Counts | Units |  | Total | Per Unit | Total | Per Unit | Units | Fuel Type | mmBTU | Units | Cost | Unit | Total | Per Unit | (years) | Service | Per Unit | Total | Per Unit | Total
Residential Oil Devices | 32408.8249 | res. units w/oil |  | 15094.5233 | 0.46575 | 112627.1115 | 3.4752 | gallons | Resid. Oil Blend | 0.13402 | /gallon | 2.8603 | /gal | 117584086.1748 | 3628.1503 | 1.1138 | 491.9755 | 441.7018 | 14315035.5782 | 4069.852 | 131899121.753
Commercial Oil Devices | 1612 | comm. units w/oil |  | 4880.0294 | 3.0273 | 36360.9671 | 22.5564 | gallons | Comm. Oil Blend | 0.13421 | /gallon | 2.9075 | /gal | 38587277.1451 | 23937.5168 | 1.1138 | 491.9755 | 441.7018 | 712023.2659 | 24379.2186 | 39299300.411
All Wood Heating Devices | 14039.3672 | res. units w/wood |  | 3362.4017 | 0.2395 | 299.1681 | 0.021309 | tons | Wood | 11.2392 | /ton | 97.4937 | /ton | 10645959.0609 | 758.2934 |  |  |  |  | 758.2934 | 10645959.0609
TOTALS |  |  |  | 23336.9545 |  | 41108895.6875 | Residential heating oil, gallons/year | [6 empty] | 166817322.3807 |  |  |  |  | 15027058.8441 |  | 181844381.2249
[6 empty] | 13271753.0034 | Commercial heating oil, gallons/year
[6 empty] | 109196.3638 | Wood, tons/year
Costs - With Implementation of this Measure
- Assume that baseline costs are limited to fuel costs for oil and wood and maintenance costs for existing heating oil units used in residential and commercial space heating
- Adjust fuel usage to reflect decrease from elimination of fouling using ULSHO
- Also adjust oil usage to reflect own-price and cross-price elasticity assumptions above
- Account for price change of ULSHO
- Adjust maintenance/repair cost to reflect longer interval between services per Brookhaven/NYSERDA report
|  |  |  | Annual Daily Energy | [5 empty] | Unchanged |  |  |  | Total Fuel Costs |  | Oil Device Repair/Maintenance Costs |  |  |  | Total Operating Cost
| Affected Devices |  |  | Use (mmBTU/day) |  | Annual Daily Fuel Use |  |  |  | Energy Content |  | Fuel Price |  | Per Year |  | Interval | Avg Cost/ | Annual Costs |  | Per Year
Device Type | Counts | Units |  | Total | Per Unit | Total | Per Unit | Units | Fuel Type | mmBTU | Units | Cost | Unit | Total | Per Unit | (years) | Service | Per Unit | Total | Per Unit | Total
Residential Oil Devices | 32408.8249 | res. units w/oil |  | 14763.9229 | 0.45555 | 110160.3517 | 3.3991 | gallons | Resid. Oil Blend | 0.13402 | /gallon | 3.267 | /gal | 131361567.1366 | 4053.2654 | 3 | 491.9755 | 163.9918 | 5314782.2267 | 4217.2572 | 136676349.3634
Commercial Oil Devices | 1612 | comm. units w/oil |  | 4606.9251 | 2.8579 | 34326.0739 | 21.2941 | gallons | Comm. Oil Blend | 0.13421 | /gallon | 3.267 | /gal | 40932393.5095 | 25392.3037 | 3 | 491.9755 | 163.9918 | 264354.8162 | 25556.2955 | 41196748.3257
All Wood Heating Devices | 14039.3672 | res. units w/wood |  | 3567.6464 | 0.25412 | 317.4297 | 0.02261 | tons | Wood | 11.2392 | /ton | 97.4937 | /ton | 11295800.0702 | 804.5804 |  |  |  |  | 804.5804 | 11295800.0702
TOTALS |  |  |  | 22938.4944 |  | 40208528.3523 | Residential heating oil, gallons/year | [6 empty] | 183589760.7163 |  |  |  |  | 5579137.0429 |  | 189168897.7592
[6 empty] | 12529016.9783 | Commercial heating oil, gallons/year
[6 empty] | 115861.8296 | Wood, tons/year
| Annual | Annual
| Program | Labor
| Cost | Cost
| Effort: | Effort:
| Medium | Medium
| 8367.933 | 70814.5
Cost Effectiveness:
Cost Without Implementation = |  | 181844381.2249 | /year
Cost With Implementation = |  | 189248080.1922 | /year
Cost Increase = |  | 7403698.9674 | /year
PM2.5 Emission Reduction = |  | -15.2958 | tons/year - 2021
SO2 Emission Reduction = |  | 669.3544 | tons/year - 2021
Implementation Cost-Effectiveness = |  | -484033.4872 | /ton PM2.5
|  | 11060.9557 | /ton SO2
SO2/Sulfate Weighting Factor: | 15%
Direct PM2.5 Weighting Factor: | 85%
Combined SO2 and PM2.5 Cost Effectiveness = |  | 84708.8763 | /ton combined SO2 and PM2.5
Note on R190: Tom Carlson: From October 2022 Fairbanks Oil Heating Appliance Cleaning survey.
Note on S190: Tom Carlson: From October 2022 Fairbanks Oil Heating Appliance Cleaning survey.
Note on R191: Tom Carlson: From October 2022 Fairbanks Oil Heating Appliance Cleaning survey.
Note on S191: Tom Carlson: From October 2022 Fairbanks Oil Heating Appliance Cleaning survey.
Note on N192: Tom Carlson: Composite wood cost that accounts for the fact that 40% buy wood and 60% cut their own.
Note on R208: Tom Carlson: Estimated reduced interval based on qualitative info from several Fairbanks oil appliance companies.
Note on S208: Tom Carlson: From October 2022 Fairbanks Oil Heating Appliance Cleaning survey.
Note on R209: Tom Carlson: Estimated reduced interval based on qualitative info from several Fairbanks oil appliance companies.
Note on S209: Tom Carlson: From October 2022 Fairbanks Oil Heating Appliance Cleaning survey.
Note on N210: Tom Carlson: Composite wood cost that accounts for the fact that 40% buy wood and 60% cut their own.

## ULSRev6
Measure 51ULS - Revision 6 (Revision 5a with High Base Fuel Price, Additive ULSD Price Increase)
Measure: | Replace Current Space Heating Oil with Ultra Low Sulfur (ULS) Heating Oil
Starting Calendar Year: | 2021
ULS Heating Oil Sulfur Level (ppm): | 15 | ppm
Fairbanks Space Heating Oil Characteristics - Baseline
Methodology Summary:
- Local heating oil used for space heating reflects a blend of #1 and #2 distillate.
- Residential #1 and #2 split based on responses from 2011-2015 Fairbanks Home Heating (HH) Survey.
- Commercial use assumed to be #1 distillate.
- Local #1 and #2 fuel sulfur content based on 2012 samples measured by SwRI.
- Winter heating fuel use fraction (relative to annual) calculated from 2011-2015 HH Survey.
| Distillate Blend (%) |  | Sulfur |  | Episodic vs. Annual
Sector | #1 | #2 | (ppm) |  | Heating Fuel Use: |  | 48.26%
Residential | 31.77% | 68.23% | 2035.3929
Commercial | 100% | 0% | 896
Fuel Sulfur (ppm) | 896 | 2566 |  | 2035.3929 | <-- #1/#2 Blend Sulfur Level (ppm)
2021 Baseline Space Heating Emission Factors (lb/mmBTU)
Fuel/Sector | VOC | NOX | SO2 | PM10-PRI | PM25-PRI | NH3 | CO
Baseline Resid. Oil Blend | 0.00532 | 0.083691 | 0.21566 | 0.0034041 | 0.0034041 | 0.00018278 | 0.0033416
Baseline Comm. Oil Blend | 0.005148 | 0.12996 | 0.091864 | 0.0032967 | 0.0032967 | 0.00017687 | 0.0032335
All Wood Devices | 2.5471 | 0.11969 | 0.024523 | 0.69285 | 0.69285 | 0.026065 | 7.3616
Calculation of Ultra Low Sulfur Heating Oil Emission Factors
Methodology Summary:
- SO2 emission factors scaled from baseline heating oil emission factors based on sulfur content.
- PM2.5 (and PM10) factors based on relative differences in emission factors from 2009 Brookhaven Lab study
(see figure below).
- NOx factors estimated as 25% reduction from average of NOx factors for baseline residential and
commercial heating oil based on 2002 V. Turk "Factors Affecting Oil Burner NOx Emissions" paper.
- Factors for all other pollutants assumed equal to those for baseline residential heating oil.
Tested Heating Oil Device PM2.5 Emission Factors (lb/mmBTU) vs. Fuel Sulfur (ppm)
Source: 2009 Brookhaven National Laboratory Report (BNL-91286-2009-IR)
Linear Eqn: PM2.5 (lb/mmBTU) vs. S (ppm)
| PM2.5 = | 1.9424e-06 | x S + | 0.00059763
Predicted
|  | Sulfur |  | PM2.5
Heating Oil Grade |  | (ppm) |  | lb/mmBTU
Baseline Residential Oil |  | 2035.3929 |  | 0.0045513
ULS Heating Oil |  | 15 |  | 0.00062677
|  |  | Relative Reduction, #2/#1 to ULS: | 86.23%
Energy Content Differences
Energy Content #2: | 130116.6012 | BTU/gal | Petro Star, 7/11/19 email, LHV
Energy Content #1: | 125684.6132 | BTU/gal | Petro Star, 7/11/19 email, LHV
% Difference (#1 vs. #2): | 3.406%
- Assume ULSHO energy content is same as #1 based on data reported from 2009 Brookhaven Labs study
ULS Heating Oil Emission Factors (lb/mmBTU)
Heating Oil Type | VOC | NOX | SO2 | PM10-PRI | PM25-PRI | NH3 | CO
ULS Heating Oil (15 ppm S) | 0.00532 | 0.080121 | 0.0015893 | 0.00046879 | 0.00046879 | 0.00018278 | 0.0033416
Without Implementation of this Measure
Methodology Summary:
- Set baseline nonattainment area heating energy use using average winter modeling episode day.
- Scaled average winter day to annual day heating energy use based on 2011-2015 HH Survey data.
- Calculate baseline annual emissions by affected fuel/sector using lb/mmBTU emission factors.
(Wood heating devices included to later account for price-based demand shift.)
2021 Nonattainment Area Heating Energy by
Affected Fuel/Sector (mmBTU/day)
|  |  | Epsd/Ann | Annual
Fuel/Sector |  | Episodic | Use (%) | (12 mths)
Residential Heating Oil |  | 31278.2812 | 48.26% | 15094.5233
Commercial Heating Oil |  | 10112.2062 | 48.26% | 4880.0294
All Wood Heating Devices |  | 6967.4375 | 48.26% | 3362.4017
TOTALS |  | 48357.9249 |  | 23336.9545
Space Heating Emission Factors (lb/mmBTU)
Fuel/Sector | VOC | NOX | SO2 | PM10-PRI | PM25-PRI | NH3 | CO
Residential Oil, Baseline | 0.00532 | 0.083691 | 0.21566 | 0.0034041 | 0.0034041 | 0.00018278 | 0.0033416
Commercial Oil, Baseline | 0.005148 | 0.12996 | 0.091864 | 0.0032967 | 0.0032967 | 0.00017687 | 0.0032335
All Wood Heating Devices | 2.5471 | 0.11969 | 0.024523 | 0.69285 | 0.69285 | 0.026065 | 7.3616
2021 Baseline Emissions by Affected Fuel Type (tons/year)
Fuel Type | VOC | NOX | SO2 | PM10-PRI | PM25-PRI | NH3 | CO
Residential Oil, Baseline | 14.6553 | 230.5487 | 594.0765 | 9.3774 | 9.3774 | 0.50351 | 9.2052
Commercial Oil, Baseline | 4.5848 | 115.7465 | 81.8148 | 2.9361 | 2.9361 | 0.15752 | 2.8798
All Wood Heating Devices | 1562.9737 | 73.4439 | 15.0483 | 425.1579 | 425.1579 | 15.9945 | 4517.3514
TOTALS | 1582.2138 | 419.7392 | 690.9396 | 437.4714 | 437.4714 | 16.6556 | 4529.4364
With Implementation of this Measure
Methodology Summary:
- Use ULS emission factors from 2009 Brookhaven report for PM2.5 (and scaled SO2).
- Adjust for decreased oil use from ULS due to eliminated boiler fouling/deposits.
- Account for reduced oil demand from increased ULS price (using demand elasticity).
- Assume energy from price-reduced oil demand replaced with "same-BTU" wood energy.
- Translate "same-BTU" energy to equivalent wood BTUs, accounting for wood/oil efficiency difference.
Heating Efficiency Improvement Using ULS Oil
|  | Baseline Oil Device Efficiency: | 81%
|  | Fuel Use Increase from Fouling: | 1.5% | per 2015 Brookhaven report (BNL-108353-2015-IR), page 38
|  | Fouling Eliminated Fuel Use Decrease: | 1.478%
Heating Oil Price Elasticity Impacts on Wood Demand
|  | Estimated Oil Demand Price Elasticity: | -0.294 | (29.4% decrease in oil demand per 100% increase in oil price -- UAF estimate)
|  | Price Premium for ULS Oil: | 0.4067 |  | Base Price: | 5.1 | per gallon | (reported by Fairbanks residents July 2022)
|  | Relative Price Increase: | 7.975%
|  | Decrease in Oil Use: | 2.345%
|  | Wood-Oil Cross-Price Elasticity: | 0.318 | (31.8% wood use increase per 100% increase in oil price)
|  | Increase in Wood Use: | 2.536%
Relative Heating Efficiency Between Oil and All Wood Devices
(Wood efficiency is usage weighted composite)
|  |  | Efficiency (%) |  | Relative
|  |  | Oil | Wood | Wood/Oil
|  |  | Devices | Devices | Factor
|  |  | 81% | 60% | 0.74074
2021 Nonattainment Area Heating Energy by
Affected Fuel/Sector (mmBTU/avg annual day)
| Annual | ULS- | After | Price | Wood/Oil | Energy | Annual
| Daily | Reduced | Reduced | Demand | Efficiency | Content | Daily
Fuel/Sector | Baseline | Fouling | Fouling | Impact | Adj. | Adj. | After ULS | % Change
Residential Heating Oil | 15094.5233 | -223.0718 | 14871.4515 | -348.6621 |  | 514.1446 | 15036.9341 | -0.3815%
Commercial Heating Oil | 4880.0294 | -72.1187 | 4807.9108 | -112.7218 |  |  | 4695.189 | -3.788%
All Wood Heating Devices | 3362.4017 |  | 3362.4017 | 85.2669 | 29.8434 |  | 3477.5121 | 3.423%
TOTALS | 23336.9545 | -295.1904 | 23041.764 | -376.1169 | 29.8434 | 514.1446 | 23209.6352 | -0.5456%
Space Heating Emission Factors (lb/mmBTU)
Fuel/Sector | VOC | NOX | SO2 | PM10-PRI | PM25-PRI | NH3 | CO
Residential Oil, ULS | 0.00532 | 0.080121 | 0.0015893 | 0.00046879 | 0.00046879 | 0.00018278 | 0.0033416
Commercial Oil, ULS | 0.00532 | 0.080121 | 0.0015893 | 0.00046879 | 0.00046879 | 0.00018278 | 0.0033416
All Wood Heating Devices | 2.5471 | 0.11969 | 0.024523 | 0.69285 | 0.69285 | 0.026065 | 7.3616
2021 After ULS Emissions by Affected Fuel Type (tons/year)
Fuel Type | VOC | NOX | SO2 | PM10-PRI | PM25-PRI | NH3 | CO
Residential Oil, ULS | 14.5994 | 219.8705 | 4.3614 | 1.2865 | 1.2865 | 0.50159 | 9.1701
Commercial Oil, ULS | 4.5586 | 68.6532 | 1.3618 | 0.40169 | 0.40169 | 0.15662 | 2.8633
All Wood Heating Devices | 1616.4814 | 75.9583 | 15.5634 | 439.713 | 439.713 | 16.5421 | 4672.001
TOTALS | 1635.6394 | 364.4819 | 21.2867 | 441.4011 | 441.4011 | 17.2003 | 4684.0344
Emission Benefits by Calendar Year
| Net Emission Benefits (tons/year) | [6 empty] | Implmnt.
Calendar Year | VOC | NOX | SO2 | PM10-PRI | PM25-PRI | NH3 | CO | Year
2021 | -53.4255 | 55.2572 | 669.653 | -3.9297 | -3.9297 | -0.54474 | -154.598 | 1 |  | One-time measure, so no accumulation of benefits over time
2022 | -53.4255 | 55.2572 | 669.653 | -3.9297 | -3.9297 | -0.54474 | -154.598 | 2
2023 | -53.4255 | 55.2572 | 669.653 | -3.9297 | -3.9297 | -0.54474 | -154.598 | 3
2024 | -53.4255 | 55.2572 | 669.653 | -3.9297 | -3.9297 | -0.54474 | -154.598 | 4
2025 | -53.4255 | 55.2572 | 669.653 | -3.9297 | -3.9297 | -0.54474 | -154.598 | 5
2026 | -53.4255 | 55.2572 | 669.653 | -3.9297 | -3.9297 | -0.54474 | -154.598 | 6
2027 | -53.4255 | 55.2572 | 669.653 | -3.9297 | -3.9297 | -0.54474 | -154.598 | 7
Cost Analysis:
Costs - Without Implementation of this Measure
- Assume that baseline costs are limited to fuel costs for oil and wood and maintenance costs for existing heating oil units used in residential and commercial space heating
- 2011-2015 Fairbanks Home Heating Survey data household percentages:
|  | Residential Oil: | 89.67%
|  | Residential Wood: | 38.84%
- Assume 98% of commercial buildings use heating oil (remaining 2% use natural gas) -- consistent with SIP EI assumption
|  |  |  | Annual Daily Energy | [5 empty] | Back-Calculated |  |  |  | Total Fuel Costs |  | Oil Device Repair/Maintenance Costs |  |  |  | Total Operating Cost
| Affected Devices |  |  | Use (mmBTU/day) |  | Annual Daily Fuel Use |  |  |  | Energy Content |  | Fuel Price |  | Per Year |  | Interval | Avg Cost/ | Annual Costs |  | Per Year
Device Type | Counts | Units |  | Total | Per Unit | Total | Per Unit | Units | Fuel Type | mmBTU | Units | Cost | Unit | Total | Per Unit | (years) | Service | Per Unit | Total | Per Unit | Total
Residential Oil Devices | 32408.8249 | res. units w/oil |  | 15094.5233 | 0.46575 | 112627.1115 | 3.4752 | gallons | Resid. Oil Blend | 0.13402 | /gallon | 5.1 | /gal | 209655368.0065 | 6469.0827 | 1.1138 | 491.9755 | 441.7018 | 14315035.5782 | 6910.7845 | 223970403.5847
Commercial Oil Devices | 1612 | comm. units w/oil |  | 4880.0294 | 3.0273 | 36360.9671 | 22.5564 | gallons | Comm. Oil Blend | 0.13421 | /gallon | 5.1 | /gal | 67685940.3176 | 41988.7967 | 1.1138 | 491.9755 | 441.7018 | 712023.2659 | 42430.4985 | 68397963.5835
All Wood Heating Devices | 14039.3672 | res. units w/wood |  | 3362.4017 | 0.2395 | 299.1681 | 0.021309 | tons | Wood | 11.2392 | /ton | 97.4937 | /ton | 10645959.0609 | 758.2934 |  |  |  |  | 758.2934 | 10645959.0609
TOTALS |  |  |  | 23336.9545 |  | 41108895.6875 | Residential heating oil, gallons/year | [6 empty] | 287987267.385 |  |  |  |  | 15027058.8441 |  | 303014326.2291
[6 empty] | 13271753.0034 | Commercial heating oil, gallons/year
[6 empty] | 109196.3638 | Wood, tons/year
Costs - With Implementation of this Measure
- Assume that baseline costs are limited to fuel costs for oil and wood and maintenance costs for existing heating oil units used in residential and commercial space heating
- Adjust fuel usage to reflect decrease from elimination of fouling using ULSHO
- Also adjust oil usage to reflect own-price and cross-price elasticity assumptions above
- Account for price change of ULSHO
- Adjust maintenance/repair cost to reflect longer interval between services per Brookhaven/NYSERDA report
|  |  |  | Annual Daily Energy | [5 empty] | Unchanged |  |  |  | Total Fuel Costs |  | Oil Device Repair/Maintenance Costs |  |  |  | Total Operating Cost
| Affected Devices |  |  | Use (mmBTU/day) |  | Annual Daily Fuel Use |  |  |  | Energy Content |  | Fuel Price |  | Per Year |  | Interval | Avg Cost/ | Annual Costs |  | Per Year
Device Type | Counts | Units |  | Total | Per Unit | Total | Per Unit | Units | Fuel Type | mmBTU | Units | Cost | Unit | Total | Per Unit | (years) | Service | Per Unit | Total | Per Unit | Total
Residential Oil Devices | 32408.8249 | res. units w/oil |  | 15036.9341 | 0.46398 | 112197.4119 | 3.4619 | gallons | Resid. Oil Blend | 0.13402 | /gallon | 5.5067 | /gal | 225510683.1352 | 6958.311 | 5.1236 | 491.9755 | 96.0221 | 3111964.2561 | 7054.3331 | 228622647.3913
Commercial Oil Devices | 1612 | comm. units w/oil |  | 4695.189 | 2.9126 | 34983.7262 | 21.7021 | gallons | Comm. Oil Blend | 0.13421 | /gallon | 5.5067 | /gal | 70315383.1013 | 43619.9647 | 5.1236 | 491.9755 | 96.0221 | 154787.6665 | 43715.9868 | 70470170.7678
All Wood Heating Devices | 14039.3672 | res. units w/wood |  | 3477.5121 | 0.2477 | 309.41 | 0.022039 | tons | Wood | 11.2392 | /ton | 97.4937 | /ton | 11010418.8978 | 784.2532 |  |  |  |  | 784.2532 | 11010418.8978
TOTALS |  |  |  | 23209.6352 |  | 40952055.339 | Residential heating oil, gallons/year | [6 empty] | 306836485.1343 |  |  |  |  | 3266751.9226 |  | 310103237.0569
[6 empty] | 12769060.0725 | Commercial heating oil, gallons/year
[6 empty] | 112934.6545 | Wood, tons/year
| Annual | Annual
| Program | Labor
| Cost | Cost
| Effort: | Effort:
| Medium | Medium
| 8367.933 | 70814.5
Cost Effectiveness:
Cost Without Implementation = |  | 303014326.2291 | /year
Cost With Implementation = |  | 310182419.4899 | /year
Cost Increase = |  | 7168093.2608 | /year
PM2.5 Emission Reduction = |  | -3.9297 | tons/year - 2021
SO2 Emission Reduction = |  | 669.653 | tons/year - 2021
Implementation Cost-Effectiveness = |  | -1824061.3428 | /ton PM2.5
|  | 10704.191 | /ton SO2
SO2/Sulfate Weighting Factor: | 15%
Direct PM2.5 Weighting Factor: | 85%
Combined SO2 and PM2.5 Cost Effectiveness = |  | 73815.938 | /ton combined SO2 and PM2.5
Note on R190: Tom Carlson: From October 2022 Fairbanks Oil Heating Appliance Cleaning survey.
Note on S190: Tom Carlson: From October 2022 Fairbanks Oil Heating Appliance Cleaning survey.
Note on R191: Tom Carlson: From October 2022 Fairbanks Oil Heating Appliance Cleaning survey.
Note on S191: Tom Carlson: From October 2022 Fairbanks Oil Heating Appliance Cleaning survey.
Note on N192: Tom Carlson: Composite wood cost that accounts for the fact that 40% buy wood and 60% cut their own.
Note on R208: Tom Carlson: Local survey-based baseline interval times BNL fouling rate improvement factor.
Note on S208: Tom Carlson: From October 2022 Fairbanks Oil Heating Appliance Cleaning survey.
Note on R209: Tom Carlson: Local survey-based baseline interval times BNL fouling rate improvement factor.
Note on S209: Tom Carlson: From October 2022 Fairbanks Oil Heating Appliance Cleaning survey.
Note on N210: Tom Carlson: Composite wood cost that accounts for the fact that 40% buy wood and 60% cut their own.

## ULSRev7L
Measure 51ULS - Revision 7L (Low Base Fuel Price, Relative ULSD Price Increase)
Measure: | Replace Current Space Heating Oil with Ultra Low Sulfur (ULS) Heating Oil
Starting Calendar Year: | 2021
ULS Heating Oil Sulfur Level (ppm): | 15 | ppm
Fairbanks Space Heating Oil Characteristics - Baseline
Methodology Summary:
- Local heating oil used for space heating reflects a blend of #1 and #2 distillate.
- Residential #1 and #2 split based on responses from 2011-2015 Fairbanks Home Heating (HH) Survey.
- Commercial use assumed to be #1 distillate.
- Local #1 and #2 fuel sulfur content based on 2012 samples measured by SwRI.
- Winter heating fuel use fraction (relative to annual) calculated from 2011-2015 HH Survey.
| Distillate Blend (%) |  | Sulfur |  | Episodic vs. Annual
Sector | #1 | #2 | (ppm) |  | Heating Fuel Use: |  | 48.26%
Residential | 31.77% | 68.23% | 2035.3929
Commercial | 100% | 0% | 896
Fuel Sulfur (ppm) | 896 | 2566 |  | 2035.3929 | <-- #1/#2 Blend Sulfur Level (ppm)
2021 Baseline Space Heating Emission Factors (lb/mmBTU)
Fuel/Sector | VOC | NOX | SO2 | PM10-PRI | PM25-PRI | NH3 | CO
Baseline Resid. Oil Blend | 0.00532 | 0.083691 | 0.21566 | 0.0034041 | 0.0034041 | 0.00018278 | 0.0033416
Baseline Comm. Oil Blend | 0.005148 | 0.12996 | 0.091864 | 0.0032967 | 0.0032967 | 0.00017687 | 0.0032335
All Wood Devices | 2.5471 | 0.11969 | 0.024523 | 0.69285 | 0.69285 | 0.026065 | 7.3616
Calculation of Ultra Low Sulfur Heating Oil Emission Factors
Methodology Summary:
- SO2 emission factors scaled from baseline heating oil emission factors based on sulfur content.
- PM2.5 (and PM10) factors based on relative differences in emission factors from 2009 Brookhaven Lab study
(see figure below).
- NOx factors estimated as 25% reduction from average of NOx factors for baseline residential and
commercial heating oil based on 2002 V. Turk "Factors Affecting Oil Burner NOx Emissions" paper.
- Factors for all other pollutants assumed equal to those for baseline residential heating oil.
Tested Heating Oil Device PM2.5 Emission Factors (lb/mmBTU) vs. Fuel Sulfur (ppm)
Source: 2009 Brookhaven National Laboratory Report (BNL-91286-2009-IR)
Linear Eqn: PM2.5 (lb/mmBTU) vs. S (ppm)
| PM2.5 = | 1.9424e-06 | x S + | 0.00059763
Predicted
|  | Sulfur |  | PM2.5
Heating Oil Grade |  | (ppm) |  | lb/mmBTU
Baseline Residential Oil |  | 2035.3929 |  | 0.0045513
ULS Heating Oil |  | 15 |  | 0.00062677
|  |  | Relative Reduction, #2/#1 to ULS: | 86.23%
Energy Content Differences
Energy Content #2: | 130116.6012 | BTU/gal | Petro Star, 7/11/19 email, LHV
Energy Content #1: | 125684.6132 | BTU/gal | Petro Star, 7/11/19 email, LHV
% Difference (#1 vs. #2): | 3.406%
- Assume ULSHO energy content is same as #1 based on data reported from 2009 Brookhaven Labs study
ULS Heating Oil Emission Factors (lb/mmBTU)
Heating Oil Type | VOC | NOX | SO2 | PM10-PRI | PM25-PRI | NH3 | CO
ULS Heating Oil (15 ppm S) | 0.00532 | 0.080121 | 0.0015893 | 0.00046879 | 0.00046879 | 0.00018278 | 0.0033416
Without Implementation of this Measure
Methodology Summary:
- Set baseline nonattainment area heating energy use using average winter modeling episode day.
- Scaled average winter day to annual day heating energy use based on 2011-2015 HH Survey data.
- Calculate baseline annual emissions by affected fuel/sector using lb/mmBTU emission factors.
(Wood heating devices included to later account for price-based demand shift.)
2021 Nonattainment Area Heating Energy by
Affected Fuel/Sector (mmBTU/day)
|  |  | Epsd/Ann | Annual
Fuel/Sector |  | Episodic | Use (%) | (12 mths)
Residential Heating Oil |  | 31278.2812 | 48.26% | 15094.5233
Commercial Heating Oil |  | 10112.2062 | 48.26% | 4880.0294
All Wood Heating Devices |  | 6967.4375 | 48.26% | 3362.4017
TOTALS |  | 48357.9249 |  | 23336.9545
Space Heating Emission Factors (lb/mmBTU)
Fuel/Sector | VOC | NOX | SO2 | PM10-PRI | PM25-PRI | NH3 | CO
Residential Oil, Baseline | 0.00532 | 0.083691 | 0.21566 | 0.0034041 | 0.0034041 | 0.00018278 | 0.0033416
Commercial Oil, Baseline | 0.005148 | 0.12996 | 0.091864 | 0.0032967 | 0.0032967 | 0.00017687 | 0.0032335
All Wood Heating Devices | 2.5471 | 0.11969 | 0.024523 | 0.69285 | 0.69285 | 0.026065 | 7.3616
2021 Baseline Emissions by Affected Fuel Type (tons/year)
Fuel Type | VOC | NOX | SO2 | PM10-PRI | PM25-PRI | NH3 | CO
Residential Oil, Baseline | 14.6553 | 230.5487 | 594.0765 | 9.3774 | 9.3774 | 0.50351 | 9.2052
Commercial Oil, Baseline | 4.5848 | 115.7465 | 81.8148 | 2.9361 | 2.9361 | 0.15752 | 2.8798
All Wood Heating Devices | 1562.9737 | 73.4439 | 15.0483 | 425.1579 | 425.1579 | 15.9945 | 4517.3514
TOTALS | 1582.2138 | 419.7392 | 690.9396 | 437.4714 | 437.4714 | 16.6556 | 4529.4364
With Implementation of this Measure
Methodology Summary:
- Use ULS emission factors from 2009 Brookhaven report for PM2.5 (and scaled SO2).
- Adjust for decreased oil use from ULS due to eliminated boiler fouling/deposits.
- Account for reduced oil demand from increased ULS price (using demand elasticity).
- Assume energy from price-reduced oil demand replaced with "same-BTU" wood energy.
- Translate "same-BTU" energy to equivalent wood BTUs, accounting for wood/oil efficiency difference.
Heating Efficiency Improvement Using ULS Oil
|  | Baseline Oil Device Efficiency: | 81%
|  | Fuel Use Increase from Fouling: | 1.5% | per 2015 Brookhaven report (BNL-108353-2015-IR), page 38
|  | Fouling Eliminated Fuel Use Decrease: | 1.478%
Heating Oil Price Elasticity Impacts on Wood Demand
|  | Estimated Oil Demand Price Elasticity: | -0.294 | (29.4% decrease in oil demand per 100% increase in oil price -- UAF estimate)
|  | Price Premium for ULS Oil: | 0.53065 |  | Base Price: | 2.8603 | per gallon
|  | Relative Price Increase: | 18.55%
|  | Decrease in Oil Use: | 5.454%
|  | Wood-Oil Cross-Price Elasticity: | 0.318 | (31.8% wood use increase per 100% increase in oil price)
|  | Increase in Wood Use: | 5.9%
Relative Heating Efficiency Between Oil and All Wood Devices
(Wood efficiency is usage weighted composite)
|  |  | Efficiency (%) |  | Relative
|  |  | Oil | Wood | Wood/Oil
|  |  | Devices | Devices | Factor
|  |  | 81% | 60% | 0.74074
2021 Nonattainment Area Heating Energy by
Affected Fuel/Sector (mmBTU/avg annual day)
| Annual | ULS- | After | Price | Wood/Oil | Energy | Annual
| Daily | Reduced | Reduced | Demand | Efficiency | Content | Daily
Fuel/Sector | Baseline | Fouling | Fouling | Impact | Adj. | Adj. | After ULS | % Change
Residential Heating Oil | 15094.5233 | -223.0718 | 14871.4515 | -811.1334 |  | 514.1446 | 14574.4627 | -3.445%
Commercial Heating Oil | 4880.0294 | -72.1187 | 4807.9108 | -262.2378 |  |  | 4545.673 | -6.852%
All Wood Heating Devices | 3362.4017 |  | 3362.4017 | 198.3665 | 69.4283 |  | 3630.1965 | 7.964%
TOTALS | 23336.9545 | -295.1904 | 23041.764 | -875.0047 | 69.4283 | 514.1446 | 22750.3322 | -2.514%
Space Heating Emission Factors (lb/mmBTU)
Fuel/Sector | VOC | NOX | SO2 | PM10-PRI | PM25-PRI | NH3 | CO
Residential Oil, ULS | 0.00532 | 0.080121 | 0.0015893 | 0.00046879 | 0.00046879 | 0.00018278 | 0.0033416
Commercial Oil, ULS | 0.00532 | 0.080121 | 0.0015893 | 0.00046879 | 0.00046879 | 0.00018278 | 0.0033416
All Wood Heating Devices | 2.5471 | 0.11969 | 0.024523 | 0.69285 | 0.69285 | 0.026065 | 7.3616
2021 After ULS Emissions by Affected Fuel Type (tons/year)
Fuel Type | VOC | NOX | SO2 | PM10-PRI | PM25-PRI | NH3 | CO
Residential Oil, ULS | 14.1504 | 213.1082 | 4.2273 | 1.2469 | 1.2469 | 0.48616 | 8.8881
Commercial Oil, ULS | 4.4134 | 66.467 | 1.3185 | 0.3889 | 0.3889 | 0.15163 | 2.7721
All Wood Heating Devices | 1687.455 | 79.2933 | 16.2468 | 459.0191 | 459.0191 | 17.2684 | 4877.1308
TOTALS | 1706.0188 | 358.8685 | 21.7925 | 460.6549 | 460.6549 | 17.9062 | 4888.791
Emission Benefits by Calendar Year
| Net Emission Benefits (tons/year) | [6 empty] | Implmnt.
Calendar Year | VOC | NOX | SO2 | PM10-PRI | PM25-PRI | NH3 | CO | Year
2021 | -123.8049 | 60.8707 | 669.1471 | -23.1835 | -23.1835 | -1.2506 | -359.3546 | 1 |  | One-time measure, so no accumulation of benefits over time
2022 | -123.8049 | 60.8707 | 669.1471 | -23.1835 | -23.1835 | -1.2506 | -359.3546 | 2
2023 | -123.8049 | 60.8707 | 669.1471 | -23.1835 | -23.1835 | -1.2506 | -359.3546 | 3
2024 | -123.8049 | 60.8707 | 669.1471 | -23.1835 | -23.1835 | -1.2506 | -359.3546 | 4
2025 | -123.8049 | 60.8707 | 669.1471 | -23.1835 | -23.1835 | -1.2506 | -359.3546 | 5
2026 | -123.8049 | 60.8707 | 669.1471 | -23.1835 | -23.1835 | -1.2506 | -359.3546 | 6
2027 | -123.8049 | 60.8707 | 669.1471 | -23.1835 | -23.1835 | -1.2506 | -359.3546 | 7
Cost Analysis:
Costs - Without Implementation of this Measure
- Assume that baseline costs are limited to fuel costs for oil and wood and maintenance costs for existing heating oil units used in residential and commercial space heating
- 2011-2015 Fairbanks Home Heating Survey data household percentages:
|  | Residential Oil: | 89.67%
|  | Residential Wood: | 38.84%
- Assume 98% of commercial buildings use heating oil (remaining 2% use natural gas) -- consistent with SIP EI assumption
|  |  |  | Annual Daily Energy | [5 empty] | Back-Calculated |  |  |  | Total Fuel Costs |  | Oil Device Repair/Maintenance Costs |  |  |  | Total Operating Cost
| Affected Devices |  |  | Use (mmBTU/day) |  | Annual Daily Fuel Use |  |  |  | Energy Content |  | Fuel Price |  | Per Year |  | Interval | Avg Cost/ | Annual Costs |  | Per Year
Device Type | Counts | Units |  | Total | Per Unit | Total | Per Unit | Units | Fuel Type | mmBTU | Units | Cost | Unit | Total | Per Unit | (years) | Service | Per Unit | Total | Per Unit | Total
Residential Oil Devices | 32408.8249 | res. units w/oil |  | 15094.5233 | 0.46575 | 112627.1115 | 3.4752 | gallons | Resid. Oil Blend | 0.13402 | /gallon | 2.8603 | /gal | 117584086.1748 | 3628.1503 | 1.1138 | 491.9755 | 441.7018 | 14315035.5782 | 4069.852 | 131899121.753
Commercial Oil Devices | 1612 | comm. units w/oil |  | 4880.0294 | 3.0273 | 36360.9671 | 22.5564 | gallons | Comm. Oil Blend | 0.13421 | /gallon | 2.9075 | /gal | 38587277.1451 | 23937.5168 | 1.1138 | 491.9755 | 441.7018 | 712023.2659 | 24379.2186 | 39299300.411
All Wood Heating Devices | 14039.3672 | res. units w/wood |  | 3362.4017 | 0.2395 | 299.1681 | 0.021309 | tons | Wood | 11.2392 | /ton | 97.4937 | /ton | 10645959.0609 | 758.2934 |  |  |  |  | 758.2934 | 10645959.0609
TOTALS |  |  |  | 23336.9545 |  | 41108895.6875 | Residential heating oil, gallons/year | [6 empty] | 166817322.3807 |  |  |  |  | 15027058.8441 |  | 181844381.2249
[6 empty] | 13271753.0034 | Commercial heating oil, gallons/year
[6 empty] | 109196.3638 | Wood, tons/year
Costs - With Implementation of this Measure
- Assume that baseline costs are limited to fuel costs for oil and wood and maintenance costs for existing heating oil units used in residential and commercial space heating
- Adjust fuel usage to reflect decrease from elimination of fouling using ULSHO
- Also adjust oil usage to reflect own-price and cross-price elasticity assumptions above
- Account for price change of ULSHO
- Adjust maintenance/repair cost to reflect longer interval between services per Brookhaven/NYSERDA report
|  |  |  | Annual Daily Energy | [5 empty] | Unchanged |  |  |  | Total Fuel Costs |  | Oil Device Repair/Maintenance Costs |  |  |  | Total Operating Cost
| Affected Devices |  |  | Use (mmBTU/day) |  | Annual Daily Fuel Use |  |  |  | Energy Content |  | Fuel Price |  | Per Year |  | Interval | Avg Cost/ | Annual Costs |  | Per Year
Device Type | Counts | Units |  | Total | Per Unit | Total | Per Unit | Units | Fuel Type | mmBTU | Units | Cost | Unit | Total | Per Unit | (years) | Service | Per Unit | Total | Per Unit | Total
Residential Oil Devices | 32408.8249 | res. units w/oil |  | 14574.4627 | 0.44971 | 108746.7028 | 3.3555 | gallons | Resid. Oil Blend | 0.13402 | /gallon | 3.391 | /gal | 134595555.0758 | 4153.0526 | 5.1236 | 491.9755 | 96.0221 | 3111964.2561 | 4249.0747 | 137707519.332
Commercial Oil Devices | 1612 | comm. units w/oil |  | 4545.673 | 2.8199 | 33869.6861 | 21.011 | gallons | Comm. Oil Blend | 0.13421 | /gallon | 3.391 | /gal | 41920436.0732 | 26005.2333 | 5.1236 | 491.9755 | 96.0221 | 154787.6665 | 26101.2554 | 42075223.7397
All Wood Heating Devices | 14039.3672 | res. units w/wood |  | 3630.1965 | 0.25857 | 322.995 | 0.023006 | tons | Wood | 11.2392 | /ton | 97.4937 | /ton | 11493844.6682 | 818.6868 |  |  |  |  | 818.6868 | 11493844.6682
TOTALS |  |  |  | 22750.3322 |  | 39692546.5095 | Residential heating oil, gallons/year | [6 empty] | 188009835.8173 |  |  |  |  | 3266751.9226 |  | 191276587.7399
[6 empty] | 12362435.4281 | Commercial heating oil, gallons/year
[6 empty] | 117893.1872 | Wood, tons/year
| Annual | Annual
| Program | Labor
| Cost | Cost
| Effort: | Effort:
| Medium | Medium
| 8367.933 | 70814.5
Cost Effectiveness:
Cost Without Implementation = |  | 181844381.2249 | /year
Cost With Implementation = |  | 191355770.1729 | /year
Cost Increase = |  | 9511388.948 | /year
PM2.5 Emission Reduction = |  | -23.1835 | tons/year - 2021
SO2 Emission Reduction = |  | 669.1471 | tons/year - 2021
Implementation Cost-Effectiveness = |  | -410265.1636 | /ton PM2.5
|  | 14214.1965 | /ton SO2
SO2/Sulfate Weighting Factor: | 15%
Direct PM2.5 Weighting Factor: | 85%
Combined SO2 and PM2.5 Cost Effectiveness = |  | 117910.6339 | /ton combined SO2 and PM2.5
Note on R190: Tom Carlson: From October 2022 Fairbanks Oil Heating Appliance Cleaning survey.
Note on S190: Tom Carlson: From October 2022 Fairbanks Oil Heating Appliance Cleaning survey.
Note on R191: Tom Carlson: From October 2022 Fairbanks Oil Heating Appliance Cleaning survey.
Note on S191: Tom Carlson: From October 2022 Fairbanks Oil Heating Appliance Cleaning survey.
Note on N192: Tom Carlson: Composite wood cost that accounts for the fact that 40% buy wood and 60% cut their own.
Note on R208: Tom Carlson: Local survey-based baseline interval times BNL fouling rate improvement factor.
Note on S208: Tom Carlson: From October 2022 Fairbanks Oil Heating Appliance Cleaning survey.
Note on R209: Tom Carlson: Local survey-based baseline interval times BNL fouling rate improvement factor.
Note on S209: Tom Carlson: From October 2022 Fairbanks Oil Heating Appliance Cleaning survey.
Note on N210: Tom Carlson: Composite wood cost that accounts for the fact that 40% buy wood and 60% cut their own.

## ULSRev7H
Measure 51ULS - Revision 7H (High Base Fuel Price, Relative ULSD Price Increase)
Measure: | Replace Current Space Heating Oil with Ultra Low Sulfur (ULS) Heating Oil
Starting Calendar Year: | 2021
ULS Heating Oil Sulfur Level (ppm): | 15 | ppm
Fairbanks Space Heating Oil Characteristics - Baseline
Methodology Summary:
- Local heating oil used for space heating reflects a blend of #1 and #2 distillate.
- Residential #1 and #2 split based on responses from 2011-2015 Fairbanks Home Heating (HH) Survey.
- Commercial use assumed to be #1 distillate.
- Local #1 and #2 fuel sulfur content based on 2012 samples measured by SwRI.
- Winter heating fuel use fraction (relative to annual) calculated from 2011-2015 HH Survey.
| Distillate Blend (%) |  | Sulfur |  | Episodic vs. Annual
Sector | #1 | #2 | (ppm) |  | Heating Fuel Use: |  | 48.26%
Residential | 31.77% | 68.23% | 2035.3929
Commercial | 100% | 0% | 896
Fuel Sulfur (ppm) | 896 | 2566 |  | 2035.3929 | <-- #1/#2 Blend Sulfur Level (ppm)
2021 Baseline Space Heating Emission Factors (lb/mmBTU)
Fuel/Sector | VOC | NOX | SO2 | PM10-PRI | PM25-PRI | NH3 | CO
Baseline Resid. Oil Blend | 0.00532 | 0.083691 | 0.21566 | 0.0034041 | 0.0034041 | 0.00018278 | 0.0033416
Baseline Comm. Oil Blend | 0.005148 | 0.12996 | 0.091864 | 0.0032967 | 0.0032967 | 0.00017687 | 0.0032335
All Wood Devices | 2.5471 | 0.11969 | 0.024523 | 0.69285 | 0.69285 | 0.026065 | 7.3616
Calculation of Ultra Low Sulfur Heating Oil Emission Factors
Methodology Summary:
- SO2 emission factors scaled from baseline heating oil emission factors based on sulfur content.
- PM2.5 (and PM10) factors based on relative differences in emission factors from 2009 Brookhaven Lab study
(see figure below).
- NOx factors estimated as 25% reduction from average of NOx factors for baseline residential and
commercial heating oil based on 2002 V. Turk "Factors Affecting Oil Burner NOx Emissions" paper.
- Factors for all other pollutants assumed equal to those for baseline residential heating oil.
Tested Heating Oil Device PM2.5 Emission Factors (lb/mmBTU) vs. Fuel Sulfur (ppm)
Source: 2009 Brookhaven National Laboratory Report (BNL-91286-2009-IR)
Linear Eqn: PM2.5 (lb/mmBTU) vs. S (ppm)
| PM2.5 = | 1.9424e-06 | x S + | 0.00059763
Predicted
|  | Sulfur |  | PM2.5
Heating Oil Grade |  | (ppm) |  | lb/mmBTU
Baseline Residential Oil |  | 2035.3929 |  | 0.0045513
ULS Heating Oil |  | 15 |  | 0.00062677
|  |  | Relative Reduction, #2/#1 to ULS: | 86.23%
Energy Content Differences
Energy Content #2: | 130116.6012 | BTU/gal | Petro Star, 7/11/19 email, LHV
Energy Content #1: | 125684.6132 | BTU/gal | Petro Star, 7/11/19 email, LHV
% Difference (#1 vs. #2): | 3.406%
- Assume ULSHO energy content is same as #1 based on data reported from 2009 Brookhaven Labs study
ULS Heating Oil Emission Factors (lb/mmBTU)
Heating Oil Type | VOC | NOX | SO2 | PM10-PRI | PM25-PRI | NH3 | CO
ULS Heating Oil (15 ppm S) | 0.00532 | 0.080121 | 0.0015893 | 0.00046879 | 0.00046879 | 0.00018278 | 0.0033416
Without Implementation of this Measure
Methodology Summary:
- Set baseline nonattainment area heating energy use using average winter modeling episode day.
- Scaled average winter day to annual day heating energy use based on 2011-2015 HH Survey data.
- Calculate baseline annual emissions by affected fuel/sector using lb/mmBTU emission factors.
(Wood heating devices included to later account for price-based demand shift.)
2021 Nonattainment Area Heating Energy by
Affected Fuel/Sector (mmBTU/day)
|  |  | Epsd/Ann | Annual
Fuel/Sector |  | Episodic | Use (%) | (12 mths)
Residential Heating Oil |  | 31278.2812 | 48.26% | 15094.5233
Commercial Heating Oil |  | 10112.2062 | 48.26% | 4880.0294
All Wood Heating Devices |  | 6967.4375 | 48.26% | 3362.4017
TOTALS |  | 48357.9249 |  | 23336.9545
Space Heating Emission Factors (lb/mmBTU)
Fuel/Sector | VOC | NOX | SO2 | PM10-PRI | PM25-PRI | NH3 | CO
Residential Oil, Baseline | 0.00532 | 0.083691 | 0.21566 | 0.0034041 | 0.0034041 | 0.00018278 | 0.0033416
Commercial Oil, Baseline | 0.005148 | 0.12996 | 0.091864 | 0.0032967 | 0.0032967 | 0.00017687 | 0.0032335
All Wood Heating Devices | 2.5471 | 0.11969 | 0.024523 | 0.69285 | 0.69285 | 0.026065 | 7.3616
2021 Baseline Emissions by Affected Fuel Type (tons/year)
Fuel Type | VOC | NOX | SO2 | PM10-PRI | PM25-PRI | NH3 | CO
Residential Oil, Baseline | 14.6553 | 230.5487 | 594.0765 | 9.3774 | 9.3774 | 0.50351 | 9.2052
Commercial Oil, Baseline | 4.5848 | 115.7465 | 81.8148 | 2.9361 | 2.9361 | 0.15752 | 2.8798
All Wood Heating Devices | 1562.9737 | 73.4439 | 15.0483 | 425.1579 | 425.1579 | 15.9945 | 4517.3514
TOTALS | 1582.2138 | 419.7392 | 690.9396 | 437.4714 | 437.4714 | 16.6556 | 4529.4364
With Implementation of this Measure
Methodology Summary:
- Use ULS emission factors from 2009 Brookhaven report for PM2.5 (and scaled SO2).
- Adjust for decreased oil use from ULS due to eliminated boiler fouling/deposits.
- Account for reduced oil demand from increased ULS price (using demand elasticity).
- Assume energy from price-reduced oil demand replaced with "same-BTU" wood energy.
- Translate "same-BTU" energy to equivalent wood BTUs, accounting for wood/oil efficiency difference.
Heating Efficiency Improvement Using ULS Oil
|  | Baseline Oil Device Efficiency: | 81%
|  | Fuel Use Increase from Fouling: | 1.5% | per 2015 Brookhaven report (BNL-108353-2015-IR), page 38
|  | Fouling Eliminated Fuel Use Decrease: | 1.478%
Heating Oil Price Elasticity Impacts on Wood Demand
|  | Estimated Oil Demand Price Elasticity: | -0.294 | (29.4% decrease in oil demand per 100% increase in oil price -- UAF estimate)
|  | Price Premium for ULS Oil: | 0.94615 |  | Base Price: | 5.1 | per gallon | (reported by Fairbanks residents July 2022)
|  | Relative Price Increase: | 18.55%
|  | Decrease in Oil Use: | 5.454%
|  | Wood-Oil Cross-Price Elasticity: | 0.318 | (31.8% wood use increase per 100% increase in oil price)
|  | Increase in Wood Use: | 5.9%
Relative Heating Efficiency Between Oil and All Wood Devices
(Wood efficiency is usage weighted composite)
|  |  | Efficiency (%) |  | Relative
|  |  | Oil | Wood | Wood/Oil
|  |  | Devices | Devices | Factor
|  |  | 81% | 60% | 0.74074
2021 Nonattainment Area Heating Energy by
Affected Fuel/Sector (mmBTU/avg annual day)
| Annual | ULS- | After | Price | Wood/Oil | Energy | Annual
| Daily | Reduced | Reduced | Demand | Efficiency | Content | Daily
Fuel/Sector | Baseline | Fouling | Fouling | Impact | Adj. | Adj. | After ULS | % Change
Residential Heating Oil | 15094.5233 | -223.0718 | 14871.4515 | -811.1334 |  | 514.1446 | 14574.4627 | -3.445%
Commercial Heating Oil | 4880.0294 | -72.1187 | 4807.9108 | -262.2378 |  |  | 4545.673 | -6.852%
All Wood Heating Devices | 3362.4017 |  | 3362.4017 | 198.3665 | 69.4283 |  | 3630.1965 | 7.964%
TOTALS | 23336.9545 | -295.1904 | 23041.764 | -875.0047 | 69.4283 | 514.1446 | 22750.3322 | -2.514%
Space Heating Emission Factors (lb/mmBTU)
Fuel/Sector | VOC | NOX | SO2 | PM10-PRI | PM25-PRI | NH3 | CO
Residential Oil, ULS | 0.00532 | 0.080121 | 0.0015893 | 0.00046879 | 0.00046879 | 0.00018278 | 0.0033416
Commercial Oil, ULS | 0.00532 | 0.080121 | 0.0015893 | 0.00046879 | 0.00046879 | 0.00018278 | 0.0033416
All Wood Heating Devices | 2.5471 | 0.11969 | 0.024523 | 0.69285 | 0.69285 | 0.026065 | 7.3616
2021 After ULS Emissions by Affected Fuel Type (tons/year)
Fuel Type | VOC | NOX | SO2 | PM10-PRI | PM25-PRI | NH3 | CO
Residential Oil, ULS | 14.1504 | 213.1082 | 4.2273 | 1.2469 | 1.2469 | 0.48616 | 8.8881
Commercial Oil, ULS | 4.4134 | 66.467 | 1.3185 | 0.3889 | 0.3889 | 0.15163 | 2.7721
All Wood Heating Devices | 1687.455 | 79.2933 | 16.2468 | 459.0191 | 459.0191 | 17.2684 | 4877.1308
TOTALS | 1706.0188 | 358.8685 | 21.7925 | 460.6549 | 460.6549 | 17.9062 | 4888.791
Emission Benefits by Calendar Year
| Net Emission Benefits (tons/year) | [6 empty] | Implmnt.
Calendar Year | VOC | NOX | SO2 | PM10-PRI | PM25-PRI | NH3 | CO | Year
2021 | -123.8049 | 60.8707 | 669.1471 | -23.1835 | -23.1835 | -1.2506 | -359.3546 | 1 |  | One-time measure, so no accumulation of benefits over time
2022 | -123.8049 | 60.8707 | 669.1471 | -23.1835 | -23.1835 | -1.2506 | -359.3546 | 2
2023 | -123.8049 | 60.8707 | 669.1471 | -23.1835 | -23.1835 | -1.2506 | -359.3546 | 3
2024 | -123.8049 | 60.8707 | 669.1471 | -23.1835 | -23.1835 | -1.2506 | -359.3546 | 4
2025 | -123.8049 | 60.8707 | 669.1471 | -23.1835 | -23.1835 | -1.2506 | -359.3546 | 5
2026 | -123.8049 | 60.8707 | 669.1471 | -23.1835 | -23.1835 | -1.2506 | -359.3546 | 6
2027 | -123.8049 | 60.8707 | 669.1471 | -23.1835 | -23.1835 | -1.2506 | -359.3546 | 7
Cost Analysis:
Costs - Without Implementation of this Measure
- Assume that baseline costs are limited to fuel costs for oil and wood and maintenance costs for existing heating oil units used in residential and commercial space heating
- 2011-2015 Fairbanks Home Heating Survey data household percentages:
|  | Residential Oil: | 89.67%
|  | Residential Wood: | 38.84%
- Assume 98% of commercial buildings use heating oil (remaining 2% use natural gas) -- consistent with SIP EI assumption
|  |  |  | Annual Daily Energy | [5 empty] | Back-Calculated |  |  |  | Total Fuel Costs |  | Oil Device Repair/Maintenance Costs |  |  |  | Total Operating Cost
| Affected Devices |  |  | Use (mmBTU/day) |  | Annual Daily Fuel Use |  |  |  | Energy Content |  | Fuel Price |  | Per Year |  | Interval | Avg Cost/ | Annual Costs |  | Per Year
Device Type | Counts | Units |  | Total | Per Unit | Total | Per Unit | Units | Fuel Type | mmBTU | Units | Cost | Unit | Total | Per Unit | (years) | Service | Per Unit | Total | Per Unit | Total
Residential Oil Devices | 32408.8249 | res. units w/oil |  | 15094.5233 | 0.46575 | 112627.1115 | 3.4752 | gallons | Resid. Oil Blend | 0.13402 | /gallon | 5.1 | /gal | 209655368.0065 | 6469.0827 | 1.1138 | 491.9755 | 441.7018 | 14315035.5782 | 6910.7845 | 223970403.5847
Commercial Oil Devices | 1612 | comm. units w/oil |  | 4880.0294 | 3.0273 | 36360.9671 | 22.5564 | gallons | Comm. Oil Blend | 0.13421 | /gallon | 5.1 | /gal | 67685940.3176 | 41988.7967 | 1.1138 | 491.9755 | 441.7018 | 712023.2659 | 42430.4985 | 68397963.5835
All Wood Heating Devices | 14039.3672 | res. units w/wood |  | 3362.4017 | 0.2395 | 299.1681 | 0.021309 | tons | Wood | 11.2392 | /ton | 97.4937 | /ton | 10645959.0609 | 758.2934 |  |  |  |  | 758.2934 | 10645959.0609
TOTALS |  |  |  | 23336.9545 |  | 41108895.6875 | Residential heating oil, gallons/year | [6 empty] | 287987267.385 |  |  |  |  | 15027058.8441 |  | 303014326.2291
[6 empty] | 13271753.0034 | Commercial heating oil, gallons/year
[6 empty] | 109196.3638 | Wood, tons/year
Costs - With Implementation of this Measure
- Assume that baseline costs are limited to fuel costs for oil and wood and maintenance costs for existing heating oil units used in residential and commercial space heating
- Adjust fuel usage to reflect decrease from elimination of fouling using ULSHO
- Also adjust oil usage to reflect own-price and cross-price elasticity assumptions above
- Account for price change of ULSHO
- Adjust maintenance/repair cost to reflect longer interval between services per Brookhaven/NYSERDA report
|  |  |  | Annual Daily Energy | [5 empty] | Unchanged |  |  |  | Total Fuel Costs |  | Oil Device Repair/Maintenance Costs |  |  |  | Total Operating Cost
| Affected Devices |  |  | Use (mmBTU/day) |  | Annual Daily Fuel Use |  |  |  | Energy Content |  | Fuel Price |  | Per Year |  | Interval | Avg Cost/ | Annual Costs |  | Per Year
Device Type | Counts | Units |  | Total | Per Unit | Total | Per Unit | Units | Fuel Type | mmBTU | Units | Cost | Unit | Total | Per Unit | (years) | Service | Per Unit | Total | Per Unit | Total
Residential Oil Devices | 32408.8249 | res. units w/oil |  | 14574.4627 | 0.44971 | 108746.7028 | 3.3555 | gallons | Resid. Oil Blend | 0.13402 | /gallon | 6.0462 | /gal | 239987242.7423 | 7404.9967 | 5.1236 | 491.9755 | 96.0221 | 3111964.2561 | 7501.0189 | 243099206.9985
Commercial Oil Devices | 1612 | comm. units w/oil |  | 4545.673 | 2.8199 | 33869.6861 | 21.011 | gallons | Comm. Oil Blend | 0.13421 | /gallon | 6.0462 | /gal | 74745186.5116 | 46367.9817 | 5.1236 | 491.9755 | 96.0221 | 154787.6665 | 46464.0038 | 74899974.1781
All Wood Heating Devices | 14039.3672 | res. units w/wood |  | 3630.1965 | 0.25857 | 322.995 | 0.023006 | tons | Wood | 11.2392 | /ton | 97.4937 | /ton | 11493844.6682 | 818.6868 |  |  |  |  | 818.6868 | 11493844.6682
TOTALS |  |  |  | 22750.3322 |  | 39692546.5095 | Residential heating oil, gallons/year | [6 empty] | 326226273.9221 |  |  |  |  | 3266751.9226 |  | 329493025.8447
[6 empty] | 12362435.4281 | Commercial heating oil, gallons/year
[6 empty] | 117893.1872 | Wood, tons/year
| Annual | Annual
| Program | Labor
| Cost | Cost
| Effort: | Effort:
| Medium | Medium
| 8367.933 | 70814.5
Cost Effectiveness:
Cost Without Implementation = |  | 303014326.2291 | /year
Cost With Implementation = |  | 329572208.2777 | /year
Cost Increase = |  | 26557882.0486 | /year
PM2.5 Emission Reduction = |  | -23.1835 | tons/year - 2021
SO2 Emission Reduction = |  | 669.1471 | tons/year - 2021
Implementation Cost-Effectiveness = |  | -1145550.2328 | /ton PM2.5
|  | 39689.1512 | /ton SO2
SO2/Sulfate Weighting Factor: | 15%
Direct PM2.5 Weighting Factor: | 85%
Combined SO2 and PM2.5 Cost Effectiveness = |  | 329232.3261 | /ton combined SO2 and PM2.5
Note on R190: Tom Carlson: From October 2022 Fairbanks Oil Heating Appliance Cleaning survey.
Note on S190: Tom Carlson: From October 2022 Fairbanks Oil Heating Appliance Cleaning survey.
Note on R191: Tom Carlson: From October 2022 Fairbanks Oil Heating Appliance Cleaning survey.
Note on S191: Tom Carlson: From October 2022 Fairbanks Oil Heating Appliance Cleaning survey.
Note on N192: Tom Carlson: Composite wood cost that accounts for the fact that 40% buy wood and 60% cut their own.
Note on R208: Tom Carlson: Local survey-based baseline interval times BNL fouling rate improvement factor.
Note on S208: Tom Carlson: From October 2022 Fairbanks Oil Heating Appliance Cleaning survey.
Note on R209: Tom Carlson: Local survey-based baseline interval times BNL fouling rate improvement factor.
Note on S209: Tom Carlson: From October 2022 Fairbanks Oil Heating Appliance Cleaning survey.
Note on N210: Tom Carlson: Composite wood cost that accounts for the fact that 40% buy wood and 60% cut their own.

## ULSRev8LA
Measure 51ULS - Revision 8LA (#1 as Baseline Fuel, Low Fuel Price, Additive ULSD Price Increase)
Measure: | Replace Current Space Heating Oil with Ultra Low Sulfur (ULS) Heating Oil
Starting Calendar Year: | 2021
ULS Heating Oil Sulfur Level (ppm): | 15 | ppm
Fairbanks Space Heating Oil Characteristics - Baseline
Methodology Summary:
- Local heating oil used for space heating reflects a blend of #1 and #2 distillate.
- Residential #1 and #2 split based on responses from 2011-2015 Fairbanks Home Heating (HH) Survey.
- Commercial use assumed to be #1 distillate.
- Local #1 and #2 fuel sulfur content based on 2012 samples measured by SwRI.
- Winter heating fuel use fraction (relative to annual) calculated from 2011-2015 HH Survey.
| Distillate Blend (%) |  | Sulfur |  | Episodic vs. Annual
Sector | #1 | #2 | (ppm) |  | Heating Fuel Use: |  | 48.26%
Residential | 100% | 0% | 896
Commercial | 100% | 0% | 896
Fuel Sulfur (ppm) | 896 | 2566 |  | 2035.3929 | <-- #1/#2 Blend Sulfur Level (ppm)
2021 Baseline Space Heating Emission Factors (lb/mmBTU)
Fuel/Sector | VOC | NOX | SO2 | PM10-PRI | PM25-PRI | NH3 | CO
Baseline Resid. Oil Blend | 0.00532 | 0.083691 | 0.094934 | 0.0034041 | 0.0017487 | 0.00018278 | 0.0033416
Baseline Comm. Oil Blend | 0.005148 | 0.12996 | 0.094934 | 0.0032967 | 0.0016936 | 0.00017687 | 0.0032335
All Wood Devices | 2.5471 | 0.11969 | 0.024523 | 0.69285 | 0.69285 | 0.026065 | 7.3616
Calculation of Ultra Low Sulfur Heating Oil Emission Factors
Methodology Summary:
- SO2 emission factors scaled from baseline heating oil emission factors based on sulfur content.
- PM2.5 (and PM10) factors based on relative differences in emission factors from 2009 Brookhaven Lab study
(see figure below).
- NOx factors estimated as 25% reduction from average of NOx factors for baseline residential and
commercial heating oil based on 2002 V. Turk "Factors Affecting Oil Burner NOx Emissions" paper.
- Factors for all other pollutants assumed equal to those for baseline residential heating oil.
Tested Heating Oil Device PM2.5 Emission Factors (lb/mmBTU) vs. Fuel Sulfur (ppm)
Source: 2009 Brookhaven National Laboratory Report (BNL-91286-2009-IR)
| Linear Eqn: PM2.5 (lb/mmBTU) vs. S (ppm) | [6 empty] | Linear Eqn: PM2.5 (lb/mmBTU) vs. S (ppm)
| PM2.5 = | 1.9424e-06 | x S + | 0.00059763 |  |  |  | PM2.5 = | 1.9424e-06 | x S + | 0.00059763
|  |  |  | Predicted | [6 empty] | Predicted
|  | Sulfur |  | PM2.5 | [5 empty] | Sulfur | PM2.5
Heating Oil Grade |  | (ppm) |  | lb/mmBTU |  |  | Heating Oil Grade |  |  | (ppm) | lb/mmBTU
Baseline Residential Oil |  | 896 |  | 0.0023381 |  |  | Baseline Residential Oil |  |  | 2035.3929 | 0.0045513
ULS Heating Oil |  | 15 |  | 0.00062677 |  |  | #1 Heating Oil |  |  | 896 | 0.0023381
|  |  | Relative Reduction, #1 to ULS: | 73.19% | [5 empty] | Relative Reduction, #2 mix to #1: | 48.63%
Energy Content Differences
Energy Content #2: | 130116.6012 | BTU/gal | Petro Star, 7/11/19 email, LHV
Energy Content #1: | 125684.6132 | BTU/gal | Petro Star, 7/11/19 email, LHV
% Difference (#1 vs. #2): | 3.406%
- Assume ULSHO energy content is same as #1 based on data reported from 2009 Brookhaven Labs study
ULS Heating Oil Emission Factors (lb/mmBTU)
Heating Oil Type | VOC | NOX | SO2 | PM10-PRI | PM25-PRI | NH3 | CO
ULS Heating Oil (15 ppm S) | 0.00532 | 0.080121 | 0.0015893 | 0.00046879 | 0.00046879 | 0.00018278 | 0.0033416
Without Implementation of this Measure
Methodology Summary:
- Set baseline nonattainment area heating energy use using average winter modeling episode day.
- Scaled average winter day to annual day heating energy use based on 2011-2015 HH Survey data.
- Calculate baseline annual emissions by affected fuel/sector using lb/mmBTU emission factors.
(Wood heating devices included to later account for price-based demand shift.)
2021 Nonattainment Area Heating Energy by
Affected Fuel/Sector (mmBTU/day)
|  |  | Epsd/Ann | Annual
Fuel/Sector |  | Episodic | Use (%) | (12 mths)
Residential Heating Oil |  | 31278.2812 | 48.26% | 15094.5233
Commercial Heating Oil |  | 10112.2062 | 48.26% | 4880.0294
All Wood Heating Devices |  | 6967.4375 | 48.26% | 3362.4017
TOTALS |  | 48357.9249 |  | 23336.9545
Space Heating Emission Factors (lb/mmBTU)
Fuel/Sector | VOC | NOX | SO2 | PM10-PRI | PM25-PRI | NH3 | CO
Residential Oil, Baseline | 0.00532 | 0.083691 | 0.094934 | 0.0034041 | 0.0017487 | 0.00018278 | 0.0033416
Commercial Oil, Baseline | 0.005148 | 0.12996 | 0.094934 | 0.0032967 | 0.0016936 | 0.00017687 | 0.0032335
All Wood Heating Devices | 2.5471 | 0.11969 | 0.024523 | 0.69285 | 0.69285 | 0.026065 | 7.3616
2021 Baseline Emissions by Affected Fuel Type (tons/year)
Fuel Type | VOC | NOX | SO2 | PM10-PRI | PM25-PRI | NH3 | CO
Residential Oil, Baseline | 14.6553 | 230.5487 | 261.5184 | 9.3774 | 4.8173 | 0.50351 | 9.2052
Commercial Oil, Baseline | 4.5848 | 115.7465 | 84.5484 | 2.9361 | 1.5083 | 0.15752 | 2.8798
All Wood Heating Devices | 1562.9737 | 73.4439 | 15.0483 | 425.1579 | 425.1579 | 15.9945 | 4517.3514
TOTALS | 1582.2138 | 419.7392 | 361.115 | 437.4714 | 431.4835 | 16.6556 | 4529.4364
With Implementation of this Measure
Methodology Summary:
- Use ULS emission factors from 2009 Brookhaven report for PM2.5 (and scaled SO2).
- Adjust for decreased oil use from ULS due to eliminated boiler fouling/deposits.
- Account for reduced oil demand from increased ULS price (using demand elasticity).
- Assume energy from price-reduced oil demand replaced with "same-BTU" wood energy.
- Translate "same-BTU" energy to equivalent wood BTUs, accounting for wood/oil efficiency difference.
Heating Efficiency Improvement Using ULS Oil
|  | Baseline Oil Device Efficiency: | 81%
|  | Fuel Use Increase from Fouling: | 0.6657% | scaled per 2015 Brookhaven report (BNL-108353-2015-IR), showing 1.5% increase from 15 ppm S vs. 2000 ppm S
|  | Fouling Eliminated Fuel Use Decrease: | 0.6613%
Heating Oil Price Elasticity Impacts on Wood Demand
|  | Estimated Oil Demand Price Elasticity: | -0.294 | (29.4% decrease in oil demand per 100% increase in oil price -- UAF estimate)
|  | Price Premium for ULS Oil: | 0.34 |  | Base Price: | 2.9303 | per gallon
|  | Relative Price Increase: | 11.6%
|  | Decrease in Oil Use: | 3.411%
|  | Wood-Oil Cross-Price Elasticity: | 0.318 | (31.8% wood use increase per 100% increase in oil price)
|  | Increase in Wood Use: | 3.69%
Relative Heating Efficiency Between Oil and All Wood Devices
(Wood efficiency is usage weighted composite)
|  |  | Efficiency (%) |  | Relative
|  |  | Oil | Wood | Wood/Oil
|  |  | Devices | Devices | Factor
|  |  | 81% | 60% | 0.74074
2021 Nonattainment Area Heating Energy by
Affected Fuel/Sector (mmBTU/avg annual day)
| Annual | ULS- | After | Price | Wood/Oil | Energy | Annual
| Daily | Reduced | Reduced | Demand | Efficiency | Content | Daily
Fuel/Sector | Baseline | Fouling | Fouling | Impact | Adj. | Adj. | After ULS | % Change
Residential Heating Oil | 15094.5233 | -99.8262 | 14994.6971 | -511.506 |  | 0 | 14483.1911 | -4.05%
Commercial Heating Oil | 4880.0294 | -32.2736 | 4847.7558 | -165.3689 |  |  | 4682.387 | -4.05%
All Wood Heating Devices | 3362.4017 |  | 3362.4017 | 124.063 | 43.4221 |  | 3529.8868 | 4.981%
TOTALS | 23336.9545 | -132.0998 | 23204.8547 | -552.8118 | 43.4221 | 0 | 22695.4649 | -2.749%
Space Heating Emission Factors (lb/mmBTU)
Fuel/Sector | VOC | NOX | SO2 | PM10-PRI | PM25-PRI | NH3 | CO
Residential Oil, ULS | 0.00532 | 0.080121 | 0.0015893 | 0.00046879 | 0.00046879 | 0.00018278 | 0.0033416
Commercial Oil, ULS | 0.00532 | 0.080121 | 0.0015893 | 0.00046879 | 0.00046879 | 0.00018278 | 0.0033416
All Wood Heating Devices | 2.5471 | 0.11969 | 0.024523 | 0.69285 | 0.69285 | 0.026065 | 7.3616
2021 After ULS Emissions by Affected Fuel Type (tons/year)
Fuel Type | VOC | NOX | SO2 | PM10-PRI | PM25-PRI | NH3 | CO
Residential Oil, ULS | 14.0618 | 211.7736 | 4.2008 | 1.2391 | 1.2391 | 0.48312 | 8.8324
Commercial Oil, ULS | 4.5461 | 68.466 | 1.3581 | 0.40059 | 0.40059 | 0.15619 | 2.8555
All Wood Heating Devices | 1640.8272 | 77.1023 | 15.7978 | 446.3355 | 446.3355 | 16.7913 | 4742.3658
TOTALS | 1659.4351 | 357.3419 | 21.3567 | 447.9752 | 447.9752 | 17.4306 | 4754.0538
Emission Benefits by Calendar Year
| Net Emission Benefits (tons/year) | [6 empty] | Implmnt.
Calendar Year | VOC | NOX | SO2 | PM10-PRI | PM25-PRI | NH3 | CO | Year
2021 | -77.2213 | 62.3973 | 339.7583 | -10.5038 | -16.4916 | -0.77498 | -224.6174 | 1 |  |  | One-time measure, so no accumulation of benefits over time
2022 | -77.2213 | 62.3973 | 339.7583 | -10.5038 | -16.4916 | -0.77498 | -224.6174 | 2
2023 | -77.2213 | 62.3973 | 339.7583 | -10.5038 | -16.4916 | -0.77498 | -224.6174 | 3
2024 | -77.2213 | 62.3973 | 339.7583 | -10.5038 | -16.4916 | -0.77498 | -224.6174 | 4
2025 | -77.2213 | 62.3973 | 339.7583 | -10.5038 | -16.4916 | -0.77498 | -224.6174 | 5
2026 | -77.2213 | 62.3973 | 339.7583 | -10.5038 | -16.4916 | -0.77498 | -224.6174 | 6
2027 | -77.2213 | 62.3973 | 339.7583 | -10.5038 | -16.4916 | -0.77498 | -224.6174 | 7
Cost Analysis:
Costs - Without Implementation of this Measure
- Assume that baseline costs are limited to fuel costs for oil and wood and maintenance costs for existing heating oil units used in residential and commercial space heating
- 2011-2015 Fairbanks Home Heating Survey data household percentages:
|  | Residential Oil: | 89.67%
|  | Residential Wood: | 38.84%
- Assume 98% of commercial buildings use heating oil (remaining 2% use natural gas) -- consistent with SIP EI assumption
|  |  |  | Annual Daily Energy | [6 empty] | Back-Calculated |  |  |  | Total Fuel Costs |  | Oil Device Repair/Maintenance Costs |  |  |  | Total Operating Cost
| Affected Devices |  |  | Use (mmBTU/day) |  | Annual Daily Fuel Use |  |  |  |  | Energy Content |  | Fuel Price |  | Per Year |  | Interval | Avg Cost/ | Annual Costs |  | Per Year
Device Type | Counts | Units |  | Total | Per Unit | Total | Per Unit | Units | Fuel Type |  | mmBTU | Units | Cost | Unit | Total | Per Unit | (years) | Service | Per Unit | Total | Per Unit | Total
Residential Oil Devices | 32408.8249 | res. units w/oil |  | 15094.5233 | 0.46575 | 112627.1115 | 3.4752 | gallons | Resid. Oil Blend |  | 0.13402 | /gallon | 2.9303 | /gal | 120461708.8729 | 3716.9416 | 3.3672 | 491.9755 | 146.1099 | 4735250.2819 | 3863.0515 | 125196959.1548
Commercial Oil Devices | 1612 | comm. units w/oil |  | 4880.0294 | 3.0273 | 36360.9671 | 22.5564 | gallons | Comm. Oil Blend |  | 0.13421 | /gallon | 2.9303 | /gal | 38890318.5015 | 24125.5078 | 3.3672 | 491.9755 | 146.1099 | 235529.1646 | 24271.6177 | 39125847.6661
All Wood Heating Devices | 14039.3672 | res. units w/wood |  | 3362.4017 | 0.2395 | 299.1681 | 0.021309 | tons | Wood |  | 11.2392 | /ton | 97.4937 | /ton | 10645959.0609 | 758.2934 |  |  |  |  | 758.2934 | 10645959.0609
TOTALS |  |  |  | 23336.9545 |  | 41108895.6875 | Residential heating oil, gallons/year | [7 empty] | 169997986.4353 |  |  |  |  | 4970779.4465 |  | 174968765.8818
[6 empty] | 13271753.0034 | Commercial heating oil, gallons/year
[6 empty] | 109196.3638 | Wood, tons/year
Costs - With Implementation of this Measure
- Assume that baseline costs are limited to fuel costs for oil and wood and maintenance costs for existing heating oil units used in residential and commercial space heating
- Adjust fuel usage to reflect decrease from elimination of fouling using ULSHO
- Also adjust oil usage to reflect own-price and cross-price elasticity assumptions above
- Account for price change of ULSHO
- Adjust maintenance/repair cost to reflect longer interval between services per Brookhaven/NYSERDA report
|  |  |  | Annual Daily Energy | [6 empty] | Unchanged |  |  |  | Total Fuel Costs |  | Oil Device Repair/Maintenance Costs |  |  |  | Total Operating Cost
| Affected Devices |  |  | Use (mmBTU/day) |  | Annual Daily Fuel Use |  |  |  |  | Energy Content |  | Fuel Price |  | Per Year |  | Interval | Avg Cost/ | Annual Costs |  | Per Year
Device Type | Counts | Units |  | Total | Per Unit | Total | Per Unit | Units | Fuel Type |  | mmBTU | Units | Cost | Unit | Total | Per Unit | (years) | Service | Per Unit | Total | Per Unit | Total
Residential Oil Devices | 32408.8249 | res. units w/oil |  | 14483.1911 | 0.44689 | 108065.6838 | 3.3345 | gallons | Resid. Oil Blend |  | 0.13402 | /gallon | 3.2703 | /gal | 128993929.3555 | 3980.21 | 5.1236 | 491.9755 | 96.0221 | 3111964.2561 | 4076.2321 | 132105893.6117
Commercial Oil Devices | 1612 | comm. units w/oil |  | 4682.387 | 2.9047 | 34888.3384 | 21.6429 | gallons | Comm. Oil Blend |  | 0.13421 | /gallon | 3.2703 | /gal | 41644893.1726 | 25834.301 | 5.1236 | 491.9755 | 96.0221 | 154787.6665 | 25930.3231 | 41799680.8391
All Wood Heating Devices | 14039.3672 | res. units w/wood |  | 3529.8868 | 0.25143 | 314.07 | 0.022371 | tons | Wood |  | 11.2392 | /ton | 97.4937 | /ton | 11176246.5583 | 796.0648 |  |  |  |  | 796.0648 | 11176246.5583
TOTALS |  |  |  | 22695.4649 |  | 39443974.6034 | Residential heating oil, gallons/year | [7 empty] | 181815069.0865 |  |  |  |  | 3266751.9226 |  | 185081821.0091
[6 empty] | 12734243.5172 | Commercial heating oil, gallons/year
[6 empty] | 114635.5606 | Wood, tons/year
| Annual | Annual
| Program | Labor
| Cost | Cost
| Effort: | Effort:
| Medium | Medium
| 8367.933 | 70814.5
Cost Effectiveness:
Cost Without Implementation = |  | 174968765.8818 | /year
Cost With Implementation = |  | 185161003.4421 | /year
Cost Increase = |  | 10192237.5603 | /year
PM2.5 Emission Reduction = |  | -16.4916 | tons/year - 2021
SO2 Emission Reduction = |  | 339.7583 | tons/year - 2021
Implementation Cost-Effectiveness = |  | -618024.6072 | /ton PM2.5
|  | 29998.4987 | /ton SO2
SO2/Sulfate Weighting Factor: | 15%
Direct PM2.5 Weighting Factor: | 85%
Combined SO2 and PM2.5 Cost Effectiveness = |  | 275869.644 | /ton combined SO2 and PM2.5
Note on R190: Tom Carlson: Interpolation from cleaning frequency from ULS (2015 Brookhaven report and 2000 ppm fuel (Oct 2022 Fairbanks Heating Oil Appliance Cleaning survey).
Note on S190: Tom Carlson: From October 2022 Fairbanks Oil Heating Appliance Cleaning survey.
Note on R191: Tom Carlson: Interpolation from cleaning frequency from ULS (2015 Brookhaven report and 2000 ppm fuel (Oct 2022 Fairbanks Heating Oil Appliance Cleaning survey).
Note on S191: Tom Carlson: From October 2022 Fairbanks Oil Heating Appliance Cleaning survey.
Note on N192: Tom Carlson: Composite wood cost that accounts for the fact that 40% buy wood and 60% cut their own.
Note on R208: Tom Carlson: Local survey-based baseline interval times BNL fouling rate improvement factor.
Note on S208: Tom Carlson: From October 2022 Fairbanks Oil Heating Appliance Cleaning survey.
Note on R209: Tom Carlson: Local survey-based baseline interval times BNL fouling rate improvement factor.
Note on S209: Tom Carlson: From October 2022 Fairbanks Oil Heating Appliance Cleaning survey.
Note on N210: Tom Carlson: Composite wood cost that accounts for the fact that 40% buy wood and 60% cut their own.

## ULSRev8HA
Measure 51ULS - Revision 8HA (#1 as Baseline Fuel, High Fuel Price, Additive ULSD Price Increase)
Measure: | Replace Current Space Heating Oil with Ultra Low Sulfur (ULS) Heating Oil
Starting Calendar Year: | 2021
ULS Heating Oil Sulfur Level (ppm): | 15 | ppm
Fairbanks Space Heating Oil Characteristics - Baseline
Methodology Summary:
- Local heating oil used for space heating reflects a blend of #1 and #2 distillate.
- Residential #1 and #2 split based on responses from 2011-2015 Fairbanks Home Heating (HH) Survey.
- Commercial use assumed to be #1 distillate.
- Local #1 and #2 fuel sulfur content based on 2012 samples measured by SwRI.
- Winter heating fuel use fraction (relative to annual) calculated from 2011-2015 HH Survey.
| Distillate Blend (%) |  | Sulfur |  | Episodic vs. Annual
Sector | #1 | #2 | (ppm) |  | Heating Fuel Use: |  | 48.26%
Residential | 100% | 0% | 896
Commercial | 100% | 0% | 896
Fuel Sulfur (ppm) | 896 | 2566 |  | 2035.3929 | <-- #1/#2 Blend Sulfur Level (ppm)
2021 Baseline Space Heating Emission Factors (lb/mmBTU)
Fuel/Sector | VOC | NOX | SO2 | PM10-PRI | PM25-PRI | NH3 | CO
Baseline Resid. Oil Blend | 0.00532 | 0.083691 | 0.094934 | 0.0034041 | 0.0017487 | 0.00018278 | 0.0033416
Baseline Comm. Oil Blend | 0.005148 | 0.12996 | 0.094934 | 0.0032967 | 0.0016936 | 0.00017687 | 0.0032335
All Wood Devices | 2.5471 | 0.11969 | 0.024523 | 0.69285 | 0.69285 | 0.026065 | 7.3616
Calculation of Ultra Low Sulfur Heating Oil Emission Factors
Methodology Summary:
- SO2 emission factors scaled from baseline heating oil emission factors based on sulfur content.
- PM2.5 (and PM10) factors based on relative differences in emission factors from 2009 Brookhaven Lab study
(see figure below).
- NOx factors estimated as 25% reduction from average of NOx factors for baseline residential and
commercial heating oil based on 2002 V. Turk "Factors Affecting Oil Burner NOx Emissions" paper.
- Factors for all other pollutants assumed equal to those for baseline residential heating oil.
Tested Heating Oil Device PM2.5 Emission Factors (lb/mmBTU) vs. Fuel Sulfur (ppm)
Source: 2009 Brookhaven National Laboratory Report (BNL-91286-2009-IR)
| Linear Eqn: PM2.5 (lb/mmBTU) vs. S (ppm) | [6 empty] | Linear Eqn: PM2.5 (lb/mmBTU) vs. S (ppm)
| PM2.5 = | 1.9424e-06 | x S + | 0.00059763 |  |  |  | PM2.5 = | 1.9424e-06 | x S + | 0.00059763
|  |  |  | Predicted | [6 empty] | Predicted
|  | Sulfur |  | PM2.5 | [5 empty] | Sulfur | PM2.5
Heating Oil Grade |  | (ppm) |  | lb/mmBTU |  |  | Heating Oil Grade |  |  | (ppm) | lb/mmBTU
Baseline Residential Oil |  | 896 |  | 0.0023381 |  |  | Baseline Residential Oil |  |  | 2035.3929 | 0.0045513
ULS Heating Oil |  | 15 |  | 0.00062677 |  |  | #1 Heating Oil |  |  | 896 | 0.0023381
|  |  | Relative Reduction, #1 to ULS: | 73.19% | [5 empty] | Relative Reduction, #2 mix to #1: | 48.63%
Energy Content Differences
Energy Content #2: | 130116.6012 | BTU/gal | Petro Star, 7/11/19 email, LHV
Energy Content #1: | 125684.6132 | BTU/gal | Petro Star, 7/11/19 email, LHV
% Difference (#1 vs. #2): | 3.406%
- Assume ULSHO energy content is same as #1 based on data reported from 2009 Brookhaven Labs study
ULS Heating Oil Emission Factors (lb/mmBTU)
Heating Oil Type | VOC | NOX | SO2 | PM10-PRI | PM25-PRI | NH3 | CO
ULS Heating Oil (15 ppm S) | 0.00532 | 0.080121 | 0.0015893 | 0.00046879 | 0.00046879 | 0.00018278 | 0.0033416
Without Implementation of this Measure
Methodology Summary:
- Set baseline nonattainment area heating energy use using average winter modeling episode day.
- Scaled average winter day to annual day heating energy use based on 2011-2015 HH Survey data.
- Calculate baseline annual emissions by affected fuel/sector using lb/mmBTU emission factors.
(Wood heating devices included to later account for price-based demand shift.)
2021 Nonattainment Area Heating Energy by
Affected Fuel/Sector (mmBTU/day)
|  |  | Epsd/Ann | Annual
Fuel/Sector |  | Episodic | Use (%) | (12 mths)
Residential Heating Oil |  | 31278.2812 | 48.26% | 15094.5233
Commercial Heating Oil |  | 10112.2062 | 48.26% | 4880.0294
All Wood Heating Devices |  | 6967.4375 | 48.26% | 3362.4017
TOTALS |  | 48357.9249 |  | 23336.9545
Space Heating Emission Factors (lb/mmBTU)
Fuel/Sector | VOC | NOX | SO2 | PM10-PRI | PM25-PRI | NH3 | CO
Residential Oil, Baseline | 0.00532 | 0.083691 | 0.094934 | 0.0034041 | 0.0017487 | 0.00018278 | 0.0033416
Commercial Oil, Baseline | 0.005148 | 0.12996 | 0.094934 | 0.0032967 | 0.0016936 | 0.00017687 | 0.0032335
All Wood Heating Devices | 2.5471 | 0.11969 | 0.024523 | 0.69285 | 0.69285 | 0.026065 | 7.3616
2021 Baseline Emissions by Affected Fuel Type (tons/year)
Fuel Type | VOC | NOX | SO2 | PM10-PRI | PM25-PRI | NH3 | CO
Residential Oil, Baseline | 14.6553 | 230.5487 | 261.5184 | 9.3774 | 4.8173 | 0.50351 | 9.2052
Commercial Oil, Baseline | 4.5848 | 115.7465 | 84.5484 | 2.9361 | 1.5083 | 0.15752 | 2.8798
All Wood Heating Devices | 1562.9737 | 73.4439 | 15.0483 | 425.1579 | 425.1579 | 15.9945 | 4517.3514
TOTALS | 1582.2138 | 419.7392 | 361.115 | 437.4714 | 431.4835 | 16.6556 | 4529.4364
With Implementation of this Measure
Methodology Summary:
- Use ULS emission factors from 2009 Brookhaven report for PM2.5 (and scaled SO2).
- Adjust for decreased oil use from ULS due to eliminated boiler fouling/deposits.
- Account for reduced oil demand from increased ULS price (using demand elasticity).
- Assume energy from price-reduced oil demand replaced with "same-BTU" wood energy.
- Translate "same-BTU" energy to equivalent wood BTUs, accounting for wood/oil efficiency difference.
Heating Efficiency Improvement Using ULS Oil
|  | Baseline Oil Device Efficiency: | 81%
|  | Fuel Use Increase from Fouling: | 0.6657% | scaled per 2015 Brookhaven report (BNL-108353-2015-IR), showing 1.5% increase from 15 ppm S vs. 2000 ppm S
|  | Fouling Eliminated Fuel Use Decrease: | 0.6613%
Heating Oil Price Elasticity Impacts on Wood Demand
|  | Estimated Oil Demand Price Elasticity: | -0.294 | (29.4% decrease in oil demand per 100% increase in oil price -- UAF estimate)
|  | Price Premium for ULS Oil: | 0.34 |  | Base Price: | 5.17 | per gallon
|  | Relative Price Increase: | 6.576%
|  | Decrease in Oil Use: | 1.933%
|  | Wood-Oil Cross-Price Elasticity: | 0.318 | (31.8% wood use increase per 100% increase in oil price)
|  | Increase in Wood Use: | 2.091%
Relative Heating Efficiency Between Oil and All Wood Devices
(Wood efficiency is usage weighted composite)
|  |  | Efficiency (%) |  | Relative
|  |  | Oil | Wood | Wood/Oil
|  |  | Devices | Devices | Factor
|  |  | 81% | 60% | 0.74074
2021 Nonattainment Area Heating Energy by
Affected Fuel/Sector (mmBTU/avg annual day)
| Annual | ULS- | After | Price | Wood/Oil | Energy | Annual
| Daily | Reduced | Reduced | Demand | Efficiency | Content | Daily
Fuel/Sector | Baseline | Fouling | Fouling | Impact | Adj. | Adj. | After ULS | % Change
Residential Heating Oil | 15094.5233 | -99.8262 | 14994.6971 | -289.9168 |  | 0 | 14704.7803 | -2.582%
Commercial Heating Oil | 4880.0294 | -32.2736 | 4847.7558 | -93.7295 |  |  | 4754.0263 | -2.582%
All Wood Heating Devices | 3362.4017 |  | 3362.4017 | 70.3178 | 24.6112 |  | 3457.3307 | 2.823%
TOTALS | 23336.9545 | -132.0998 | 23204.8547 | -313.3286 | 24.6112 | 0 | 22916.1374 | -1.803%
Space Heating Emission Factors (lb/mmBTU)
Fuel/Sector | VOC | NOX | SO2 | PM10-PRI | PM25-PRI | NH3 | CO
Residential Oil, ULS | 0.00532 | 0.080121 | 0.0015893 | 0.00046879 | 0.00046879 | 0.00018278 | 0.0033416
Commercial Oil, ULS | 0.00532 | 0.080121 | 0.0015893 | 0.00046879 | 0.00046879 | 0.00018278 | 0.0033416
All Wood Heating Devices | 2.5471 | 0.11969 | 0.024523 | 0.69285 | 0.69285 | 0.026065 | 7.3616
2021 After ULS Emissions by Affected Fuel Type (tons/year)
Fuel Type | VOC | NOX | SO2 | PM10-PRI | PM25-PRI | NH3 | CO
Residential Oil, ULS | 14.2769 | 215.0137 | 4.2651 | 1.258 | 1.258 | 0.49051 | 8.9675
Commercial Oil, ULS | 4.6157 | 69.5135 | 1.3789 | 0.40672 | 0.40672 | 0.15858 | 2.8992
All Wood Heating Devices | 1607.1003 | 75.5175 | 15.4731 | 437.1611 | 437.1611 | 16.4461 | 4644.8875
TOTALS | 1625.9929 | 360.0447 | 21.1171 | 438.8259 | 438.8259 | 17.0952 | 4656.7542
Emission Benefits by Calendar Year
| Net Emission Benefits (tons/year) | [6 empty] | Implmnt.
Calendar Year | VOC | NOX | SO2 | PM10-PRI | PM25-PRI | NH3 | CO | Year
2021 | -43.7791 | 59.6945 | 339.9979 | -1.3545 | -7.3424 | -0.43963 | -127.3178 | 1 |  |  | One-time measure, so no accumulation of benefits over time
2022 | -43.7791 | 59.6945 | 339.9979 | -1.3545 | -7.3424 | -0.43963 | -127.3178 | 2
2023 | -43.7791 | 59.6945 | 339.9979 | -1.3545 | -7.3424 | -0.43963 | -127.3178 | 3
2024 | -43.7791 | 59.6945 | 339.9979 | -1.3545 | -7.3424 | -0.43963 | -127.3178 | 4
2025 | -43.7791 | 59.6945 | 339.9979 | -1.3545 | -7.3424 | -0.43963 | -127.3178 | 5
2026 | -43.7791 | 59.6945 | 339.9979 | -1.3545 | -7.3424 | -0.43963 | -127.3178 | 6
2027 | -43.7791 | 59.6945 | 339.9979 | -1.3545 | -7.3424 | -0.43963 | -127.3178 | 7
Cost Analysis:
Costs - Without Implementation of this Measure
- Assume that baseline costs are limited to fuel costs for oil and wood and maintenance costs for existing heating oil units used in residential and commercial space heating
- 2011-2015 Fairbanks Home Heating Survey data household percentages:
|  | Residential Oil: | 89.67%
|  | Residential Wood: | 38.84%
- Assume 98% of commercial buildings use heating oil (remaining 2% use natural gas) -- consistent with SIP EI assumption
|  |  |  | Annual Daily Energy | [6 empty] | Back-Calculated |  |  |  | Total Fuel Costs |  | Oil Device Repair/Maintenance Costs |  |  |  | Total Operating Cost
| Affected Devices |  |  | Use (mmBTU/day) |  | Annual Daily Fuel Use |  |  |  |  | Energy Content |  | Fuel Price |  | Per Year |  | Interval | Avg Cost/ | Annual Costs |  | Per Year
Device Type | Counts | Units |  | Total | Per Unit | Total | Per Unit | Units | Fuel Type |  | mmBTU | Units | Cost | Unit | Total | Per Unit | (years) | Service | Per Unit | Total | Per Unit | Total
Residential Oil Devices | 32408.8249 | res. units w/oil |  | 15094.5233 | 0.46575 | 112627.1115 | 3.4752 | gallons | Resid. Oil Blend |  | 0.13402 | /gallon | 5.17 | /gal | 212532990.7046 | 6557.874 | 3.3672 | 491.9755 | 146.1099 | 4735250.2819 | 6703.9839 | 217268240.9865
Commercial Oil Devices | 1612 | comm. units w/oil |  | 4880.0294 | 3.0273 | 36360.9671 | 22.5564 | gallons | Comm. Oil Blend |  | 0.13421 | /gallon | 5.17 | /gal | 68614963.0278 | 42565.1135 | 3.3672 | 491.9755 | 146.1099 | 235529.1646 | 42711.2234 | 68850492.1924
All Wood Heating Devices | 14039.3672 | res. units w/wood |  | 3362.4017 | 0.2395 | 299.1681 | 0.021309 | tons | Wood |  | 11.2392 | /ton | 97.4937 | /ton | 10645959.0609 | 758.2934 |  |  |  |  | 758.2934 | 10645959.0609
TOTALS |  |  |  | 23336.9545 |  | 41108895.6875 | Residential heating oil, gallons/year | [7 empty] | 291793912.7933 |  |  |  |  | 4970779.4465 |  | 296764692.2398
[6 empty] | 13271753.0034 | Commercial heating oil, gallons/year
[6 empty] | 109196.3638 | Wood, tons/year
Costs - With Implementation of this Measure
- Assume that baseline costs are limited to fuel costs for oil and wood and maintenance costs for existing heating oil units used in residential and commercial space heating
- Adjust fuel usage to reflect decrease from elimination of fouling using ULSHO
- Also adjust oil usage to reflect own-price and cross-price elasticity assumptions above
- Account for price change of ULSHO
- Adjust maintenance/repair cost to reflect longer interval between services per Brookhaven/NYSERDA report
|  |  |  | Annual Daily Energy | [6 empty] | Unchanged |  |  |  | Total Fuel Costs |  | Oil Device Repair/Maintenance Costs |  |  |  | Total Operating Cost
| Affected Devices |  |  | Use (mmBTU/day) |  | Annual Daily Fuel Use |  |  |  |  | Energy Content |  | Fuel Price |  | Per Year |  | Interval | Avg Cost/ | Annual Costs |  | Per Year
Device Type | Counts | Units |  | Total | Per Unit | Total | Per Unit | Units | Fuel Type |  | mmBTU | Units | Cost | Unit | Total | Per Unit | (years) | Service | Per Unit | Total | Per Unit | Total
Residential Oil Devices | 32408.8249 | res. units w/oil |  | 14704.7803 | 0.45373 | 109719.0617 | 3.3855 | gallons | Resid. Oil Blend |  | 0.13402 | /gallon | 5.51 | /gal | 220661490.9371 | 6808.6853 | 5.1236 | 491.9755 | 96.0221 | 3111964.2561 | 6904.7075 | 223773455.1932
Commercial Oil Devices | 1612 | comm. units w/oil |  | 4754.0263 | 2.9491 | 35422.1212 | 21.974 | gallons | Comm. Oil Blend |  | 0.13421 | /gallon | 5.51 | /gal | 71239199.1103 | 44193.0516 | 5.1236 | 491.9755 | 96.0221 | 154787.6665 | 44289.0737 | 71393986.7768
All Wood Heating Devices | 14039.3672 | res. units w/wood |  | 3457.3307 | 0.24626 | 307.6144 | 0.021911 | tons | Wood |  | 11.2392 | /ton | 97.4937 | /ton | 10946521.0486 | 779.7019 |  |  |  |  | 779.7019 | 10946521.0486
TOTALS |  |  |  | 22916.1374 |  | 40047457.5203 | Residential heating oil, gallons/year | [7 empty] | 302847211.096 |  |  |  |  | 3266751.9226 |  | 306113963.0186
[6 empty] | 12929074.2487 | Commercial heating oil, gallons/year
[6 empty] | 112279.2497 | Wood, tons/year
| Annual | Annual
| Program | Labor
| Cost | Cost
| Effort: | Effort:
| Medium | Medium
| 8367.933 | 70814.5
Cost Effectiveness:
Cost Without Implementation = |  | 296764692.2398 | /year
Cost With Implementation = |  | 306193145.4516 | /year
Cost Increase = |  | 9428453.2118 | /year
PM2.5 Emission Reduction = |  | -7.3424 | tons/year - 2021
SO2 Emission Reduction = |  | 339.9979 | tons/year - 2021
Implementation Cost-Effectiveness = |  | -1284112.7033 | /ton PM2.5
|  | 27730.9138 | /ton SO2
SO2/Sulfate Weighting Factor: | 15%
Direct PM2.5 Weighting Factor: | 85%
Combined SO2 and PM2.5 Cost Effectiveness = |  | 210650.9291 | /ton combined SO2 and PM2.5
Note on R190: Tom Carlson: Interpolation from cleaning frequency from ULS (2015 Brookhaven report and 2000 ppm fuel (Oct 2022 Fairbanks Heating Oil Appliance Cleaning survey).
Note on S190: Tom Carlson: From October 2022 Fairbanks Oil Heating Appliance Cleaning survey.
Note on R191: Tom Carlson: Interpolation from cleaning frequency from ULS (2015 Brookhaven report and 2000 ppm fuel (Oct 2022 Fairbanks Heating Oil Appliance Cleaning survey).
Note on S191: Tom Carlson: From October 2022 Fairbanks Oil Heating Appliance Cleaning survey.
Note on N192: Tom Carlson: Composite wood cost that accounts for the fact that 40% buy wood and 60% cut their own.
Note on R208: Tom Carlson: Local survey-based baseline interval times BNL fouling rate improvement factor.
Note on S208: Tom Carlson: From October 2022 Fairbanks Oil Heating Appliance Cleaning survey.
Note on R209: Tom Carlson: Local survey-based baseline interval times BNL fouling rate improvement factor.
Note on S209: Tom Carlson: From October 2022 Fairbanks Oil Heating Appliance Cleaning survey.
Note on N210: Tom Carlson: Composite wood cost that accounts for the fact that 40% buy wood and 60% cut their own.

## ULSRev8LR
Measure 51ULS - Revision 8LR (#1 as Baseline Fuel, Low Fuel Price, Relative ULSD Price Increase)
Measure: | Replace Current Space Heating Oil with Ultra Low Sulfur (ULS) Heating Oil
Starting Calendar Year: | 2021
ULS Heating Oil Sulfur Level (ppm): | 15 | ppm
Fairbanks Space Heating Oil Characteristics - Baseline
Methodology Summary:
- Local heating oil used for space heating reflects a blend of #1 and #2 distillate.
- Residential #1 and #2 split based on responses from 2011-2015 Fairbanks Home Heating (HH) Survey.
- Commercial use assumed to be #1 distillate.
- Local #1 and #2 fuel sulfur content based on 2012 samples measured by SwRI.
- Winter heating fuel use fraction (relative to annual) calculated from 2011-2015 HH Survey.
| Distillate Blend (%) |  | Sulfur |  | Episodic vs. Annual
Sector | #1 | #2 | (ppm) |  | Heating Fuel Use: |  | 48.26%
Residential | 100% | 0% | 896
Commercial | 100% | 0% | 896
Fuel Sulfur (ppm) | 896 | 2566 |  | 2035.3929 | <-- #1/#2 Blend Sulfur Level (ppm)
2021 Baseline Space Heating Emission Factors (lb/mmBTU)
Fuel/Sector | VOC | NOX | SO2 | PM10-PRI | PM25-PRI | NH3 | CO
Baseline Resid. Oil Blend | 0.00532 | 0.083691 | 0.094934 | 0.0034041 | 0.0017487 | 0.00018278 | 0.0033416
Baseline Comm. Oil Blend | 0.005148 | 0.12996 | 0.094934 | 0.0032967 | 0.0016936 | 0.00017687 | 0.0032335
All Wood Devices | 2.5471 | 0.11969 | 0.024523 | 0.69285 | 0.69285 | 0.026065 | 7.3616
Calculation of Ultra Low Sulfur Heating Oil Emission Factors
Methodology Summary:
- SO2 emission factors scaled from baseline heating oil emission factors based on sulfur content.
- PM2.5 (and PM10) factors based on relative differences in emission factors from 2009 Brookhaven Lab study
(see figure below).
- NOx factors estimated as 25% reduction from average of NOx factors for baseline residential and
commercial heating oil based on 2002 V. Turk "Factors Affecting Oil Burner NOx Emissions" paper.
- Factors for all other pollutants assumed equal to those for baseline residential heating oil.
Tested Heating Oil Device PM2.5 Emission Factors (lb/mmBTU) vs. Fuel Sulfur (ppm)
Source: 2009 Brookhaven National Laboratory Report (BNL-91286-2009-IR)
| Linear Eqn: PM2.5 (lb/mmBTU) vs. S (ppm) | [6 empty] | Linear Eqn: PM2.5 (lb/mmBTU) vs. S (ppm)
| PM2.5 = | 1.9424e-06 | x S + | 0.00059763 |  |  |  | PM2.5 = | 1.9424e-06 | x S + | 0.00059763
|  |  |  | Predicted | [6 empty] | Predicted
|  | Sulfur |  | PM2.5 | [5 empty] | Sulfur | PM2.5
Heating Oil Grade |  | (ppm) |  | lb/mmBTU |  |  | Heating Oil Grade |  |  | (ppm) | lb/mmBTU
Baseline Residential Oil |  | 896 |  | 0.0023381 |  |  | Baseline Residential Oil |  |  | 2035.3929 | 0.0045513
ULS Heating Oil |  | 15 |  | 0.00062677 |  |  | #1 Heating Oil |  |  | 896 | 0.0023381
|  |  | Relative Reduction, #1 to ULS: | 73.19% | [5 empty] | Relative Reduction, #2 mix to #1: | 48.63%
Energy Content Differences
Energy Content #2: | 130116.6012 | BTU/gal | Petro Star, 7/11/19 email, LHV
Energy Content #1: | 125684.6132 | BTU/gal | Petro Star, 7/11/19 email, LHV
% Difference (#1 vs. #2): | 3.406%
- Assume ULSHO energy content is same as #1 based on data reported from 2009 Brookhaven Labs study
ULS Heating Oil Emission Factors (lb/mmBTU)
Heating Oil Type | VOC | NOX | SO2 | PM10-PRI | PM25-PRI | NH3 | CO
ULS Heating Oil (15 ppm S) | 0.00532 | 0.080121 | 0.0015893 | 0.00046879 | 0.00046879 | 0.00018278 | 0.0033416
Without Implementation of this Measure
Methodology Summary:
- Set baseline nonattainment area heating energy use using average winter modeling episode day.
- Scaled average winter day to annual day heating energy use based on 2011-2015 HH Survey data.
- Calculate baseline annual emissions by affected fuel/sector using lb/mmBTU emission factors.
(Wood heating devices included to later account for price-based demand shift.)
2021 Nonattainment Area Heating Energy by
Affected Fuel/Sector (mmBTU/day)
|  |  | Epsd/Ann | Annual
Fuel/Sector |  | Episodic | Use (%) | (12 mths)
Residential Heating Oil |  | 31278.2812 | 48.26% | 15094.5233
Commercial Heating Oil |  | 10112.2062 | 48.26% | 4880.0294
All Wood Heating Devices |  | 6967.4375 | 48.26% | 3362.4017
TOTALS |  | 48357.9249 |  | 23336.9545
Space Heating Emission Factors (lb/mmBTU)
Fuel/Sector | VOC | NOX | SO2 | PM10-PRI | PM25-PRI | NH3 | CO
Residential Oil, Baseline | 0.00532 | 0.083691 | 0.094934 | 0.0034041 | 0.0017487 | 0.00018278 | 0.0033416
Commercial Oil, Baseline | 0.005148 | 0.12996 | 0.094934 | 0.0032967 | 0.0016936 | 0.00017687 | 0.0032335
All Wood Heating Devices | 2.5471 | 0.11969 | 0.024523 | 0.69285 | 0.69285 | 0.026065 | 7.3616
2021 Baseline Emissions by Affected Fuel Type (tons/year)
Fuel Type | VOC | NOX | SO2 | PM10-PRI | PM25-PRI | NH3 | CO
Residential Oil, Baseline | 14.6553 | 230.5487 | 261.5184 | 9.3774 | 4.8173 | 0.50351 | 9.2052
Commercial Oil, Baseline | 4.5848 | 115.7465 | 84.5484 | 2.9361 | 1.5083 | 0.15752 | 2.8798
All Wood Heating Devices | 1562.9737 | 73.4439 | 15.0483 | 425.1579 | 425.1579 | 15.9945 | 4517.3514
TOTALS | 1582.2138 | 419.7392 | 361.115 | 437.4714 | 431.4835 | 16.6556 | 4529.4364
With Implementation of this Measure
Methodology Summary:
- Use ULS emission factors from 2009 Brookhaven report for PM2.5 (and scaled SO2).
- Adjust for decreased oil use from ULS due to eliminated boiler fouling/deposits.
- Account for reduced oil demand from increased ULS price (using demand elasticity).
- Assume energy from price-reduced oil demand replaced with "same-BTU" wood energy.
- Translate "same-BTU" energy to equivalent wood BTUs, accounting for wood/oil efficiency difference.
Heating Efficiency Improvement Using ULS Oil
|  | Baseline Oil Device Efficiency: | 81%
|  | Fuel Use Increase from Fouling: | 0.6657% | scaled per 2015 Brookhaven report (BNL-108353-2015-IR), showing 1.5% increase from 15 ppm S vs. 2000 ppm S
|  | Fouling Eliminated Fuel Use Decrease: | 0.6613%
Heating Oil Price Elasticity Impacts on Wood Demand
|  | Estimated Oil Demand Price Elasticity: | -0.294 | (29.4% decrease in oil demand per 100% increase in oil price -- UAF estimate)
|  | Price Premium for ULS Oil: | 0.43698 |  | Base Price: | 2.9303 | per gallon
|  | Relative Price Increase: | 14.91%
|  | Decrease in Oil Use: | 4.384%
|  | Wood-Oil Cross-Price Elasticity: | 0.318 | (31.8% wood use increase per 100% increase in oil price)
|  | Increase in Wood Use: | 4.742%
Relative Heating Efficiency Between Oil and All Wood Devices
(Wood efficiency is usage weighted composite)
|  |  | Efficiency (%) |  | Relative
|  |  | Oil | Wood | Wood/Oil
|  |  | Devices | Devices | Factor
|  |  | 81% | 60% | 0.74074
2021 Nonattainment Area Heating Energy by
Affected Fuel/Sector (mmBTU/avg annual day)
| Annual | ULS- | After | Price | Wood/Oil | Energy | Annual
| Daily | Reduced | Reduced | Demand | Efficiency | Content | Daily
Fuel/Sector | Baseline | Fouling | Fouling | Impact | Adj. | Adj. | After ULS | % Change
Residential Heating Oil | 15094.5233 | -99.8262 | 14994.6971 | -657.3991 |  | 0 | 14337.2981 | -5.017%
Commercial Heating Oil | 4880.0294 | -32.2736 | 4847.7558 | -212.5358 |  |  | 4635.22 | -5.017%
All Wood Heating Devices | 3362.4017 |  | 3362.4017 | 159.4486 | 55.807 |  | 3577.6574 | 6.402%
TOTALS | 23336.9545 | -132.0998 | 23204.8547 | -710.4863 | 55.807 | 0 | 22550.1755 | -3.371%
Space Heating Emission Factors (lb/mmBTU)
Fuel/Sector | VOC | NOX | SO2 | PM10-PRI | PM25-PRI | NH3 | CO
Residential Oil, ULS | 0.00532 | 0.080121 | 0.0015893 | 0.00046879 | 0.00046879 | 0.00018278 | 0.0033416
Commercial Oil, ULS | 0.00532 | 0.080121 | 0.0015893 | 0.00046879 | 0.00046879 | 0.00018278 | 0.0033416
All Wood Heating Devices | 2.5471 | 0.11969 | 0.024523 | 0.69285 | 0.69285 | 0.026065 | 7.3616
2021 After ULS Emissions by Affected Fuel Type (tons/year)
Fuel Type | VOC | NOX | SO2 | PM10-PRI | PM25-PRI | NH3 | CO
Residential Oil, ULS | 13.9201 | 209.6404 | 4.1585 | 1.2266 | 1.2266 | 0.47825 | 8.7434
Commercial Oil, ULS | 4.5004 | 67.7763 | 1.3444 | 0.39656 | 0.39656 | 0.15462 | 2.8267
All Wood Heating Devices | 1663.0328 | 78.1457 | 16.0116 | 452.3758 | 452.3758 | 17.0185 | 4806.5451
TOTALS | 1681.4532 | 355.5624 | 21.5145 | 453.999 | 453.999 | 17.6514 | 4818.1152
Emission Benefits by Calendar Year
| Net Emission Benefits (tons/year) | [6 empty] | Implmnt.
Calendar Year | VOC | NOX | SO2 | PM10-PRI | PM25-PRI | NH3 | CO | Year
2021 | -99.2394 | 64.1768 | 339.6005 | -16.5276 | -22.5155 | -0.99578 | -288.6788 | 1 |  |  | One-time measure, so no accumulation of benefits over time
2022 | -99.2394 | 64.1768 | 339.6005 | -16.5276 | -22.5155 | -0.99578 | -288.6788 | 2
2023 | -99.2394 | 64.1768 | 339.6005 | -16.5276 | -22.5155 | -0.99578 | -288.6788 | 3
2024 | -99.2394 | 64.1768 | 339.6005 | -16.5276 | -22.5155 | -0.99578 | -288.6788 | 4
2025 | -99.2394 | 64.1768 | 339.6005 | -16.5276 | -22.5155 | -0.99578 | -288.6788 | 5
2026 | -99.2394 | 64.1768 | 339.6005 | -16.5276 | -22.5155 | -0.99578 | -288.6788 | 6
2027 | -99.2394 | 64.1768 | 339.6005 | -16.5276 | -22.5155 | -0.99578 | -288.6788 | 7
Cost Analysis:
Costs - Without Implementation of this Measure
- Assume that baseline costs are limited to fuel costs for oil and wood and maintenance costs for existing heating oil units used in residential and commercial space heating
- 2011-2015 Fairbanks Home Heating Survey data household percentages:
|  | Residential Oil: | 89.67%
|  | Residential Wood: | 38.84%
- Assume 98% of commercial buildings use heating oil (remaining 2% use natural gas) -- consistent with SIP EI assumption
|  |  |  | Annual Daily Energy | [6 empty] | Back-Calculated |  |  |  | Total Fuel Costs |  | Oil Device Repair/Maintenance Costs |  |  |  | Total Operating Cost
| Affected Devices |  |  | Use (mmBTU/day) |  | Annual Daily Fuel Use |  |  |  |  | Energy Content |  | Fuel Price |  | Per Year |  | Interval | Avg Cost/ | Annual Costs |  | Per Year
Device Type | Counts | Units |  | Total | Per Unit | Total | Per Unit | Units | Fuel Type |  | mmBTU | Units | Cost | Unit | Total | Per Unit | (years) | Service | Per Unit | Total | Per Unit | Total
Residential Oil Devices | 32408.8249 | res. units w/oil |  | 15094.5233 | 0.46575 | 112627.1115 | 3.4752 | gallons | Resid. Oil Blend |  | 0.13402 | /gallon | 2.9303 | /gal | 120461708.8729 | 3716.9416 | 3.3672 | 491.9755 | 146.1099 | 4735250.2819 | 3863.0515 | 125196959.1548
Commercial Oil Devices | 1612 | comm. units w/oil |  | 4880.0294 | 3.0273 | 36360.9671 | 22.5564 | gallons | Comm. Oil Blend |  | 0.13421 | /gallon | 2.9303 | /gal | 38890318.5015 | 24125.5078 | 3.3672 | 491.9755 | 146.1099 | 235529.1646 | 24271.6177 | 39125847.6661
All Wood Heating Devices | 14039.3672 | res. units w/wood |  | 3362.4017 | 0.2395 | 299.1681 | 0.021309 | tons | Wood |  | 11.2392 | /ton | 97.4937 | /ton | 10645959.0609 | 758.2934 |  |  |  |  | 758.2934 | 10645959.0609
TOTALS |  |  |  | 23336.9545 |  | 41108895.6875 | Residential heating oil, gallons/year | [7 empty] | 169997986.4353 |  |  |  |  | 4970779.4465 |  | 174968765.8818
[6 empty] | 13271753.0034 | Commercial heating oil, gallons/year
[6 empty] | 109196.3638 | Wood, tons/year
Costs - With Implementation of this Measure
- Assume that baseline costs are limited to fuel costs for oil and wood and maintenance costs for existing heating oil units used in residential and commercial space heating
- Adjust fuel usage to reflect decrease from elimination of fouling using ULSHO
- Also adjust oil usage to reflect own-price and cross-price elasticity assumptions above
- Account for price change of ULSHO
- Adjust maintenance/repair cost to reflect longer interval between services per Brookhaven/NYSERDA report
|  |  |  | Annual Daily Energy | [6 empty] | Unchanged |  |  |  | Total Fuel Costs |  | Oil Device Repair/Maintenance Costs |  |  |  | Total Operating Cost
| Affected Devices |  |  | Use (mmBTU/day) |  | Annual Daily Fuel Use |  |  |  |  | Energy Content |  | Fuel Price |  | Per Year |  | Interval | Avg Cost/ | Annual Costs |  | Per Year
Device Type | Counts | Units |  | Total | Per Unit | Total | Per Unit | Units | Fuel Type |  | mmBTU | Units | Cost | Unit | Total | Per Unit | (years) | Service | Per Unit | Total | Per Unit | Total
Residential Oil Devices | 32408.8249 | res. units w/oil |  | 14337.2981 | 0.44239 | 106977.1091 | 3.3009 | gallons | Resid. Oil Blend |  | 0.13402 | /gallon | 3.3673 | /gal | 131481114.1843 | 4056.9541 | 5.1236 | 491.9755 | 96.0221 | 3111964.2561 | 4152.9762 | 134593078.4404
Commercial Oil Devices | 1612 | comm. units w/oil |  | 4635.22 | 2.8754 | 34536.8988 | 21.4249 | gallons | Comm. Oil Blend |  | 0.13421 | /gallon | 3.3673 | /gal | 42447865.4288 | 26332.4227 | 5.1236 | 491.9755 | 96.0221 | 154787.6665 | 26428.4448 | 42602653.0953
All Wood Heating Devices | 14039.3672 | res. units w/wood |  | 3577.6574 | 0.25483 | 318.3204 | 0.022673 | tons | Wood |  | 11.2392 | /ton | 97.4937 | /ton | 11327496.5505 | 806.8381 |  |  |  |  | 806.8381 | 11327496.5505
TOTALS |  |  |  | 22550.1755 |  | 39046644.8224 | Residential heating oil, gallons/year | [7 empty] | 185256476.1636 |  |  |  |  | 3266751.9226 |  | 188523228.0863
[6 empty] | 12605968.0521 | Commercial heating oil, gallons/year
[6 empty] | 116186.9426 | Wood, tons/year
| Annual | Annual
| Program | Labor
| Cost | Cost
| Effort: | Effort:
| Medium | Medium
| 8367.933 | 70814.5
Cost Effectiveness:
Cost Without Implementation = |  | 174968765.8818 | /year
Cost With Implementation = |  | 188602410.5193 | /year
Cost Increase = |  | 13633644.6375 | /year
PM2.5 Emission Reduction = |  | -22.5155 | tons/year - 2021
SO2 Emission Reduction = |  | 339.6005 | tons/year - 2021
Implementation Cost-Effectiveness = |  | -605523.9175 | /ton PM2.5
|  | 40146.1317 | /ton SO2
SO2/Sulfate Weighting Factor: | 15%
Direct PM2.5 Weighting Factor: | 85%
Combined SO2 and PM2.5 Cost Effectiveness = |  | 428704.8867 | /ton combined SO2 and PM2.5
Note on R190: Tom Carlson: Interpolation from cleaning frequency from ULS (2015 Brookhaven report and 2000 ppm fuel (Oct 2022 Fairbanks Heating Oil Appliance Cleaning survey).
Note on S190: Tom Carlson: From October 2022 Fairbanks Oil Heating Appliance Cleaning survey.
Note on R191: Tom Carlson: Interpolation from cleaning frequency from ULS (2015 Brookhaven report and 2000 ppm fuel (Oct 2022 Fairbanks Heating Oil Appliance Cleaning survey).
Note on S191: Tom Carlson: From October 2022 Fairbanks Oil Heating Appliance Cleaning survey.
Note on N192: Tom Carlson: Composite wood cost that accounts for the fact that 40% buy wood and 60% cut their own.
Note on R208: Tom Carlson: Local survey-based baseline interval times BNL fouling rate improvement factor.
Note on S208: Tom Carlson: From October 2022 Fairbanks Oil Heating Appliance Cleaning survey.
Note on R209: Tom Carlson: Local survey-based baseline interval times BNL fouling rate improvement factor.
Note on S209: Tom Carlson: From October 2022 Fairbanks Oil Heating Appliance Cleaning survey.
Note on N210: Tom Carlson: Composite wood cost that accounts for the fact that 40% buy wood and 60% cut their own.

## ULSRev8HR
Measure 51ULS - Revision 8HR (#1 as Baseline Fuel, High Fuel Price, Relative ULSD Price Increase)
Measure: | Replace Current Space Heating Oil with Ultra Low Sulfur (ULS) Heating Oil
Starting Calendar Year: | 2021
ULS Heating Oil Sulfur Level (ppm): | 15 | ppm
Fairbanks Space Heating Oil Characteristics - Baseline
Methodology Summary:
- Local heating oil used for space heating reflects a blend of #1 and #2 distillate.
- Residential #1 and #2 split based on responses from 2011-2015 Fairbanks Home Heating (HH) Survey.
- Commercial use assumed to be #1 distillate.
- Local #1 and #2 fuel sulfur content based on 2012 samples measured by SwRI.
- Winter heating fuel use fraction (relative to annual) calculated from 2011-2015 HH Survey.
| Distillate Blend (%) |  | Sulfur |  | Episodic vs. Annual
Sector | #1 | #2 | (ppm) |  | Heating Fuel Use: |  | 48.26%
Residential | 100% | 0% | 896
Commercial | 100% | 0% | 896
Fuel Sulfur (ppm) | 896 | 2566 |  | 2035.3929 | <-- #1/#2 Blend Sulfur Level (ppm)
2021 Baseline Space Heating Emission Factors (lb/mmBTU)
Fuel/Sector | VOC | NOX | SO2 | PM10-PRI | PM25-PRI | NH3 | CO
Baseline Resid. Oil Blend | 0.00532 | 0.083691 | 0.094934 | 0.0034041 | 0.0017487 | 0.00018278 | 0.0033416
Baseline Comm. Oil Blend | 0.005148 | 0.12996 | 0.094934 | 0.0032967 | 0.0016936 | 0.00017687 | 0.0032335
All Wood Devices | 2.5471 | 0.11969 | 0.024523 | 0.69285 | 0.69285 | 0.026065 | 7.3616
Calculation of Ultra Low Sulfur Heating Oil Emission Factors
Methodology Summary:
- SO2 emission factors scaled from baseline heating oil emission factors based on sulfur content.
- PM2.5 (and PM10) factors based on relative differences in emission factors from 2009 Brookhaven Lab study
(see figure below).
- NOx factors estimated as 25% reduction from average of NOx factors for baseline residential and
commercial heating oil based on 2002 V. Turk "Factors Affecting Oil Burner NOx Emissions" paper.
- Factors for all other pollutants assumed equal to those for baseline residential heating oil.
Tested Heating Oil Device PM2.5 Emission Factors (lb/mmBTU) vs. Fuel Sulfur (ppm)
Source: 2009 Brookhaven National Laboratory Report (BNL-91286-2009-IR)
| Linear Eqn: PM2.5 (lb/mmBTU) vs. S (ppm) | [6 empty] | Linear Eqn: PM2.5 (lb/mmBTU) vs. S (ppm)
| PM2.5 = | 1.9424e-06 | x S + | 0.00059763 |  |  |  | PM2.5 = | 1.9424e-06 | x S + | 0.00059763
|  |  |  | Predicted | [6 empty] | Predicted
|  | Sulfur |  | PM2.5 | [5 empty] | Sulfur | PM2.5
Heating Oil Grade |  | (ppm) |  | lb/mmBTU |  |  | Heating Oil Grade |  |  | (ppm) | lb/mmBTU
Baseline Residential Oil |  | 896 |  | 0.0023381 |  |  | Baseline Residential Oil |  |  | 2035.3929 | 0.0045513
ULS Heating Oil |  | 15 |  | 0.00062677 |  |  | #1 Heating Oil |  |  | 896 | 0.0023381
|  |  | Relative Reduction, #1 to ULS: | 73.19% | [5 empty] | Relative Reduction, #2 mix to #1: | 48.63%
Energy Content Differences
Energy Content #2: | 130116.6012 | BTU/gal | Petro Star, 7/11/19 email, LHV
Energy Content #1: | 125684.6132 | BTU/gal | Petro Star, 7/11/19 email, LHV
% Difference (#1 vs. #2): | 3.406%
- Assume ULSHO energy content is same as #1 based on data reported from 2009 Brookhaven Labs study
ULS Heating Oil Emission Factors (lb/mmBTU)
Heating Oil Type | VOC | NOX | SO2 | PM10-PRI | PM25-PRI | NH3 | CO
ULS Heating Oil (15 ppm S) | 0.00532 | 0.080121 | 0.0015893 | 0.00046879 | 0.00046879 | 0.00018278 | 0.0033416
Without Implementation of this Measure
Methodology Summary:
- Set baseline nonattainment area heating energy use using average winter modeling episode day.
- Scaled average winter day to annual day heating energy use based on 2011-2015 HH Survey data.
- Calculate baseline annual emissions by affected fuel/sector using lb/mmBTU emission factors.
(Wood heating devices included to later account for price-based demand shift.)
2021 Nonattainment Area Heating Energy by
Affected Fuel/Sector (mmBTU/day)
|  |  | Epsd/Ann | Annual
Fuel/Sector |  | Episodic | Use (%) | (12 mths)
Residential Heating Oil |  | 31278.2812 | 48.26% | 15094.5233
Commercial Heating Oil |  | 10112.2062 | 48.26% | 4880.0294
All Wood Heating Devices |  | 6967.4375 | 48.26% | 3362.4017
TOTALS |  | 48357.9249 |  | 23336.9545
Space Heating Emission Factors (lb/mmBTU)
Fuel/Sector | VOC | NOX | SO2 | PM10-PRI | PM25-PRI | NH3 | CO
Residential Oil, Baseline | 0.00532 | 0.083691 | 0.094934 | 0.0034041 | 0.0017487 | 0.00018278 | 0.0033416
Commercial Oil, Baseline | 0.005148 | 0.12996 | 0.094934 | 0.0032967 | 0.0016936 | 0.00017687 | 0.0032335
All Wood Heating Devices | 2.5471 | 0.11969 | 0.024523 | 0.69285 | 0.69285 | 0.026065 | 7.3616
2021 Baseline Emissions by Affected Fuel Type (tons/year)
Fuel Type | VOC | NOX | SO2 | PM10-PRI | PM25-PRI | NH3 | CO
Residential Oil, Baseline | 14.6553 | 230.5487 | 261.5184 | 9.3774 | 4.8173 | 0.50351 | 9.2052
Commercial Oil, Baseline | 4.5848 | 115.7465 | 84.5484 | 2.9361 | 1.5083 | 0.15752 | 2.8798
All Wood Heating Devices | 1562.9737 | 73.4439 | 15.0483 | 425.1579 | 425.1579 | 15.9945 | 4517.3514
TOTALS | 1582.2138 | 419.7392 | 361.115 | 437.4714 | 431.4835 | 16.6556 | 4529.4364
With Implementation of this Measure
Methodology Summary:
- Use ULS emission factors from 2009 Brookhaven report for PM2.5 (and scaled SO2).
- Adjust for decreased oil use from ULS due to eliminated boiler fouling/deposits.
- Account for reduced oil demand from increased ULS price (using demand elasticity).
- Assume energy from price-reduced oil demand replaced with "same-BTU" wood energy.
- Translate "same-BTU" energy to equivalent wood BTUs, accounting for wood/oil efficiency difference.
Heating Efficiency Improvement Using ULS Oil
|  | Baseline Oil Device Efficiency: | 81%
|  | Fuel Use Increase from Fouling: | 0.6657% | scaled per 2015 Brookhaven report (BNL-108353-2015-IR), showing 1.5% increase from 15 ppm S vs. 2000 ppm S
|  | Fouling Eliminated Fuel Use Decrease: | 0.6613%
Heating Oil Price Elasticity Impacts on Wood Demand
|  | Estimated Oil Demand Price Elasticity: | -0.294 | (29.4% decrease in oil demand per 100% increase in oil price -- UAF estimate)
|  | Price Premium for ULS Oil: | 0.77096 |  | Base Price: | 5.17 | per gallon
|  | Relative Price Increase: | 14.91%
|  | Decrease in Oil Use: | 4.384%
|  | Wood-Oil Cross-Price Elasticity: | 0.318 | (31.8% wood use increase per 100% increase in oil price)
|  | Increase in Wood Use: | 4.742%
Relative Heating Efficiency Between Oil and All Wood Devices
(Wood efficiency is usage weighted composite)
|  |  | Efficiency (%) |  | Relative
|  |  | Oil | Wood | Wood/Oil
|  |  | Devices | Devices | Factor
|  |  | 81% | 60% | 0.74074
2021 Nonattainment Area Heating Energy by
Affected Fuel/Sector (mmBTU/avg annual day)
| Annual | ULS- | After | Price | Wood/Oil | Energy | Annual
| Daily | Reduced | Reduced | Demand | Efficiency | Content | Daily
Fuel/Sector | Baseline | Fouling | Fouling | Impact | Adj. | Adj. | After ULS | % Change
Residential Heating Oil | 15094.5233 | -99.8262 | 14994.6971 | -657.3991 |  | 0 | 14337.2981 | -5.017%
Commercial Heating Oil | 4880.0294 | -32.2736 | 4847.7558 | -212.5358 |  |  | 4635.22 | -5.017%
All Wood Heating Devices | 3362.4017 |  | 3362.4017 | 159.4486 | 55.807 |  | 3577.6574 | 6.402%
TOTALS | 23336.9545 | -132.0998 | 23204.8547 | -710.4863 | 55.807 | 0 | 22550.1755 | -3.371%
Space Heating Emission Factors (lb/mmBTU)
Fuel/Sector | VOC | NOX | SO2 | PM10-PRI | PM25-PRI | NH3 | CO
Residential Oil, ULS | 0.00532 | 0.080121 | 0.0015893 | 0.00046879 | 0.00046879 | 0.00018278 | 0.0033416
Commercial Oil, ULS | 0.00532 | 0.080121 | 0.0015893 | 0.00046879 | 0.00046879 | 0.00018278 | 0.0033416
All Wood Heating Devices | 2.5471 | 0.11969 | 0.024523 | 0.69285 | 0.69285 | 0.026065 | 7.3616
2021 After ULS Emissions by Affected Fuel Type (tons/year)
Fuel Type | VOC | NOX | SO2 | PM10-PRI | PM25-PRI | NH3 | CO
Residential Oil, ULS | 13.9201 | 209.6404 | 4.1585 | 1.2266 | 1.2266 | 0.47825 | 8.7434
Commercial Oil, ULS | 4.5004 | 67.7763 | 1.3444 | 0.39656 | 0.39656 | 0.15462 | 2.8267
All Wood Heating Devices | 1663.0328 | 78.1457 | 16.0116 | 452.3758 | 452.3758 | 17.0185 | 4806.5451
TOTALS | 1681.4532 | 355.5624 | 21.5145 | 453.999 | 453.999 | 17.6514 | 4818.1152
Emission Benefits by Calendar Year
| Net Emission Benefits (tons/year) | [6 empty] | Implmnt.
Calendar Year | VOC | NOX | SO2 | PM10-PRI | PM25-PRI | NH3 | CO | Year
2021 | -99.2394 | 64.1768 | 339.6005 | -16.5276 | -22.5155 | -0.99578 | -288.6788 | 1 |  |  | One-time measure, so no accumulation of benefits over time
2022 | -99.2394 | 64.1768 | 339.6005 | -16.5276 | -22.5155 | -0.99578 | -288.6788 | 2
2023 | -99.2394 | 64.1768 | 339.6005 | -16.5276 | -22.5155 | -0.99578 | -288.6788 | 3
2024 | -99.2394 | 64.1768 | 339.6005 | -16.5276 | -22.5155 | -0.99578 | -288.6788 | 4
2025 | -99.2394 | 64.1768 | 339.6005 | -16.5276 | -22.5155 | -0.99578 | -288.6788 | 5
2026 | -99.2394 | 64.1768 | 339.6005 | -16.5276 | -22.5155 | -0.99578 | -288.6788 | 6
2027 | -99.2394 | 64.1768 | 339.6005 | -16.5276 | -22.5155 | -0.99578 | -288.6788 | 7
Cost Analysis:
Costs - Without Implementation of this Measure
- Assume that baseline costs are limited to fuel costs for oil and wood and maintenance costs for existing heating oil units used in residential and commercial space heating
- 2011-2015 Fairbanks Home Heating Survey data household percentages:
|  | Residential Oil: | 89.67%
|  | Residential Wood: | 38.84%
- Assume 98% of commercial buildings use heating oil (remaining 2% use natural gas) -- consistent with SIP EI assumption
|  |  |  | Annual Daily Energy | [6 empty] | Back-Calculated |  |  |  | Total Fuel Costs |  | Oil Device Repair/Maintenance Costs |  |  |  | Total Operating Cost
| Affected Devices |  |  | Use (mmBTU/day) |  | Annual Daily Fuel Use |  |  |  |  | Energy Content |  | Fuel Price |  | Per Year |  | Interval | Avg Cost/ | Annual Costs |  | Per Year
Device Type | Counts | Units |  | Total | Per Unit | Total | Per Unit | Units | Fuel Type |  | mmBTU | Units | Cost | Unit | Total | Per Unit | (years) | Service | Per Unit | Total | Per Unit | Total
Residential Oil Devices | 32408.8249 | res. units w/oil |  | 15094.5233 | 0.46575 | 112627.1115 | 3.4752 | gallons | Resid. Oil Blend |  | 0.13402 | /gallon | 5.17 | /gal | 212532990.7046 | 6557.874 | 3.3672 | 491.9755 | 146.1099 | 4735250.2819 | 6703.9839 | 217268240.9865
Commercial Oil Devices | 1612 | comm. units w/oil |  | 4880.0294 | 3.0273 | 36360.9671 | 22.5564 | gallons | Comm. Oil Blend |  | 0.13421 | /gallon | 5.17 | /gal | 68614963.0278 | 42565.1135 | 3.3672 | 491.9755 | 146.1099 | 235529.1646 | 42711.2234 | 68850492.1924
All Wood Heating Devices | 14039.3672 | res. units w/wood |  | 3362.4017 | 0.2395 | 299.1681 | 0.021309 | tons | Wood |  | 11.2392 | /ton | 97.4937 | /ton | 10645959.0609 | 758.2934 |  |  |  |  | 758.2934 | 10645959.0609
TOTALS |  |  |  | 23336.9545 |  | 41108895.6875 | Residential heating oil, gallons/year | [7 empty] | 291793912.7933 |  |  |  |  | 4970779.4465 |  | 296764692.2398
[6 empty] | 13271753.0034 | Commercial heating oil, gallons/year
[6 empty] | 109196.3638 | Wood, tons/year
Costs - With Implementation of this Measure
- Assume that baseline costs are limited to fuel costs for oil and wood and maintenance costs for existing heating oil units used in residential and commercial space heating
- Adjust fuel usage to reflect decrease from elimination of fouling using ULSHO
- Also adjust oil usage to reflect own-price and cross-price elasticity assumptions above
- Account for price change of ULSHO
- Adjust maintenance/repair cost to reflect longer interval between services per Brookhaven/NYSERDA report
|  |  |  | Annual Daily Energy | [6 empty] | Unchanged |  |  |  | Total Fuel Costs |  | Oil Device Repair/Maintenance Costs |  |  |  | Total Operating Cost
| Affected Devices |  |  | Use (mmBTU/day) |  | Annual Daily Fuel Use |  |  |  |  | Energy Content |  | Fuel Price |  | Per Year |  | Interval | Avg Cost/ | Annual Costs |  | Per Year
Device Type | Counts | Units |  | Total | Per Unit | Total | Per Unit | Units | Fuel Type |  | mmBTU | Units | Cost | Unit | Total | Per Unit | (years) | Service | Per Unit | Total | Per Unit | Total
Residential Oil Devices | 32408.8249 | res. units w/oil |  | 14337.2981 | 0.44239 | 106977.1091 | 3.3009 | gallons | Resid. Oil Blend |  | 0.13402 | /gallon | 5.941 | /gal | 231974746.8322 | 7157.7648 | 5.1236 | 491.9755 | 96.0221 | 3111964.2561 | 7253.7869 | 235086711.0883
Commercial Oil Devices | 1612 | comm. units w/oil |  | 4635.22 | 2.8754 | 34536.8988 | 21.4249 | gallons | Comm. Oil Blend |  | 0.13421 | /gallon | 5.941 | /gal | 74891613.8831 | 46458.8175 | 5.1236 | 491.9755 | 96.0221 | 154787.6665 | 46554.8397 | 75046401.5496
All Wood Heating Devices | 14039.3672 | res. units w/wood |  | 3577.6574 | 0.25483 | 318.3204 | 0.022673 | tons | Wood |  | 11.2392 | /ton | 97.4937 | /ton | 11327496.5505 | 806.8381 |  |  |  |  | 806.8381 | 11327496.5505
TOTALS |  |  |  | 22550.1755 |  | 39046644.8224 | Residential heating oil, gallons/year | [7 empty] | 318193857.2659 |  |  |  |  | 3266751.9226 |  | 321460609.1885
[6 empty] | 12605968.0521 | Commercial heating oil, gallons/year
[6 empty] | 116186.9426 | Wood, tons/year
| Annual | Annual
| Program | Labor
| Cost | Cost
| Effort: | Effort:
| Medium | Medium
| 8367.933 | 70814.5
Cost Effectiveness:
Cost Without Implementation = |  | 296764692.2398 | /year
Cost With Implementation = |  | 321539791.6215 | /year
Cost Increase = |  | 24775099.3817 | /year
PM2.5 Emission Reduction = |  | -22.5155 | tons/year - 2021
SO2 Emission Reduction = |  | 339.6005 | tons/year - 2021
Implementation Cost-Effectiveness = |  | -1100359.8549 | /ton PM2.5
|  | 72953.6694 | /ton SO2
SO2/Sulfate Weighting Factor: | 15%
Direct PM2.5 Weighting Factor: | 85%
Combined SO2 and PM2.5 Cost Effectiveness = |  | 779043.7888 | /ton combined SO2 and PM2.5
Note on R190: Tom Carlson: Interpolation from cleaning frequency from ULS (2015 Brookhaven report and 2000 ppm fuel (Oct 2022 Fairbanks Heating Oil Appliance Cleaning survey).
Note on S190: Tom Carlson: From October 2022 Fairbanks Oil Heating Appliance Cleaning survey.
Note on R191: Tom Carlson: Interpolation from cleaning frequency from ULS (2015 Brookhaven report and 2000 ppm fuel (Oct 2022 Fairbanks Heating Oil Appliance Cleaning survey).
Note on S191: Tom Carlson: From October 2022 Fairbanks Oil Heating Appliance Cleaning survey.
Note on N192: Tom Carlson: Composite wood cost that accounts for the fact that 40% buy wood and 60% cut their own.
Note on R208: Tom Carlson: Local survey-based baseline interval times BNL fouling rate improvement factor.
Note on S208: Tom Carlson: From October 2022 Fairbanks Oil Heating Appliance Cleaning survey.
Note on R209: Tom Carlson: Local survey-based baseline interval times BNL fouling rate improvement factor.
Note on S209: Tom Carlson: From October 2022 Fairbanks Oil Heating Appliance Cleaning survey.
Note on N210: Tom Carlson: Composite wood cost that accounts for the fact that 40% buy wood and 60% cut their own.

## Lookup
Lookup Areas
Zip Code | Area
99701 | Downtown
99703 | Wainwright
99705 | North Pole
99709 | Airport
99712 | Steese
99775 | University
FNSB Community Research Quarterly-Based Heating Fuel Energy Content, Heater Efficiency and Historical Prices
[19 empty] | 2022 | [10 empty] | Resid. |  |  | Comm
|  |  | Heater | [15 empty] | $/100,000 | Useful |  |  |  |  | Historical Heating Oil Prices |  |  |  |  | 68.23% | #2 |  | 0% | #2
| Gross Heat |  | Unit |  | Fuel Prices (November/December of indicated year) | [13 empty] | BTUs of | BTUs per | [5 empty] | #1 Fuel Oil |  | #2 Fuel Oil |  | 31.77% | #1 |  | 100% | #1
Fuel Type | Content (BTU) | Unit | Efficiency | MultYrAvg | 2010 | 2011 | 2012 | 2013 | 2014 | 2015 | 2016 | 2017 | 2018 | 2019 | 2020 | 2021 | 2022 |  | Useful Heat | Dollar |  |  |  |  | Year | Average | Range | Average | Range | WtdComp |  |  | WtdComp
Electricity | 3413 | /kWh | 100% | 0.19842 | 0.175 | 0.1976 | 0.2277 | 0.203 | 0.2072 | 0.18 | 0.1999 | 0.211 | 0.2005 | 0.2333 | 0.2231 | 0.2315 | 0.2542 |  | 7.448 | 13426.4359 |  |  |  | Actual | 2000 | 1.372 | (1.330-1.400) | 1.312 | (1.270-1.360) | 1.3311 |  |  | 1.372
District Hot Water Heat | 1000000 | /mmBTU | 100% | 23.475 | 23.4 | 17.93 | 27.03 | 27.03 | 27.03 | 18.43 | 18.43 | 21.05 | 24.41 | 24.41 | 22.49 | 25.26 | 34.8 |  | 3.48 | 28735.6322 |  |  |  | Actual | 2001 | 1.343 | (1.300-1.380) | 1.283 | (1.260-1.310) | 1.3021 |  |  | 1.343
District Steam Heat | 1066000 | /1,000 lb | 100% | 12.5267 | 10.5 | 10.5 | 10.5 | 10.5 | 15 | 18.16 | 18.16 | 19.59 | 19.59 | 19.59 | 19.59 | 19.59 | 19.59 |  | 1.8377 | 54415.5181 |  |  |  | Actual | 2002 | 1.212 | (1.175-1.310) | 1.175 | (1.110-1.280) | 1.1868 |  |  | 1.212
Fuel Oil (common #2/#1 blend) | 135000 | /gal | 85% | 3.4064 | 3.1 | 3.8525 | 3.867 | 3.732 | 3.452 | 2.435 | 2.394 | 2.783 | 2.928 | 3.008 | 2.623 | 3.39 | 4.34 |  | 3.7821 | 26440.0922 |  |  |  | Actual | 2003 | 1.273 | (1.220-1.320) | 1.224 | (1.200-1.260) | 1.2396 |  |  | 1.273
Natural Gas | 1010000 | /mcf | 85% | 23.35 | 23.35 | 23.35 | 23.35 | 23.35 | 23.35 | 23.35 | 20.2 | 20.2 | 20.81 | 20.81 | 20.81 | 20.81 | 21.85 |  | 2.5451 | 39290.6178 |  |  |  | Actual | 2004 | 1.824 | (1.770-1.870) | 1.809 | (1.770-1.840) | 1.8138 |  |  | 1.824
Propane | 91333 | /gal | 85% | 3.8057 | 3.54 | 4.07 | 4.117 | 2.807 | 4.44 | 3.86 | 3.88 | 4.34 | 3.43 | 4.35 | 3.91 | 4.14 | 5.22 |  | 6.7239 | 14872.2318 |  |  |  | Actual | 2005 | 2.544 | (2.500-2.610) | 2.523 | (2.480-2.560) | 2.5297 |  |  | 2.544
Wood, Pellet | 16000000 | /ton | 85% | 290.5 | 295 | 295 | 282 | 282 | 294.5 | 294.5 | 292 | 272 | 272 | 294.5 | 277.67 | 291 | 335.67 |  | 2.4682 | 40515.983 | lb/cord (at Baseline MC) |  |  | Actual | 2006 | 2.494 | (2.390-2.580) | 2.479 | (2.380-2.550) | 2.4838 |  |  | 2.494
Wood, Birch Cordwood | 23600000 | /cord | 70% | 264.43 | 185 | 250 | 325 | 272.33 | 260.5 | 293.75 | 277 | 277.78 | 285 | 290.63 | 281.25 | 339.17 | 369.58 |  | 2.2372 | 44699.3885 | 3964.5621 | 11905476.349 | /ton | Actual | 2007 | 2.683 | (2.640-2.730) | 2.598 | (2.540-2.640) | 2.625 |  |  | 2.683
Wood, Spruce Cordwood | 18100000 | /cord | 70% | 272.195 | 165 | 250 | 327 | 340 | 276.67 | 274.5 | 258.33 | 280 | 229.17 | 289.09 | 293.75 | 337.5 | 300 |  | 2.3678 | 42233.3333 | 2900.8991 | 12478889.8285 | /ton | Actual | 2008 | 3.67 | (3.610-3.790) | 3.67 | (3.630-3.770) | 3.67 |  |  | 3.67
Wood, Aspen Cordwood | 16600000 | /cord | 70% | 272.195 | 165 | 250 | 327 | 340 | 276.67 | 274.5 | 258.33 | 280 | 229.17 | 289.09 | 293.75 | 337.5 | 300 |  | 2.5818 | 38733.3333 | 2746.1845 | 12089501.0789 | /ton | Actual | 2009 | 2.731 | (2.680-2.750) | 2.722 | (2.690-2.740) | 2.7249 |  |  | 2.731
Wood, Cordwood Wtd. Avg. | 20372979.9387 | /cord | 70% | 268.5944 | 174.274 | 250 | 326.0726 | 308.6214 | 269.172 | 283.4262 | 266.9873 | 278.9706 | 255.0584 | 289.8041 | 287.9537 | 338.2744 | 332.2643 |  | 2.3299 | 42920.9114 |  | 12106915.9595 | /ton | Actual | 2010 | 3.02 | (2.980-3.060) | 3 | (2.960-3.060) | 3.0064 |  |  | 3.02
Coal, Stoker | 15200000 | /ton | 55% | 116.6667 | 115 | 110 | 115 | 120 | 120 | 120 | 120 | 120 | 120 | 130 | 130 | 130 | 143 |  | 1.7105 | 58461.5385 |  |  |  | Actual | 2011 | 3.922 | (3.890-3.950) | 3.852 | (3.820-3.880) | 3.8742 |  |  | 3.922
[24 empty] | Actual | 2012 | 4.055 | (4.010-4.080) | 3.977 | (3.940-4.010) | 4.0018 |  |  | 4.055
Notes: | [22 empty] | 3.6012 | Actual | 2013 | 3.887 | (3.850-3.960) | 3.808 | (3.780-3.860) | 3.8331 | 3.562 | <-- Avg 2011-2015 (HH Survey period) | 3.887
Electricity (distributed) price includes rate, customer change, RCA charge,cost of fuel adjustment charge |  |  |  |  | Fuel Prices (November/December of indicated year) 2012: 0.293 Wh; Fuel Prices (November/December of indicated year) 2013: per BTU | [6 empty] | Actual | 2014 | 3.806 | (3.720-3.850) | 3.754 | (3.670-3.850) | 3.7705 |  |  | 3.806
Wood energy content based on data for Interior Alaska species from George Sampson, Institute of Northern Forestry |  |  |  |  | Fuel Prices (November/December of indicated year) 2017: 469.4393; Fuel Prices (November/December of indicated year) 2020: Year; Fuel Prices (November/December of indicated year) 2021: #1; Fuel Prices (November/December of indicated year) 2022: #2 | WtdComp | [5 empty] | Actual | 2015 | 2.336 | (2.280-2.400) | 2.328 | (2.190-2.600) | 2.3305 |  |  | 2.336
Natural gas price based on liquefied gas, trucked to Fairbanks or delivered by pipeline, includes rate, customer charge, RCA |  |  |  |  | Fuel Prices (November/December of indicated year) 2020: 2000; Fuel Prices (November/December of indicated year) 2021: 1.372; Fuel Prices (November/December of indicated year) 2022: 1.312 | 1.3311 | [5 empty] | Actual | 2016 | 2.306 | (2.050-2.410) | 2.277 | (2.110-2.360) | 2.2862 |  |  | 2.306
Propane price assumes delivery by truck to homes |  |  |  |  | Fuel Prices (November/December of indicated year) 2020: 2001; Fuel Prices (November/December of indicated year) 2021: 1.343; Fuel Prices (November/December of indicated year) 2022: 1.283 | 1.3021 | [5 empty] | Actual | 2017 | 2.678 | (2.600-2.770) | 2.62 | (2.555-2.670) | 2.6384 |  |  | 2.678
Coal price assumes delivery to a downtown location |  |  |  |  | Fuel Prices (November/December of indicated year) 2020: 2002; Fuel Prices (November/December of indicated year) 2021: 1.212; Fuel Prices (November/December of indicated year) 2022: 1.175 | 1.1868 | [5 empty] | Actual | 2018 | 3.15 | (3.130-3.180) | 3.073 | (3.050-3.100) | 3.0975 | High | Low | 3.15
[5 empty] | Fuel Prices (November/December of indicated year) 2014: Local Species Splits; Fuel Prices (November/December of indicated year) 2020: 2003; Fuel Prices (November/December of indicated year) 2021: 1.273; Fuel Prices (November/December of indicated year) 2022: 1.224 | 1.2396 | [5 empty] | Actual | 2019 | 2.944 | (2.790-3.050) | 2.874 | (2.840-3.050) | 2.8962 | 2.8962 | 2.8962 | 2.944
At Baseline Moisture Content (36.4% db): |  |  |  |  | Fuel Prices (November/December of indicated year) 2014: Volume; Fuel Prices (November/December of indicated year) 2015: Mass; Fuel Prices (November/December of indicated year) 2020: 2004; Fuel Prices (November/December of indicated year) 2021: 1.824; Fuel Prices (November/December of indicated year) 2022: 1.809 | 1.8138 | [5 empty] | Forecasted | 2020 | 2.46 | (2.330-2.580) | 2.407 | (2.340-2.450) | 2.8104 | 3.4202 | 2.2028 | 2.8567
Wood Density: | 1.6828 | tons/cord, from Cord_Wood_Weight.xlsx |  |  | Fuel Prices (November/December of indicated year) 2014: 46.37%; Fuel Prices (November/December of indicated year) 2015: 54.62%; Fuel Prices (November/December of indicated year) 2020: 2005; Fuel Prices (November/December of indicated year) 2021: 2.544; Fuel Prices (November/December of indicated year) 2022: 2.523 | 2.5297 | [5 empty] | Forecasted | 2021 | 3.334 | (3.210-3.420) | 3.363 | (3.330-3.420) | 2.8603 | 3.6099 | 2.1485 | 2.9075
Cordwood Species-Composite HHV: | 12106915.9595 | BTU/ton |  |  | Fuel Prices (November/December of indicated year) 2014: 35.14%; Fuel Prices (November/December of indicated year) 2015: 30.29%; Fuel Prices (November/December of indicated year) 2020: 2006; Fuel Prices (November/December of indicated year) 2021: 2.494; Fuel Prices (November/December of indicated year) 2022: 2.479 | 2.4838 | [5 empty] | Forecasted | 2022 | 4.726 | (4.920-4.490) |  |  | 2.9248 | 3.8619 | 2.2188 | 2.973
Cordwood Species-Composite HHV: | 6053.458 | BTU/lb |  |  | Fuel Prices (November/December of indicated year) 2014: 18.49%; Fuel Prices (November/December of indicated year) 2015: 15.09%; Fuel Prices (November/December of indicated year) 2020: 2007; Fuel Prices (November/December of indicated year) 2021: 2.683; Fuel Prices (November/December of indicated year) 2022: 2.598 | 2.625 | [5 empty] | Forecasted | 2023 |  |  |  |  | 2.9775 | 4.2037 | 2.2709 | 3.0266
[5 empty] | Fuel Prices (November/December of indicated year) 2014: 100%; Fuel Prices (November/December of indicated year) 2015: 100%; Fuel Prices (November/December of indicated year) 2020: 2008; Fuel Prices (November/December of indicated year) 2021: 3.67; Fuel Prices (November/December of indicated year) 2022: 3.67 | 3.67 | [5 empty] | Forecasted | 2024 |  |  |  |  | 3.0601 | 4.4013 | 2.3196 | 3.1105
[5 empty] | Fuel Prices (November/December of indicated year) 2020: 2009; Fuel Prices (November/December of indicated year) 2021: 2.731; Fuel Prices (November/December of indicated year) 2022: 2.722 | 2.7249 | [5 empty] | Forecasted | 2025 |  |  |  |  | 3.106 | 4.5267 | 2.365 | 3.1572
[5 empty] | Fuel Prices (November/December of indicated year) 2020: 2010; Fuel Prices (November/December of indicated year) 2021: 3.02; Fuel Prices (November/December of indicated year) 2022: 3 | 3.0064 | [5 empty] | Forecasted | 2026 |  |  |  |  | 3.1586 | 4.6045 | 2.3779 | 3.2106
[5 empty] | Fuel Prices (November/December of indicated year) 2020: 2011; Fuel Prices (November/December of indicated year) 2021: 3.922; Fuel Prices (November/December of indicated year) 2022: 3.852 | 3.8742 | [5 empty] | Forecasted | 2027 |  |  |  |  | 3.1623 | 4.61 | 2.392 | 3.2145
[5 empty] | Fuel Prices (November/December of indicated year) 2020: 2012; Fuel Prices (November/December of indicated year) 2021: 4.055; Fuel Prices (November/December of indicated year) 2022: 3.977 | 4.0018 | [5 empty] | Forecasted | 2028 |  |  |  |  | 3.2143 | 4.6657 | 2.3876 | 3.2673
[5 empty] | Fuel Prices (November/December of indicated year) 2020: 2013; Fuel Prices (November/December of indicated year) 2021: 3.887; Fuel Prices (November/December of indicated year) 2022: 3.808 | 3.8331 | [5 empty] | Forecasted | 2029 |  |  |  |  | 3.2402 | 4.8368 | 2.3928 | 3.2936
2013 Tag Survey Woodstove/Insert ER (g/hr) Distribution |  |  |  |  | Fuel Prices (November/December of indicated year) 2020: 2014; Fuel Prices (November/December of indicated year) 2021: 3.806; Fuel Prices (November/December of indicated year) 2022: 3.754 | 3.7705 | [5 empty] | Forecasted | 2030 |  |  |  |  | 3.2758 | 4.8739 | 2.4237 | 3.3298
[5 empty] | Fuel Prices (November/December of indicated year) 2012: Certified Device EF; Fuel Prices (November/December of indicated year) 2020: 2015; Fuel Prices (November/December of indicated year) 2021: 2.336; Fuel Prices (November/December of indicated year) 2022: 2.328 | 2.3305 | [5 empty] | Forecasted | 2031 |  |  |  |  | 3.3157 | 4.9497 | 2.427 | 3.3704
[5 empty] | Fuel Prices (November/December of indicated year) 2011: Emis Ratio; Fuel Prices (November/December of indicated year) 2012: Adjustment Factors; Fuel Prices (November/December of indicated year) 2020: 2016; Fuel Prices (November/December of indicated year) 2021: 2.306; Fuel Prices (November/December of indicated year) 2022: 2.277 | 2.2862 | [5 empty] | Forecasted | 2032 |  |  |  |  | 3.3374 | 5.1023 | 2.4396 | 3.3924
|  | Standard | Pct Over | Avg Over | Fuel Prices (November/December of indicated year) 2010: Avg Under; Fuel Prices (November/December of indicated year) 2011: Undr/Ovr; Fuel Prices (November/December of indicated year) 2012: >; Fuel Prices (November/December of indicated year) 2013: <; Fuel Prices (November/December of indicated year) 2020: 2017; Fuel Prices (November/December of indicated year) 2021: 2.678; Fuel Prices (November/December of indicated year) 2022: 2.62 | 2.6384
|  | 2.0 g/hr: | 64.62% | 3.0333 | Fuel Prices (November/December of indicated year) 2010: 1.4413; Fuel Prices (November/December of indicated year) 2011: 0.47516; Fuel Prices (November/December of indicated year) 2012: 2.0346; Fuel Prices (November/December of indicated year) 2013: 0.58352; Fuel Prices (November/December of indicated year) 2020: 2018; Fuel Prices (November/December of indicated year) 2021: 3.15; Fuel Prices (November/December of indicated year) 2022: 3.073 | 3.0975 | [5 empty] | Sources:
|  | 2.5 g/hr: | 30.77% | 3.75 | Fuel Prices (November/December of indicated year) 2010: 1.9011; Fuel Prices (November/December of indicated year) 2011: 0.50696; Fuel Prices (November/December of indicated year) 2012: 1.3936; Fuel Prices (November/December of indicated year) 2013: 0.76968; Fuel Prices (November/December of indicated year) 2020: 2019; Fuel Prices (November/December of indicated year) 2021: 2.944; Fuel Prices (November/December of indicated year) 2022: 2.874 | 2.8962 | [5 empty] | Actual - | FNSB, Community Research Surveys, 2000-2021. (Prices based on automatic delivery of 500 gallons of heating oil, without early payment discount.)
[5 empty] | Fuel Prices (November/December of indicated year) 2020: 2020; Fuel Prices (November/December of indicated year) 2021: 2.46; Fuel Prices (November/December of indicated year) 2022: 2.407 | 2.4238 | [5 empty] | Forecasted - | Energy Information Administration (EIA), Annual Energy Outlook (AEO) 2022, Tables 3.9
Wood Device Replacement Levels Under Different Assumptions |  |  |  |  | Fuel Prices (November/December of indicated year) 2020: 2021; Fuel Prices (November/December of indicated year) 2021: 3.334; Fuel Prices (November/December of indicated year) 2022: 3.363 | 3.3538
[5 empty] | Fuel Prices (November/December of indicated year) 2020: 2022; Fuel Prices (November/December of indicated year) 2021: 4.726; Fuel Prices (November/December of indicated year) 2022: 4.726 | 4.726
|  |  | ER | 34% Max | bar: Fuel Prices (November/December of indicated year) 2010
Program | Type | SubType | (g/hr) | Slope | Fuel Prices (November/December of indicated year) 2010: (lb/mmBTU); Fuel Prices (November/December of indicated year) 2011: Assumption
FNSB WSCO | WS/Ins | Non Catalytic | 2.6657 | 5.3806 | Fuel Prices (November/December of indicated year) 2010: 0.49542; Fuel Prices (November/December of indicated year) 2011: Current (CY2012) replacement level
| WS/Ins | Non Catalytic | 2 | 5.3806 | Fuel Prices (November/December of indicated year) 2010: 0.3717; Fuel Prices (November/December of indicated year) 2011: Replace to cutpoint
| WS/Ins | Catalytic | 2 | 5.1071 | Fuel Prices (November/December of indicated year) 2010: 0.39162; Fuel Prices (November/December of indicated year) 2011: Replace to cutpoint
| WS/Ins | Non Catalytic | 0 | 0 | Fuel Prices (November/December of indicated year) 2010: -; Fuel Prices (November/December of indicated year) 2011: Replace to avg. below cutpoint
| WS/Ins | Catalytic | 0 | MultYrAvg | Fuel Prices (November/December of indicated year) 2010: -; Fuel Prices (November/December of indicated year) 2011: Replace to avg. below cutpoint; Fuel Prices (November/December of indicated year) 2015: HH Slope
| OWB | Unq --> Phase 2 | 5.1 |  | Fuel Prices (November/December of indicated year) 2010: 0.28667; Fuel Prices (November/December of indicated year) 2011: Current (CY2012) replacement level; Fuel Prices (November/December of indicated year) 2015: 17.7907
FNSB ESFBA | WS/Ins | Non Catalytic | 2 | 0 | Fuel Prices (November/December of indicated year) 2010: -; Fuel Prices (November/December of indicated year) 2011: Replace to cutpoint
| WS/Ins | Catalytic | 2 | MultYrAvg | Fuel Prices (November/December of indicated year) 2010: -; Fuel Prices (November/December of indicated year) 2011: Replace to cutpoint
| WS/Ins | Non Catalytic | 0 | 0 | Fuel Prices (November/December of indicated year) 2010: -; Fuel Prices (November/December of indicated year) 2011: Replace to avg. below cutpoint
| WS/Ins | Catalytic | 0 | MultYrAvg | Fuel Prices (November/December of indicated year) 2010: -; Fuel Prices (November/December of indicated year) 2011: Replace to avg. below cutpoint
| OWB | All | 3.9627 | 0.050471 | Fuel Prices (November/December of indicated year) 2010: 0.2; Fuel Prices (November/December of indicated year) 2011: Replace to cutpoint
State | WS/Ins | Non Catalytic | 2.5 | 5.3806 | Fuel Prices (November/December of indicated year) 2010: 0.46463; Fuel Prices (November/December of indicated year) 2011: Replace to cutpoint
| WS/Ins | Catalytic | 2.5 | 5.1071 | Fuel Prices (November/December of indicated year) 2010: 0.48952; Fuel Prices (November/December of indicated year) 2011: Replace to cutpoint
| OWB | All | 6.3403 | 0.050471 | Fuel Prices (November/December of indicated year) 2010: 0.32; Fuel Prices (November/December of indicated year) 2011: Replace to avg. below cutpoint
| WS/Ins | Non Catalytic | 0 | 0 | Fuel Prices (November/December of indicated year) 2010: -; Fuel Prices (November/December of indicated year) 2011: Replace to avg. below cutpoint
| WS/Ins | Catalytic | 0 | MultYrAvg | Fuel Prices (November/December of indicated year) 2010: -; Fuel Prices (November/December of indicated year) 2011: Replace to cutpoint
Note on A23: Tom Carlson: From "Purchasing Firewood in Alaska" on air dry basis (20% MC).
Note on A24: Tom Carlson: From "Purchasing Firewood in Alaska" on air dry basis (20% MC).
Note on A25: Tom Carlson: From "Purchasing Firewood in Alaska" on air dry basis (20% MC).
Note on F25: Tom Carlson: Assumed price equal to spruce.
Note on G25: Tom Carlson: Assumed price equal to spruce.
Note on H25: Tom Carlson: Assumed price equal to spruce.
Note on I25: Tom Carlson: Assumed price equal to spruce.
Note on J25: Tom Carlson: Assumed price equal to spruce.
Note on K25: Tom Carlson: Assumed price equal to spruce.
Note on L25: Tom Carlson: Assumed price equal to spruce.
Note on M25: Tom Carlson: Assumed price equal to spruce.
Note on N25: Tom Carlson: Assumed price equal to spruce.
Note on O25: Tom Carlson: Assumed price equal to spruce.
Note on P25: Tom Carlson: Assumed price equal to spruce.
Note on Q25: Tom Carlson: Assumed price equal to spruce.
Note on R25: Tom Carlson: Assumed price equal to spruce.
Note on A26: Tom Carlson: From "Purchasing Firewood in Alaska" on air dry basis (20% MC).
Note on J36: Tom Carlson: From 2013 Wood Tag survey, on a volumetric basis.
Note on K36: Tom Carlson: From 2013 Wood Tag survey, on a mass basis.
Note on A38: Tom Carlson: Split & cut.
Note on A39: Tom Carlson: Split & cut.

## EIAProjections
Energy Prices Residential Distillate Fuel Oil (Region Pacific)
https://www.eia.gov/outlooks/aeo/data/browser/#/?id=3-AEO2022&region=1-9&cases=ref2022~highprice~lowprice&start=2020&end=2050&f=A&sourcekey=0
Table 3. Energy Prices by Sector and Source |  |  | EIA Distillate EC: | 138500 | BTU/gal | https://www.eia.gov/energyexplained/?page=about_energy_units
Source: U.S. Energy Information Administration |  |  | EIA Distillate EC: | 137452.381 | BTU/gal | 5.773 | mmBTU/bbl | https://www.eia.gov/totalenergy/data/monthly/pdf/sec13_3.pdf |  |  |  | 42 | gal/bbl
Tue Apr 19 2022 19:20:14 GMT-0600 (Mountain Daylight Time)
Year | Ref case $/MMBtu 2021 | High oil price $/MMBtu 2021 | Low oil price $/MMBtu 2021 | Ref case $/Gallon 2021 | High oil price $/Gallon 2021 | Low oil price $/Gallon 2021 | % change Ref case | % change high oil price | % change low oil price | FAI Indexed Ref case $/Gal | FAI Indexed high oil price $/Gal | FAI Indexed low oil price $/Gal
2019 | 21.8619 | 21.8619 | 21.8619 | 3.005 | 3.005 | 3.005 |  |  |  | 2.8962 | 2.8962 | 2.8962
2020 | 21.2138 | 25.8166 | 16.6279 | 2.9159 | 3.5486 | 2.2855 | -2.965% | 18.09% | -23.94% | 2.8104 | 3.4202 | 2.2028
2021 | 21.5907 | 27.2486 | 16.2179 | 2.9677 | 3.7454 | 2.2292 | 1.777% | 5.547% | -2.465% | 2.8603 | 3.6099 | 2.1485
2022 | 22.0772 | 29.1511 | 16.7485 | 3.0346 | 4.0069 | 2.3021 | 2.253% | 6.982% | 3.272% | 2.9248 | 3.8619 | 2.2188
2023 | 22.4753 | 31.7311 | 17.1419 | 3.0893 | 4.3615 | 2.3562 | 1.803% | 8.851% | 2.349% | 2.9775 | 4.2037 | 2.2709
2024 | 23.0984 | 33.2223 | 17.5092 | 3.1749 | 4.5665 | 2.4067 | 2.773% | 4.7% | 2.143% | 3.0601 | 4.4013 | 2.3196
2025 | 23.4452 | 34.1695 | 17.8518 | 3.2226 | 4.6967 | 2.4538 | 1.501% | 2.851% | 1.956% | 3.106 | 4.5267 | 2.365
2026 | 23.842 | 34.7567 | 17.9493 | 3.2771 | 4.7774 | 2.4672 | 1.692% | 1.718% | 0.5466% | 3.1586 | 4.6045 | 2.3779
2027 | 23.8703 | 34.7978 | 18.0555 | 3.281 | 4.783 | 2.4818 | 0.1188% | 0.1184% | 0.5912% | 3.1623 | 4.61 | 2.392
2028 | 24.2628 | 35.2181 | 18.0224 | 3.335 | 4.8408 | 2.4772 | 1.644% | 1.208% | -0.1833% | 3.2143 | 4.6657 | 2.3876
2029 | 24.4582 | 36.5102 | 18.0616 | 3.3618 | 5.0184 | 2.4826 | 0.8054% | 3.669% | 0.2177% | 3.2402 | 4.8368 | 2.3928
2030 | 24.7267 | 36.7901 | 18.2948 | 3.3987 | 5.0569 | 2.5147 | 1.098% | 0.7665% | 1.291% | 3.2758 | 4.8739 | 2.4237
2031 | 25.028 | 37.3622 | 18.3202 | 3.4402 | 5.1355 | 2.5181 | 1.218% | 1.555% | 0.1386% | 3.3157 | 4.9497 | 2.427
2032 | 25.1917 | 38.5142 | 18.415 | 3.4627 | 5.2939 | 2.5312 | 0.6543% | 3.083% | 0.5175% | 3.3374 | 5.1023 | 2.4396
2033 | 25.6043 | 38.6663 | 18.5079 | 3.5194 | 5.3148 | 2.544 | 1.638% | 0.395% | 0.5047% | 3.392 | 5.1225 | 2.4519
2034 | 25.8277 | 38.7996 | 18.5521 | 3.5501 | 5.3331 | 2.55 | 0.8723% | 0.3446% | 0.2387% | 3.4216 | 5.1401 | 2.4578
2035 | 26.0605 | 39.1361 | 18.6456 | 3.5821 | 5.3794 | 2.5629 | 0.9016% | 0.8674% | 0.504% | 3.4525 | 5.1847 | 2.4701
2036 | 26.3411 | 39.5866 | 18.6626 | 3.6206 | 5.4413 | 2.5652 | 1.077% | 1.151% | 0.09147% | 3.4896 | 5.2444 | 2.4724
2037 | 26.4609 | 39.9012 | 18.7853 | 3.6371 | 5.4845 | 2.5821 | 0.4546% | 0.7946% | 0.6572% | 3.5055 | 5.2861 | 2.4887
2038 | 26.6966 | 40.263 | 18.7452 | 3.6695 | 5.5342 | 2.5766 | 0.891% | 0.9068% | -0.2133% | 3.5367 | 5.334 | 2.4833
2039 | 26.9445 | 40.6134 | 18.8381 | 3.7036 | 5.5824 | 2.5893 | 0.9286% | 0.8704% | 0.4953% | 3.5696 | 5.3804 | 2.4956
2040 | 27.0205 | 41.008 | 18.9141 | 3.714 | 5.6366 | 2.5998 | 0.2821% | 0.9714% | 0.4034% | 3.5796 | 5.4327 | 2.5057
2041 | 27.2259 | 41.3131 | 18.9354 | 3.7423 | 5.6786 | 2.6027 | 0.7602% | 0.744% | 0.1128% | 3.6069 | 5.4731 | 2.5085
2042 | 27.619 | 41.5459 | 18.9776 | 3.7963 | 5.7106 | 2.6085 | 1.444% | 0.5636% | 0.2228% | 3.6589 | 5.504 | 2.5141
2043 | 27.7889 | 41.8923 | 18.9945 | 3.8196 | 5.7582 | 2.6108 | 0.615% | 0.8336% | 0.08898% | 3.6814 | 5.5498 | 2.5164
2044 | 28.0118 | 42.2375 | 19.1009 | 3.8503 | 5.8056 | 2.6255 | 0.8024% | 0.824% | 0.5603% | 3.711 | 5.5956 | 2.5305
2045 | 28.4614 | 42.5847 | 19.1771 | 3.9121 | 5.8534 | 2.6359 | 1.605% | 0.822% | 0.399% | 3.7705 | 5.6416 | 2.5406
2046 | 28.4853 | 42.6778 | 19.1603 | 3.9154 | 5.8662 | 2.6336 | 0.08417% | 0.2186% | -0.08756% | 3.7737 | 5.6539 | 2.5383
2047 | 28.9054 | 42.9158 | 19.1957 | 3.9731 | 5.8989 | 2.6385 | 1.475% | 0.5579% | 0.1848% | 3.8294 | 5.6854 | 2.543
2048 | 29.2215 | 43.2101 | 19.2117 | 4.0166 | 5.9393 | 2.6407 | 1.094% | 0.6857% | 0.0832% | 3.8712 | 5.7244 | 2.5451
2049 | 29.4624 | 43.3696 | 19.2471 | 4.0497 | 5.9612 | 2.6456 | 0.8242% | 0.369% | 0.1841% | 3.9031 | 5.7455 | 2.5498
2050 | 29.6038 | 43.3808 | 19.3331 | 4.0691 | 5.9628 | 2.6574 | 0.4799% | 0.02597% | 0.4467% | 3.9219 | 5.747 | 2.5612

## EFs-BTU
Energy Content Assumptions
Fuel |  | EC | Units | Notes | [11 empty] | Energy Loads for Space Heating from CCHRC
AP-42 Wood |  | 17.3 | mmBTU/ton | AP-42 residential wood document, c01s10.pdf | [12 empty] | Residential: | 5.63 | BTU/DD-ft2-yr
Fairbanks Wood - Oven Dry, 0% Moisture |  | 16.5275 | mmBTU/ton | see Moisture sheet | [12 empty] | Commercial: | 6.3535 | BTU/DD-ft2-yr |  |  | Monthly
Fairbanks Wood - Air Dry, 20% MC (Dry Basis) |  | 13.7729 | mmBTU/ton | see Moisture sheet | [15 empty] | Month | Avg HDD | HDD Ratio
Fairbanks Wood - Episode Avg Baseline, 36.5% MC (Dry) |  | 12.1099 | mmBTU/ton | see Moisture sheet | [12 empty] | Fairbanks HDD: | 14274 | HDD/yr (base 65F) | 1 | 73.9462 | 1.9238
Fairbanks Wood - Jan/Feb Baseline, 36.1% MC (Dry) |  | 12.1418 | mmBTU/ton | see Moisture sheet | [12 empty] | Daily Winter HDD: | 63.0841 |  | 2 | 69.4706 | 1.8073
Fairbanks Wood - Nov Baseline, 36.9% MC (Dry) |  | 12.0722 | mmBTU/ton | see Moisture sheet | [12 empty] | Daily Summer HDD: | 13.882 |  | 3 | 59.828 | 1.5565
Fuel Oil #1 |  | 125000 | BTU/gal | CCHRC | [12 empty] | Reference Average Daily HDD: | 38.4381 |  | 4 | 32.0689 | 0.8343
Fuel Oil #2 |  | 138500 | BTU/gal | North American Combustion Handbook (as referenced in http://en.wikipedia.org/wiki/Heating_oil#cite_note-1) | [15 empty] | 5 | 14.5204 | 0.37776
Fuel Oil #1/#2 Weighted (76% #2 24% #1)* |  | 135000 | BTU/gal | Fairbanks Community Research Quarterly | [12 empty] | Reference Daily Energy Loads (BTU/ft2-day) |  |  | 6 | 6.0478 | 0.15734
57% Fuel Oil #2 / 43% Kerosene Weighted |  | 136995 | BTU/gal | assumed for portable heaters | [13 empty] | Winter | Summer | 7 | 4.2473 | 0.1105
Kerosene |  | 135000 | BTU/gal | http://www.generatorjoe.net/html/energy.html | [12 empty] | Residential: | 355.1635 | 78.1555 | 8 | 9.1344 | 0.23764
Propane |  | 91333 | BTU/gal | Fairbanks Community Research Quarterly | [12 empty] | Commercial: | 400.8054 | 88.1992 | 9 | 17.7311 | 0.46129
Natural Gas |  | 1015 | BTU/ft3 | http://www.fngas.com/calculate.html | [15 empty] | 10 | 42.0645 | 1.0943
Coal |  | 15.2 | mmBTU/ton | Fairbanks Community Research Quarterly | [12 empty] | Days/Season: | 182 | 183 | 11 | 64.6778 | 1.6826
Electric |  | 3413 | BTU/KWH | Fairbanks Community Research Quarterly | [15 empty] | 12 | 69.1183 | 1.7982
* The EC number is based on a blend of #1 and #2 used under Fairbanks cold temps per this source | [16 empty] | Number of FNSB Households: | 33441 | (updated from 2010 Census) |  | 462.8553 | 12.0416
Wood Density: |  | 1.6828 | tons/cord, from Cord_Wood_Weight.xlsx | [13 empty] | Number of PM Area Households: | 25130 | (estimated from Jan-2012 parcel centroid data)
Cost Assumptions
Fuel |  | Rate | Units | Source | [14 empty] | Commercial Building Heating Splits by Fuel Type
Fairbanks Wood - Oven Dry, 0% Moisture |  | 200 | cord | http://www.fngas.com/calculate.html | [13 empty] | Fuel Oil: | 98%
Fuel Oil #1/#2 Weighted (76% #2 24% #1)* |  | 2.7 | gal | http://www.fngas.com/calculate.html | [13 empty] | Natural Gas: | 2%
Kerosene |  | 2.7 | gal | assumed same as fuel oil
Propane |  | 2.74 | gal | http://www.fngas.com/calculate.html
Natural Gas |  | 2.335 | 10^2 ft3 | http://www.fngas.com/calculate.html
Coal
Electric |  | 0.18026 | KwH
Emission Factors -- OMNI Results Where Available (green shaded), OMNI factors based on oven dry (OD) weight, assume AP-42 factors are as well
|  |  | Combustion |  | PM2.5 | Sulfur |  | Emission Factors (lb/mmBTU), EPA Method 5H Except Where Noted
Wood-Burning Type | Device Name | SCC | Efficiency | Efficiency Source | mg/MJ | Content ppm) |  | VOC | NOX | SO2 | PM10-PRI | PM25-PRI | NH3 | CO | Emission Factor Source
Fireplace, No Insert | FP | 2104008100 | 7% | AP-42, www.epa.gov/ttnchie1/ap42/ch01/related/woodstove.pdf, Table 2.2-1 | 859.8597 | <500 |  | 13.237 | 0.15029 | 0.023121 | 2 | 2 | 0.10405 | 14.6012 | AP-42, Table 1.9-1; for SO2, OMNI fuel S for spruce gave EF identical to AP42
Fireplace, With Insert - Non-EPA Certified | Ins-Conv | 2104008210 | 40% | AP-42, www.epa.gov/ttnchie1/ap42/ch01/related/woodstove.pdf, Table 2.2-1 | 760.4539 | <500 |  | 3.0636 | 0.16185 | 0.023121 | 1.7688 | 1.7688 | 0.098266 | 13.341 | Assumed equal to uncertified woodstove EFs
Fireplace, With Insert - EPA Certified Non-Catalytic | Ins-NonCat | 2104008220 | 66% | AP-42, www.epa.gov/ttnchie1/ap42/ch01/related/woodstove.pdf, Table 2.2-1 | 298.2172 | <500 |  | 0.69364 | 0.11561 | 0.023121 | 0.69364 | 0.69364 | 0.052023 | 8.1387 | AP-42, www.epa.gov/ttnchie1/ap42/ch01/related/woodstoveapp.pdf, Table 3 for PM Efs,
Fireplace, With Insert - EPA Certified Catalytic | Ins-Cat | 2104008230 | 70% | AP-42, www.epa.gov/ttnchie1/ap42/ch01/related/woodstove.pdf, Table 2.2-1 | 323.0687 | <500 |  | 0.86705 | 0.11561 | 0.023121 | 0.75145 | 0.75145 | 0.052023 | 6.185 | AP-42, www.epa.gov/ttnchie1/ap42/ch01/related/woodstoveapp.pdf, Table 3 for PM Efs
Woodstove - Non-EPA Certified | WS-Conv | 2104008310 | 54% | AP-42, www.epa.gov/ttnchie1/ap42/ch01/related/woodstove.pdf, Table 2.1-2 | 301.7469 | <500 |  | 3.0636 | 0.083939 | 0.023121 | 0.70185 | 0.70185 | 0.02295 | 7.0041 | AP-42, Table 1.10-1 for VOC&SO2; all others use avg of OMNI runs 14 and 15, conventional wood stove, spruce and birch, low firing rate
Woodstove - EPA Certified Non-Catalytic | WS-NonCat | 2104008320 | 68% | AP-42, www.epa.gov/ttnchie1/ap42/ch01/related/woodstove.pdf, Table 2.1-2 | 196.9507 | <500 |  | 0.69364 | 0.092997 | 0.023121 | 0.4581 | 0.4581 | 0.014436 | 7.1469 | AP-42, Table 1.10-1, assumed Phase II (1990 stds) for VOC&SO2; all others use avg of OMNI runs 5&6 for birch&spruce EPA (noncat) woodstove at low firing rate
Woodstove - EPA Certified Catalytic | WS-Cat | 2104008330 | 72% | AP-42, www.epa.gov/ttnchie1/ap42/ch01/related/woodstove.pdf, Table 2.1-2 | 218.5344 | <500 |  | 0.86705 | 0.092997 | 0.023121 | 0.5083 | 0.5083 | 0.014436 | 7.1469 | same as immediately above, except that the OMNI avgs for PM10 and PM2.5 are scaled by the same ratio of cat to noncat (16.2/14.6) as used by TRC
Pellet Stove (Exempt) | PS-Exempt | 2104008410 | 56% | AP-42, Table 1.10-5 | 76.9985 | <500 |  | 0.13873 | 0.24226 | 0.019362 | 0.1791 | 0.1791 | 0.0043491 | 0.60094 | AP-42, Table 1.10-1for VOC; all others OMNI run #1, pellet stove, except SO2 which is based on dry pellet S content from OMNI
Pellet Stove (EPA Certified) | PS-EPACert | 2104008420 | 78% | AP-42, www.epa.gov/ttnchie1/ap42/ch01/related/woodstove.pdf, Table 2 | 76.9985 | <500 |  | 0.13873 | 0.24226 | 0.019362 | 0.1791 | 0.1791 | 0.0043491 | 0.60094 | AP-42, Table 1.10-1for VOC; all others OMNI run #1, pellet stove, except SO2 which is based on dry pellet S content from OMNI
OWB (Hydronic Heater) - 80/20 Unqual/Phase 2 Wtd | OWBWtd | 2104008610 | 43% | EPA/NY per wood_stoves.xls | 245.2874 | <500 |  | 2.6243 | 0.093222 | 0.023121 | 0.57053 | 0.57053 | 0.01409 | 3.5012 | 80% / 20% weighting of OWB and OWB-Ph2
OWB (Hydronic Heater) - Unqualified | OWB | 2104008610 | 43% | EPA/NY per wood_stoves.xls | 274.5087 | <500 |  | 3.0636 | 0.085312 | 0.023121 | 0.6385 | 0.6385 | 0.015798 | 3.1965 | EPA/NY per wood_stoves.xls for VOC&SO2; others from avg of OMNI runs 30&32, OWHH, birch&spruce, low firing rate (note - CO is a lower limit, instrument pegged), OMNI's dry S content for spruce gave EF identical to AP42
OWB (Hydronic Heater) - Phase 1 | OWB-Ph1 | 2104008610 | 43% | EPA/NY per wood_stoves.xls | 241.8742 | <500 |  | 0.69364 | 0.12486 | 0.023121 | 0.56259 | 0.56259 | 0.0072588 | 6.211 | set rates for VOC to those for woodstoves; others from avg of OMNI runs 9 and 11, spruce&birch, EPA qualified OWHH, low firing rate, but for PM and CO scaled by TRC's ratio for phase 1 and 2; SO2 based on OMNI's S content of dry spruce
OWB (Hydronic Heater) - Phase 2 | OWB-Ph2 | 2104008640 | 43% | EPA/NY per wood_stoves.xls | 128.4023 | <500 |  | 0.86705 | 0.12486 | 0.023121 | 0.29866 | 0.29866 | 0.0072588 | 4.72 | set rates for VOC to those for woodstoves; others from avg of OMNI runs 9 and 11, spruce&birch, EPA qualified OWHH, low firing rate, but for PM and CO scaled by TRC's ratio for phase 1 and 2; SO2 based on OMNI's S content of dry spruce
Masonry Heater |  |  | 85% | CCHRC, http://www.cchrc.org/sites/default/files/docs/masonry_heater.pdf | [5 empty] | 0.023121 | 0.3237 | 0.3237 |  | 8.6127 | AP-42, Table 1.10-1, Barnett, 1992, "Summary report of the In-Home Emissions and Efficiency Performance of Five Commercially Available Masonry Heaters"
0.87142
|  |  | Combustion | Efficiency |  | Sulfur | EF | Emission Factors (lb/mmBTU)
Other Heating Types | Device Name | SCC | Efficiency | Source | Fuel | Content ppm) | Units | VOC | NOX | SO2 | PM10-PRI | PM25-PRI | NH3 | CO | Emission Factor Source
Central Oil (Weighted # 1 & #2), Residential | COil-Res | 2104004000 | 81% | EIA | Fuel Oil #1&2 | 2035 | lb/1000 gal | 0.0053125 | 0.083238 | 0.21535 | 0.0034021 | 0.0034021 | 0.00018252 | 0.0033369 | EPA, AP-42 Table 1.3-1 for VOC and (with OMNI fuel S content) for SO2; all others OMNI run#17, SWRI for fuel (lower) heating value, AP-42 for fuel oil density
Central Oil (#1 distillate), Residential | COil-Res1 | 2104004000 | 81% | EIA | Fuel Oil #1 | 896 | lb/1000 gal | 0.005704 | 0.089371 | 0.10179 | 0.0036528 | 0.0036528 | 0.00019597 | 0.0035828 | EPA, AP-42 Table 1.3-1 for VOC and (with OMNI fuel S content) for SO2; all others OMNI run#17, SWRI for fuel (lower) heating value, AP-42 for fuel oil density
Central Oil (#2 distillate), Residential | COil-Res2 | 2104004000 | 81% | EIA | Fuel Oil #2 | 2566 | lb/1000 gal | 0.005148 | 0.08066 | 0.26308 | 0.0032967 | 0.0032967 | 0.00017687 | 0.0032335 | EPA, AP-42 Table 1.3-1 for VOC and (with OMNI fuel S content) for SO2; all others OMNI run#17, SWRI for fuel (lower) heating value, AP-42 for fuel oil density
Central Oil (Weighted # 1 & #2), Commercial | COil-Com | 2103004001 | 81% | EIA | Fuel Oil #2 | 896 | lb/1000 gal | 0.005148 | 0.12996 | 0.091864 | 0.0032967 | 0.0032967 | 0.00017687 | 0.0032335 | EPA, AP-42 Table 1.3-1 for Nox; for all others, assume same as above
Portable: 43% Kerosene & 57% Fuel Oil | Prtbl | 2104004000 | 81% |  | Kero/FO |  | lb/1000 gal | 0.0052046 | 0.13139 | 0.21098 | 0.0029198 | 0.0029198 | 0.00017881 | 0.0032691 | Emission rates for portable heating devices using kerosene/fuel oil #2 blend assumed equal to central oil (on #2) in absence of actual data; except SO2, NH3 and CO, assumed same as above
Direct Vent | DVOil | 2104007000 | 81% |  | Fuel Oil #1 | 896 | lb/1000 gal | 0.005704 | 0.089371 | 0.23122 | 0.0036528 | 0.0036528 | 0.00019597 | 0.0035828 | Emission rates for DV devices using Heating Oil #1 assumed equal to central oil (on #2) in absence of actual data; except SO2, NH3 and CO assumed same as above
Natural Gas - Residential | NtGas-Res | 2104006010 | 81% |  | Natural Gas | <16 | lb/10^6 ft3 | 0.0054187 | 0.092611 | 0.00059113 | 4.88e-05 | 4.88e-05 | 0.019704 | 0.039409 | EPA, AP-42 Tables 1.4-1 & 1.4-2 for all but PM and NH3 - BNL Report BNL-91286-2009-IR NG mean for PM, EPA/Pechan for NH3
Natural Gas - Commercial, small uncontrolled | NtGas-Com | 2103006000 | 81% |  | Natural Gas | <16 | lb/10^6 ft3 | 0.0054187 | 0.098522 | 0.00059113 | 0.0074877 | 0.0074877 | 0.019704 | 0.039409 | EPA, AP-42 Tables 1.4-1 & 1.4-2 for all but NH3, EPA/Pechan for NH3
Coal Boiler (bituminous/subbituminous, hand-fed) | CoalHt | 2104002000 | 43% | NY per wood_stoves.xls | Coal | 2000 | lb/ton | 0.65789 | 0.31053 | 0.61184 | 0.52566 | 0.52566 | 0.083286 | 8.5905 | EPA, AP-42: Table 1.1-19 for VOC and (w. Usibelli S content) SO2; OMNI runs 21, 23, 37&38 for all other, coal stove, wet&dry stoker and lump coal, low firing rate
Waste Oil Burning | WasteOil | 2102012000 | - |  | Fuel Oil #2 |  | lb/1000 gal | 0.0072202 | 0.37693 | 0.2669 | 0.037575 | 0.037575 | 0.00026269 | 0.089732 | EPA, AP-42 Table 1.11-1 for VOC; all others OMNI run#18, SWRI for heating value, AP-42 for No. 2 fuel oil density
Muni Heat | - | - | -
Comparison of Space Heating Fuel/Device Emission Rates on an Equivalent Net Energy Basis -- OMNI Rates Where Available
Wood on Oven Dry Basis (0% MC)
[5 empty] | Net |  |  | Emission Factors (lb/net mmBTU)
|  |  | Fuel | Device | Efficiency |  |  | VOC | NOX | SO2 | PM10-PRI | PM25-PRI | NH3 | CO
|  |  | Wood | Fireplace, No Insert | 7% |  |  | 189.0999 | 2.147 | 0.33031 | 28.5714 | 28.5714 | 1.4864 | 208.5879
|  |  | Wood | Fireplace, With Insert - Non-EPA Certified | 40% |  |  | 7.659 | 0.40462 | 0.057803 | 4.422 | 4.422 | 0.24566 | 33.3526
|  |  | Wood | Fireplace, With Insert - EPA Certified Non-Catalytic | 66% |  |  | 1.051 | 0.17516 | 0.035032 | 1.051 | 1.051 | 0.078823 | 12.3314
|  |  | Wood | Fireplace, With Insert - EPA Certified Catalytic | 70% |  |  | 1.2386 | 0.16515 | 0.033031 | 1.0735 | 1.0735 | 0.074319 | 8.8357
|  |  | Wood | Woodstove - Non-EPA Certified | 54% |  |  | 5.6733 | 0.15544 | 0.042817 | 1.2997 | 1.2997 | 0.042499 | 12.9705
|  |  | Wood | Woodstove - EPA Certified Non-Catalytic | 68% |  |  | 1.0201 | 0.13676 | 0.034002 | 0.67368 | 0.67368 | 0.021229 | 10.5101
|  |  | Wood | Woodstove - EPA Certified Catalytic | 72% |  |  | 1.2042 | 0.12916 | 0.032113 | 0.70598 | 0.70598 | 0.02005 | 9.9262
|  |  | Wood | Pellet Stove (Exempt) | 56% |  |  | 0.24773 | 0.43261 | 0.034574 | 0.31981 | 0.31981 | 0.0077663 | 1.0731
|  |  | Wood | Pellet Stove (EPA Certified) | 78% |  |  | 0.17786 | 0.31059 | 0.024823 | 0.22961 | 0.22961 | 0.0055758 | 0.77043
|  |  | Wood | OWB (Hydronic Heater) - 80/20 Unqual/Phase 2 Wtd | 43% |  |  | 6.103 | 0.21679 | 0.053771 | 1.3268 | 1.3268 | 0.032768 | 8.1423
|  |  | Wood | OWB (Hydronic Heater) - Unqualified | 43% |  |  | 7.1246 | 0.1984 | 0.053771 | 1.4849 | 1.4849 | 0.036739 | 7.4337
|  |  | Wood | OWB (Hydronic Heater) - Phase 1 | 43% |  |  | 1.6131 | 0.29037 | 0.053771 | 1.3083 | 1.3083 | 0.016881 | 14.4442
|  |  | Wood | OWB (Hydronic Heater) - Phase 2 | 43% |  |  | 2.0164 | 0.29037 | 0.053771 | 0.69456 | 0.69456 | 0.016881 | 10.9768
|  |  | Coal | Coal Boiler (bituminous/subbituminous, hand-fed) | 43% |  |  | 1.53 | 0.72215 | 1.4229 | 1.2225 | 1.2225 | 0.19369 | 19.9778
|  |  | Oil | Central Oil (Weighted # 1 & #2), Residential | 81% |  |  | 0.0065587 | 0.10276 | 0.26587 | 0.0042001 | 0.0042001 | 0.00022534 | 0.0041196
|  |  | Oil | Central Oil (#1 distillate), Residential | 81% |  |  | 0.007042 | 0.11033 | 0.12566 | 0.0045096 | 0.0045096 | 0.00024194 | 0.0044232
|  |  | Oil | Central Oil (#2 distillate), Residential | 81% |  |  | 0.0063556 | 0.09958 | 0.3248 | 0.00407 | 0.00407 | 0.00021836 | 0.003992
|  |  | Oil | Portable: 43% Kerosene & 57% Fuel Oil | 81% |  |  | 0.0064254 | 0.16221 | 0.26046 | 0.0036047 | 0.0036047 | 0.00022076 | 0.0040359
|  |  | Oil | Direct Vent | 81% |  |  | 0.007042 | 0.11033 | 0.28546 | 0.0045096 | 0.0045096 | 0.00024194 | 0.0044232
|  |  | Gas | Natural Gas - Residential | 81% |  |  | 0.0066898 | 0.11433 | 0.00072979 | 6.0247e-05 | 6.0247e-05 | 0.024326 | 0.048653
|  |  | Gas | Natural Gas - Commercial, small uncontrolled | 81% |  |  | 0.0066898 | 0.12163 | 0.00072979 | 0.0092441 | 0.0092441 | 0.024326 | 0.048653
Comparison of Space Heating Fuel/Device Emission Rates on an Equivalent Net Energy Basis -- OMNI Rates Where Available
Wood on "Dry"Basis (20% MC)
[5 empty] | Net |  |  | Emission Factors (lb/net mmBTU)
|  |  | Fuel | Device | Efficiency |  |  | VOC | NOX | SO2 | PM10-PRI | PM25-PRI | NH3 | CO
|  |  | Wood | Fireplace, No Insert | 7% |  |  | 226.9199 | 2.5764 | 0.39637 | 34.2857 | 34.2857 | 1.7836 | 250.3055
|  |  | Wood | Fireplace, With Insert - Non-EPA Certified | 40% |  |  | 9.1908 | 0.48555 | 0.069364 | 5.3064 | 5.3064 | 0.2948 | 40.0231
|  |  | Wood | Fireplace, With Insert - EPA Certified Non-Catalytic | 66% |  |  | 1.2612 | 0.21019 | 0.042039 | 1.2612 | 1.2612 | 0.094587 | 14.7977
|  |  | Wood | Fireplace, With Insert - EPA Certified Catalytic | 70% |  |  | 1.4864 | 0.19818 | 0.039637 | 1.2882 | 1.2882 | 0.089182 | 10.6028
|  |  | Wood | Woodstove - Non-EPA Certified | 54% |  |  | 6.808 | 0.18653 | 0.051381 | 1.5597 | 1.5597 | 0.050999 | 15.5646
|  |  | Wood | Woodstove - EPA Certified Non-Catalytic | 68% |  |  | 1.2241 | 0.16411 | 0.040802 | 0.80841 | 0.80841 | 0.025475 | 12.6121
|  |  | Wood | Woodstove - EPA Certified Catalytic | 72% |  |  | 1.4451 | 0.15499 | 0.038536 | 0.84717 | 0.84717 | 0.02406 | 11.9115
|  |  | Wood | Pellet Stove (Exempt) | 56% |  |  | 0.29727 | 0.51913 | 0.041489 | 0.38378 | 0.38378 | 0.0093195 | 1.2877
|  |  | Wood | Pellet Stove (EPA Certified) | 78% |  |  | 0.21343 | 0.37271 | 0.029787 | 0.27553 | 0.27553 | 0.0066909 | 0.92452
|  |  | Wood | OWB (Hydronic Heater) - 80/20 Unqual/Phase 2 Wtd | 43% |  |  | 7.3236 | 0.26015 | 0.064525 | 1.5922 | 1.5922 | 0.039321 | 9.7708
|  |  | Wood | OWB (Hydronic Heater) - Unqualified | 43% |  |  | 8.5495 | 0.23808 | 0.064525 | 1.7819 | 1.7819 | 0.044087 | 8.9204
|  |  | Wood | OWB (Hydronic Heater) - Phase 1 | 43% |  |  | 1.9357 | 0.34844 | 0.064525 | 1.57 | 1.57 | 0.020257 | 17.333
|  |  | Wood | OWB (Hydronic Heater) - Phase 2 | 43% |  |  | 2.4197 | 0.34844 | 0.064525 | 0.83347 | 0.83347 | 0.020257 | 13.1721
|  |  | Coal | Coal Boiler (bituminous/subbituminous, hand-fed) | 43% |  |  | 1.53 | 0.72215 | 1.4229 | 1.2225 | 1.2225 | 0.19369 | 19.9778
|  |  | Oil | Central Oil (Weighted # 1 & #2), Residential | 81% |  |  | 0.0065587 | 0.10276 | 0.26587 | 0.0042001 | 0.0042001 | 0.00022534 | 0.0041196
|  |  | Oil | Central Oil (#1 distillate), Residential | 81% |  |  | 0.007042 | 0.11033 | 0.12566 | 0.0045096 | 0.0045096 | 0.00024194 | 0.0044232
|  |  | Oil | Central Oil (#2 distillate), Residential | 81% |  |  | 0.0063556 | 0.09958 | 0.3248 | 0.00407 | 0.00407 | 0.00021836 | 0.003992
|  |  | Oil | Portable: 43% Kerosene & 57% Fuel Oil | 81% |  |  | 0.0064254 | 0.16221 | 0.26046 | 0.0036047 | 0.0036047 | 0.00022076 | 0.0040359
|  |  | Oil | Direct Vent | 81% |  |  | 0.007042 | 0.11033 | 0.28546 | 0.0045096 | 0.0045096 | 0.00024194 | 0.0044232
|  |  | Gas | Natural Gas - Residential | 81% |  |  | 0.0066898 | 0.11433 | 0.00072979 | 6.0247e-05 | 6.0247e-05 | 0.024326 | 0.048653
|  |  | Gas | Natural Gas - Commercial, small uncontrolled | 81% |  |  | 0.0066898 | 0.12163 | 0.00072979 | 0.0092441 | 0.0092441 | 0.024326 | 0.048653
Comparison of Space Heating Fuel/Device Emission Rates on an Equivalent Net Energy Basis
Baseline Wood Moisture Basis (36.5% MC)
[5 empty] | Net |  |  | Emission Factors (lb/net mmBTU)
|  |  | Fuel | Device | Efficiency |  |  | VOC | NOX | SO2 | PM10-PRI | PM25-PRI | NH3 | CO
|  |  | Wood | Fireplace, No Insert | 7% |  |  | 258.08 | 2.9302 | 0.45079 | 38.9938 | 38.9938 | 2.0286 | 284.6769
|  |  | Wood | Fireplace, With Insert - Non-EPA Certified | 40% |  |  | 10.4528 | 0.55222 | 0.078889 | 6.035 | 6.035 | 0.33528 | 45.519
|  |  | Wood | Fireplace, With Insert - EPA Certified Non-Catalytic | 66% |  |  | 1.4343 | 0.23906 | 0.047812 | 1.4343 | 1.4343 | 0.10758 | 16.8297
|  |  | Wood | Fireplace, With Insert - EPA Certified Catalytic | 70% |  |  | 1.6905 | 0.2254 | 0.045079 | 1.4651 | 1.4651 | 0.10143 | 12.0588
|  |  | Wood | Woodstove - Non-EPA Certified | 54% |  |  | 7.7428 | 0.21214 | 0.058436 | 1.7738 | 1.7738 | 0.058002 | 17.7019
|  |  | Wood | Woodstove - EPA Certified Non-Catalytic | 68% |  |  | 1.3922 | 0.18665 | 0.046405 | 0.91942 | 0.91942 | 0.028973 | 14.344
|  |  | Wood | Woodstove - EPA Certified Catalytic | 72% |  |  | 1.6435 | 0.17628 | 0.043827 | 0.9635 | 0.9635 | 0.027364 | 13.5471
|  |  | Wood | Pellet Stove (Exempt) | 56% |  |  | 0.3381 | 0.59042 | 0.047187 | 0.43648 | 0.43648 | 0.010599 | 1.4646
|  |  | Wood | Pellet Stove (EPA Certified) | 78% |  |  | 0.24274 | 0.42389 | 0.033877 | 0.31337 | 0.31337 | 0.0076097 | 1.0515
|  |  | Wood | OWB (Hydronic Heater) - 80/20 Unqual/Phase 2 Wtd | 43% |  |  | 8.3292 | 0.29588 | 0.073385 | 1.8108 | 1.8108 | 0.044721 | 11.1125
|  |  | Wood | OWB (Hydronic Heater) - Unqualified | 43% |  |  | 9.7235 | 0.27077 | 0.073385 | 2.0265 | 2.0265 | 0.050141 | 10.1454
|  |  | Wood | OWB (Hydronic Heater) - Phase 1 | 43% |  |  | 2.2016 | 0.39629 | 0.073385 | 1.7856 | 1.7856 | 0.023039 | 19.7132
|  |  | Wood | OWB (Hydronic Heater) - Phase 2 | 43% |  |  | 2.7519 | 0.39629 | 0.073385 | 0.94792 | 0.94792 | 0.023039 | 14.9809
|  |  | Coal | Coal Boiler (bituminous/subbituminous, hand-fed) | 43% |  |  | 1.53 | 0.72215 | 1.4229 | 1.2225 | 1.2225 | 0.19369 | 19.9778
|  |  | Oil | Central Oil (Weighted # 1 & #2), Residential | 81% |  |  | 0.0065587 | 0.10276 | 0.26587 | 0.0042001 | 0.0042001 | 0.00022534 | 0.0041196
|  |  | Oil | Central Oil (#1 distillate), Residential | 81% |  |  | 0.007042 | 0.11033 | 0.12566 | 0.0045096 | 0.0045096 | 0.00024194 | 0.0044232
|  |  | Oil | Central Oil (#2 distillate), Residential | 81% |  |  | 0.0063556 | 0.09958 | 0.3248 | 0.00407 | 0.00407 | 0.00021836 | 0.003992
|  |  | Oil | Portable: 43% Kerosene & 57% Fuel Oil | 81% |  |  | 0.0064254 | 0.16221 | 0.26046 | 0.0036047 | 0.0036047 | 0.00022076 | 0.0040359
|  |  | Oil | Direct Vent | 81% |  |  | 0.007042 | 0.11033 | 0.28546 | 0.0045096 | 0.0045096 | 0.00024194 | 0.0044232
|  |  | Gas | Natural Gas - Residential | 81% |  |  | 0.0066898 | 0.11433 | 0.00072979 | 6.0247e-05 | 6.0247e-05 | 0.024326 | 0.048653
|  |  | Gas | Natural Gas - Commercial, small uncontrolled | 81% |  |  | 0.0066898 | 0.12163 | 0.00072979 | 0.0092441 | 0.0092441 | 0.024326 | 0.048653
Note on H37: Tom Carlson: http://www.woodenergy.ie/woodasafuel/listandvaluesofwoodfuelparameters-part1/
Note on O37: Tom Carlson: NH3 EF from Pechan "Estimating Ammonia Emissions from Anthropogenic Non-Agricultural Sources" Draft Final Report, April 2004.
Note on H38: Tom Carlson: http://www.woodenergy.ie/woodasafuel/listandvaluesofwoodfuelparameters-part1/
Note on H39: Tom Carlson: http://www.woodenergy.ie/woodasafuel/listandvaluesofwoodfuelparameters-part1/
Note on J39: Tom Carlson: No separate EF data for this pollutant for certified inserts. Assumed equal to certified non-catalytic woodstove EF.
Note on K39: Tom Carlson: No separate EF data for this pollutant for certified inserts. Assumed equal to certified non-catalytic woodstove EF.
Note on L39: Tom Carlson: No separate EF data for this pollutant for certified inserts. Assumed equal to certified non-catalytic woodstove EF.
Note on O39: Tom Carlson: No separate EF data for this pollutant for certified inserts. Assumed equal to certified non-catalytic woodstove EF.
Note on P39: Tom Carlson: No separate EF data for this pollutant for certified inserts. Assumed equal to certified non-catalytic woodstove EF.
Note on H40: Tom Carlson: http://www.woodenergy.ie/woodasafuel/listandvaluesofwoodfuelparameters-part1/
Note on J40: Tom Carlson: No separate EF data for this pollutant for certified inserts. Assumed equal to certified catalytic woodstove EF.
Note on K40: Tom Carlson: No separate EF data for this pollutant for certified inserts. Assumed equal to certified catalytic woodstove EF.
Note on L40: Tom Carlson: No separate EF data for this pollutant for certified inserts. Assumed equal to certified catalytic woodstove EF.
Note on O40: Tom Carlson: No separate EF data for this pollutant for certified inserts. Assumed equal to certified catalytic woodstove EF.
Note on P40: Tom Carlson: No separate EF data for this pollutant for certified inserts. Assumed equal to certified catalytic woodstove EF.
Note on H41: Tom Carlson: http://www.woodenergy.ie/woodasafuel/listandvaluesofwoodfuelparameters-part1/
Note on M41: Tom Carlson: Reflects weighting of spruce and birch EFs from wood-specific OMNI tests based on spruce vs. birch split from Forest Service timber sales data.
Note on N41: Tom Carlson: Reflects weighting of spruce and birch EFs from wood-specific OMNI tests based on spruce vs. birch split from Forest Service timber sales data.
Note on H42: Tom Carlson: http://www.woodenergy.ie/woodasafuel/listandvaluesofwoodfuelparameters-part1/
Note on M42: Tom Carlson: Reflects weighting of spruce and birch EFs from wood-specific OMNI tests based on spruce vs. birch split from Forest Service timber sales data.
Note on N42: Tom Carlson: Reflects weighting of spruce and birch EFs from wood-specific OMNI tests based on spruce vs. birch split from Forest Service timber sales data.
Note on H43: Tom Carlson: http://www.woodenergy.ie/woodasafuel/listandvaluesofwoodfuelparameters-part1/
Note on M43: Tom Carlson: Reflects weighting of spruce and birch EFs from wood-specific OMNI tests based on spruce vs. birch split from Forest Service timber sales data.
Note on N43: Tom Carlson: Reflects weighting of spruce and birch EFs from wood-specific OMNI tests based on spruce vs. birch split from Forest Service timber sales data.
Note on O43: Tom Carlson: Reflects weighting of spruce and birch EFs from wood-specific OMNI tests based on spruce vs. birch split from Forest Service timber sales data.
Note on P43: Tom Carlson: Reflects weighting of spruce and birch EFs from wood-specific OMNI tests based on spruce vs. birch split from Forest Service timber sales data.
Note on H44: Tom Carlson: http://www.woodenergy.ie/woodasafuel/listandvaluesofwoodfuelparameters-part1/
Note on J44: Tom Carlson: From http://www.epa.gov/burnwise/pdfs/EPA_stove_emis_reduct.pdf, converted from kg/tonne to lb/ton.
Note on H45: Tom Carlson: http://www.woodenergy.ie/woodasafuel/listandvaluesofwoodfuelparameters-part1/
Note on J45: Tom Carlson: From http://www.epa.gov/burnwise/pdfs/EPA_stove_emis_reduct.pdf, converted from kg/tonne to lb/ton.
Note on H46: Tom Carlson: http://www.woodenergy.ie/woodasafuel/listandvaluesofwoodfuelparameters-part1/
Note on H47: Tom Carlson: http://www.woodenergy.ie/woodasafuel/listandvaluesofwoodfuelparameters-part1/
Note on M47: Tom Carlson: Reflects weighting of spruce and birch EFs from wood-specific OMNI tests based on spruce vs. birch split from Forest Service timber sales data.
Note on N47: Tom Carlson: Reflects weighting of spruce and birch EFs from wood-specific OMNI tests based on spruce vs. birch split from Forest Service timber sales data.
Note on H48: Tom Carlson: http://www.woodenergy.ie/woodasafuel/listandvaluesofwoodfuelparameters-part1/
Note on M48: Tom Carlson: Reflects weighting of spruce and birch EFs from wood-specific OMNI tests based on spruce vs. birch split from Forest Service timber sales data.
Note on N48: Tom Carlson: Reflects weighting of spruce and birch EFs from wood-specific OMNI tests based on spruce vs. birch split from Forest Service timber sales data.
Note on H49: Tom Carlson: http://www.woodenergy.ie/woodasafuel/listandvaluesofwoodfuelparameters-part1/
Note on M49: Tom Carlson: Reflects weighting of spruce and birch EFs from wood-specific OMNI tests based on spruce vs. birch split from Forest Service timber sales data.
Note on N49: Tom Carlson: Reflects weighting of spruce and birch EFs from wood-specific OMNI tests based on spruce vs. birch split from Forest Service timber sales data.
Note on L54: Tom Carlson: Assumes fuel sulfur content of 2,163 ppm per RGD 8/18/11 email. This also reflects a rough 76% vs. 24% split in exising use of #2 and #1 distillate, respectively per info from Polar Fuel and Soutdough (PetroStar) in 1/31/12 email from Joan Hardesty to Bob Dulla: 76% x 2566 ppm (#2 S) + 24% x 896 ppm (#1 S) = 2,165 ppm S.
Note on L55: Tom Carlson: Assumes fuel sulfur content of 896 ppm per RGD 2/13/12 email giving sulfur content in #1 as measured by OMNI Labs.
Note on L56: Tom Carlson: Assumes fuel sulfur content of 2,566 ppm per RGD 2/13/12 email giving sulfur content in #2 as measured by OMNI Labs.
Note on L57: Tom Carlson: Assumes fuel sulfur content of 2,163 ppm per RGD 8/18/11 email. This also reflects a rough 76% vs. 24% split in exising use of #2 and #1 distillate, respectively per info from Polar Fuel and Soutdough (PetroStar) in 1/31/12 email from Joan Hardesty to Bob Dulla: 76% x 2566 ppm (#2 S) + 24% x 896 ppm (#1 S) = 2,165 ppm S.
Note on A58: Tom Carlson: Portable heater fuel split per 2007 Fairbanks HH survey.
Note on L58: Tom Carlson: Assumes fuel sulfur content of 2,163 ppm per RGD 8/18/11 email. This also reflects a rough 76% vs. 24% split in exising use of #2 and #1 distillate, respectively per info from Polar Fuel and Soutdough (PetroStar) in 1/31/12 email from Joan Hardesty to Bob Dulla: 76% x 2566 ppm (#2 S) + 24% x 896 ppm (#1 S) = 2,165 ppm S.
Note on L59: Tom Carlson: Assumes fuel sulfur content of 2,163 ppm per RGD 8/18/11 email. This also reflects a rough 76% vs. 24% split in exising use of #2 and #1 distillate, respectively per info from Polar Fuel and Soutdough (PetroStar) in 1/31/12 email from Joan Hardesty to Bob Dulla: 76% x 2566 ppm (#2 S) + 24% x 896 ppm (#1 S) = 2,165 ppm S.
Note on H60: Tom Carlson: http://www.interline.nl/media/1000030/handbooksulfurmeasurements_002.pdf
Note on H61: Tom Carlson: http://www.interline.nl/media/1000030/handbooksulfurmeasurements_002.pdf
Note on H62: Tom Carlson: http://www.usibelli.com/coal/data-sheet
Note on L62: Tom Carlson: Assuming coal sulfur content of 0.3% weight per www.usibelli.com/Coal_data.asp

## Moisture
Calculation of Wood Moisture and Other Wood Combustion Heating Loss Effects
Equations:
MCd (%, dry basis) = 100 (wet weight - dry weight) / dry weight
MCw (%, wet basis) = 100 (wet weight - dry weight) / wet weight
To convert MC wet basis to MC dry basis: MCd = 100 x MCw / (100-MCw)
To convert MC dry basis to MC wet basis: MCw = 100 x MCd / (100+MCd)
[7 empty] | Available Potential Heat = | HHV(OD) x (1 - MCw) |  |  |  | where | [5 empty] | Assumptions:
[12 empty] | HHV(OD) = | Higher Heating Value, Oven Dry (BTU/lb) |  |  |  |  | Tw: | 60 | °F
[7 empty] | Heat Losses |  |  |  |  | APH = | Available Potential Heat (BTU/lb) |  |  |  |  | Ts: | 300 | °F
[7 empty] | Fuel Moisture = | MCw x [ 970 + (212-Tw) + (0.46 x (Ts-Tw)) ] |  |  |  | MCw = | Wood Moisture Content, wt basis (%) |  |  |  |  | ExAir: | 40%
[7 empty] | Fuel Hydrogen = | 0.54 x (1-MCw) x [ 970 + (212-Tw) + (0.46 x (Ts-Tw)) ] |  |  |  | Tw = | Temp of wood and air entering furnace (°F) |  |  |  |  | ConvLoss: | 4%
[7 empty] | Dry Gases & ExAir = | (Ts-Tw) x (1-MCw) x [ (1.44 x ExAir) + 1.56] |  |  |  | Ts = | Temp of stack gases beyond heat recovery (°F)
[7 empty] | Conventional = | APH x ConvLoss |  |  |  | ExAir = | Excess air (% volume) |  |  |  |  | Complete combustion
[12 empty] | ConvLoss = | Conventional heat loss factor (%)
[7 empty] | Recoverable Heat Energy = | APH - [Total Heat Losses]
Available
[12 empty] | Potential |  |  | Stack Gas Heat Losses (BTU/lb)
[10 empty] | Wt Relative |  | Heat | %BTU Red | %BTU Incr to | Fuel | Fuel | Dry Gases & |  | Recoverable Heat Energy
[9 empty] | MC Dry (%) | to OD Wt | MC Wet (%) | (BTU/lb) | vs. OD | Match OD | Moisture | Hydrogen | Excess Air | Conventional | (BTU/lb) | (mmBTU/ton)
[8 empty] | Oven Dry (OD) ---> | 0% | 1 | 0% | 8263.7509 | - | - | 0 | 627.7392 | 512.64 | 330.55 | 6792.8217 | 13.5856
[9 empty] | 5.263% | 1.0526 | 5% | 7850.5634 | 5% | 5.263% | 58.124 | 596.3522 | 487.008 | 314.0225 | 6395.0566 | 12.7901
[9 empty] | 11.11% | 1.1111 | 10% | 7437.3758 | 10% | 11.11% | 116.248 | 564.9653 | 461.376 | 297.495 | 5997.2915 | 11.9946
[9 empty] | 17.65% | 1.1765 | 15% | 7024.1883 | 15% | 17.65% | 174.372 | 533.5783 | 435.744 | 280.9675 | 5599.5264 | 11.1991
[9 empty] | 25% | 1.25 | 20% | 6611.0007 | 20% | 25% | 232.496 | 502.1914 | 410.112 | 264.44 | 5201.7613 | 10.4035
[9 empty] | 33.33% | 1.3333 | 25% | 6197.8132 | 25% | 33.33% | 290.62 | 470.8044 | 384.48 | 247.9125 | 4803.9963 | 9.608
[9 empty] | 42.86% | 1.4286 | 30% | 5784.6256 | 30% | 42.86% | 348.744 | 439.4174 | 358.848 | 231.385 | 4406.2312 | 8.8125
[9 empty] | 53.85% | 1.5385 | 35% | 5371.4381 | 35% | 53.85% | 406.868 | 408.0305 | 333.216 | 214.8575 | 4008.4661 | 8.0169
[9 empty] | 66.67% | 1.6667 | 40% | 4958.2505 | 40% | 66.67% | 464.992 | 376.6435 | 307.584 | 198.33 | 3610.701 | 7.2214
[9 empty] | 81.82% | 1.8182 | 45% | 4545.063 | 45% | 81.82% | 523.116 | 345.2566 | 281.952 | 181.8025 | 3212.9359 | 6.4259
[9 empty] | 100% | 2 | 50% | 4131.8755 | 50% | 100% | 581.24 | 313.8696 | 256.32 | 165.275 | 2815.1708 | 5.6303
[9 empty] | 122.2% | 2.2222 | 55% | 3718.6879 | 55% | 122.2% | 639.364 | 282.4826 | 230.688 | 148.7475 | 2417.4058 | 4.8348
[8 empty] | Episode Wtd Avg ---> | 41.49% | 1.4149 | 29.33% | 5840.3915 | 29.33% | 41.49% | 340.8993 | 443.6536 | 362.3074 | 233.6157 | 4459.9156 | 8.9198
[8 empty] | Jan/Feb ---> | 40.95% | 1.4095 | 29.05% | 5862.8042 | 29.05% | 40.95% | 337.7465 | 445.3561 | 363.6978 | 234.5122 | 4481.4916 | 8.963
[8 empty] | Nov ---> | 42.14% | 1.4214 | 29.64% | 5813.9981 | 29.64% | 42.14% | 344.6121 | 441.6487 | 360.6701 | 232.5599 | 4434.5073 | 8.869
[8 empty] | Fully dry, Measure 31 ---> | #REF! | #REF! | #REF! | #REF! | #REF! | #REF! | #REF! | #REF! | #REF! | #REF! | #REF! | #REF!
[8 empty] | Fully dry, Stakeholder Measure 13 ---> | #REF! | #REF! | #REF! | #REF! | #REF! | #REF! | #REF! | #REF! | #REF! | #REF! | #REF! | #REF!
[8 empty] | Avg from 2011 CCHRC Inst Survey ---> | 26.6% | 1.266 | 21.01% | 6527.4494 | 21.01% | 26.6% | 244.2494 | 495.8445 | 404.9289 | 261.098 | 5121.3286 | 10.2427
[8 empty] | Commercially Sold ---> | 64.28% | 1.6428 | 39.13% | 5030.1387 | 39.13% | 64.28% | 454.8793 | 382.1044 | 312.0436 | 201.2055 | 3679.9059 | 7.3598
[11 empty] | Dennis Used ---> | 6053
[11 empty] | Adjustment to DMC BTUs ---> | 1.0784 |  | 11.7256
Figure 1 above and equations from "How to Estimate Recoverable Heat Energy in Wood or Bark Fuels", US Dept of Agric., General Tech Report FPL 29, 1979 | [13 empty] | 11.628
[12 empty] | #REF! |  | #REF!
[15 empty] | 46.37% | 35.14% | 18.49% | <--- From 2013 Tag Survey, on volumetric basis
[15 empty] | 54.62% | 30.29% | 15.09% | <--- Calculated from 2013 Tag splits on mass basis using "Purchasing Firewood in Alaska" specie densities
Calculation of Baseline Fairbanks Wood-Burning Device Moisture Content | [14 empty] | 51.94% | 5.942% | 42.58% | <--- Compiled from FNSB timber sales provided by Alaska Deparment of Natural Resource, Division of Forestry
[15 empty] | Birch | Spruce | Aspen | Composite
[10 empty] | Split Log % | Whole Log % |  |  | Usage: | 54.62% | 30.29% | 15.09%
| WB HH | Moisture % | 27.31% | 27.31% | 15.14% | 15.14% | 7.544% | 7.544% | <--- Usage % | 50% | 50% |  |  | HHV (BTU/lb OD): | 9900 | 8890 | 8726.75 | 9417.068 | BTU/lb OD | 18834.1359 | mmBTU/ton OD
Wood-Burning Group | Fraction | Composite | Birch-split | Birch-whole | Spruce-split | Spruce-whole | Aspen-split | Aspen-whole | [5 empty] | HHV (BTU/lb OD): | 8126.2554 | 8517.6471 | 8251.8641 | 8263.7509 | BTU/lb OD | 16527.5018 | mmBTU/ton OD
Buy Wood - Jan/Feb Burn | 33.83% | 62.92% | 51% | 58.25% | 96.5% | 67.25% | 51% | 58.75% |  | Harvest Splits
Buy Wood - Nov Burn | 33.83% | 65.91% | 57.25% | 62.25% | 85.5% | 71.88% | 59.12% | 66% |  | Spring | Fall
Cut Own | 51.77% | 26.6% | <--- Average of 2011 CCHRC Wood Moisture Measurements from Instrumented Device Study | [6 empty] | 25% | 75%
Both (Buy & Cut) | 14.4% | 29.35%
All Wood-Burning Households - Jan/Feb | 100% | 40.95%
All Wood-Burning Households - Nov | 100% | 42.14%
Day-Weighted Average of E1 & E2: |  | 41.49%
BTU Factor Relative to Dry (20%) Wood: |  | #REF!
Sold Wood MC: |  | 64.28%
Sold Wood BTU Factor Relative to Dry (20%) Wood: |  | #REF!
| 2011 | 2012 | 2013 | 2014 | 2015 | 2011-2015 | 2013 | 2013
| HH Survey | HH Survey | HH Survey | HH Survey | HH Survey | HH Survey | Tag Survey | Purch Survey
Wood-Burning Group | Fractions | Fractions | Fractions | Fractions | Fractions | Fractions | Fractions | Fractions
Buy Wood | 33.83% | 36.09% | 35.39% | 32.28% | 27.17% | 33.83% | 22.41% | 19.9%
Cut Own | 51.77% | 49.13% | 47.11% | 54.31% | 72.83% | 51.77% | 63.06% | 57.8%
Both (Buy & Cut) | 14.4% | 14.78% | 17.49% | 13.41% | 0% | 14.4% | 14.53% | 22.3%
TOTALS | 100% | 100% | 100% | 100% | 100% | 100% | 100% | 100%
Renormalized Buy/Cut
Buy Wood | 39.52% | 42.35% | 42.9% | 37.28% | 27.17% | 39.52% | 26.22% | 25.61%
Cut Own | 60.48% | 57.65% | 57.1% | 62.72% | 72.83% | 60.48% | 73.78% | 74.39%
Resulting Moisture Levels:
E1 | 40.95% | 41.98% | 42.18% | 40.14% | 36.47% | 40.95% | 36.12% | 35.9%
E2 | 42.14% | 43.25% | 43.46% | 41.25% | 37.28% | 42.14% | 36.91% | 36.67%
Day-Wtd E1 & E2 Avg | 41.49% | 42.56% | 42.77% | 40.65% | 36.84% | 41.49% | 36.48% | 36.25%
BTU Factor Relative to Dry (20% MC): | 1.1791 | 1.188 | 1.1897 | 1.1721 | 1.1403 | 1.1791 | 1.1368 | 1.1354
Note on T11: Tom Carlson: This is a reasonable average of flue temperatures from the 2011 CCHRC Instrumented study during firing.
Note on C50: Tom Carlson: Dry basis, since all CCHRC data reported on oven-dry (OD) moisture basis.
Note on O50: Tom Carlson: From P.L. Wilson, et al, "Fuelwood Characteristics of Northwestern Conifers and Hardwoods (Updated", USDA Forest Service, PNW-GTR-810, April 2010.
Note on O51: Tom Carlson: From UAF Cooperative Extension: http://www.alaskawoodheating.com/energy_content.php and adjusted from 20% MCd to an Oven Dry basis (see AK_Wood_HHV.xlsx spreadsheet and "Purchasing Firewood in Alaska" reference.
Note on H52: Tom Carlson: Taken from Simulated Wood Shed moisture data, not Tarp Covered.
Note on I52: Tom Carlson: Taken from Simulated Wood Shed moisture data, not Tarp Covered.
Note on K52: Tom Carlson: Tarp-covered data from CCHRCTables sheet, except where noted.
Note on H53: Tom Carlson: Taken from Simulated Wood Shed moisture data, not Tarp Covered.
Note on I53: Tom Carlson: Taken from Simulated Wood Shed moisture data, not Tarp Covered.

## ULSEFs
EMISSION FACTORS FOR HEATING OIL (including ULS oil)
From EPA (WebFIRE, AP-42) | [9 empty] | Baseline Fairbanks Heating Oil Properties
|  |  | Emission Factors (lb/1000 gal, except SO2 in lb/ton) | [6 empty] | Parameter |  |  | Resid | Comm
| SCC: | 2104004000 | CO | NOX | PM-FIL | PM-FIL | SO2 | VOC |  |  |  | Sulfur Content (ppm): | 2035.3929 | 896
| LEVEL1: | Stationary Source Fuel Combustion | 5 | 18 | 3 | 0.4 | 142 x S | 0.713 |  |  |  | Energy Content (BTU/gal): | 134210.661 | 125000
| LEVEL2: | Residential
| LEVEL3: | Distillate Oil |  |  | No. 2: | 2000 | 28.4 | lb/ton
| LEVEL4: | Total: All Combustor Types |  |  | ULS: | 15 | 0.213 | lb/ton
From 2009 Brookhaven National Laboratory Report (BNL-91286-2009-IR)
Energy
Executive Summary Figures & Tables: | [13 empty] | Sample | Sulfur | PM2.5 | PM2.5 | Std Dev | PM2.5 | PM2.5 | Content | Heating
|  |  | PM (mg/kg) vs. S (ppm) | [6 empty] | Device/Operation |  |  |  | Size | (ppm) | (mg/MJ) | (mg/kg) | (mg/kg) | (lb/mmBTU) | (lb/1000 gal) | (BTU/gal) | Efficiency
| Oil Device |  | Slope |  | R2 | [7 empty] | Cast Iron Boiler, Steady-State | 3 | 5780 | 4.6 | 203.1 | 5.6 | 0.011 | 1.4 | 137114.094 | 86%
| Cast Iron Boiler, Flame Retention Head Burner |  | 0.0355 | S | 0.9969 | [7 empty] | Cast Iron Boiler, Steady-State | 4 | 1570 | 1.32 | 60 | 4.8 | 0.0031 | 0.43 | 138975.28 | 86%
| Conventional & Condensing Oil-Fired Appliances | [11 empty] | Cast Iron Boiler, Steady-State | 2 | 332 | 0.49 | 22 | 1.7959 | 0.0012 | 0.16 | 138424.28 | 88%
| - | Conventional Boiler | 0.0009 | S | 0.9892 | [7 empty] | Cast Iron Boiler, Steady-State | 2 | 11 | 0.025 | 1.18 | 0.36 | 5.9401e-05 | 0.008 | 136273.9 | 88%
| - | Conventional Furnace | 0.0014 | S | 0.9907 | [7 empty] | Cast Iron Boiler, Cyclic | 3 | 5780 | 5.1 | 224.5 | 4.8 | 0.012 | 1.6 | 137114.094 | 87.4%
| - | Condensing Boiler | 0.0013 | S | 0.9999 | [7 empty] | Cast Iron Boiler, Cyclic | 3 | 1440 | 1.02 | 45.9 | 7.8 | 0.0023731 | 0.33267 | 137972.9333 | 91.6%
| - | Condensing Furnace | 0.0013 | S | 0.9961 | [7 empty] | Warm Air Furnace, Steady-State | 3 | 1440 | 2.1 | 95.9 | 0.72111 | 0.005 | 0.69 | 137552.2388 | 89.5%
[13 empty] | Warm Air Furnace, Steady-State | 3 | 450 | 0.51 | 25.2833 | 1.6988 | 0.0012 | 0.18 | 137641.791 | 85.7%
|  |  | PM2.5 EFs | [9 empty] | Warm Air Furnace, Steady-State | 2 | 11 | 0.06 | 2.6 | 0.6 | 0.0013 | 0.018 | 136548.3871 | 86.1%
| Natural Gas-Fired Appliances |  | mg/MJ | mg/kg | [8 empty] | Condensing Steel Boiler, Steady-State | 3 | 1900 | 2.5 | 109.8 | 2 | 0.0057 | 0.79 | 138000 | 91.7%
| - | Furnace | 0.011 | 0.63 | [8 empty] | Condensing Steel Boiler, Steady-State | 3 | 37 | 0.03 | 1.34 | 0.2 | 7e-05 | 0.01 | 137400 | 91.7%
| - | Boiler | 0.016 | 0.9 | [8 empty] | Condensing Warm Air Furnace, Steady-State | 3 | 1440 | 1.8 | 77.9 | 7.9 | 0.0042 | 0.56 | 139250 | 93.7%
| - | Condensing Boiler | 0.036 | 1.96 | [8 empty] | Condensing Warm Air Furnace, Steady-State | 2 | 332 | 0.499 | 22.4 | 0.2 | 0.0016 | 0.159 | 135000 | 94.7%
[13 empty] | Condensing Warm Air Furnace, Steady-State | 2 | 11 | 0.014 | 0.85 | 0.2 | 3e-05 | 0.006 | 135333.3333 | 93.5%
[13 empty] | Cast Iron Boiler, CGR Burner, Steady-State | 3 | 37 | 0.039 | 1.8 | 0.15275 | 9e-05 | 0.013 | 137490
Linearly-Fitted Boiler Test Data at Same User-Selected Sulfur Level
[13 empty] | Cast Iron Boiler, Steady-State |  | 2000 | 1.6683 | 74.1956 |  | 0.0039822 | 0.51753 | 137692.7749 | 86.97%
[13 empty] | Condensing Steel Boiler, Steady-State |  | 2000 | 2.6326 | 115.6218 |  | 0.0060022 | 0.83187 | 138032.2061 | 91.7%
[15 empty] | Relative Benefit of Condensing vs. Conventional Boiler (2000 ppm): | -57.8% | -55.83% |  | -50.72% | -60.74%
Average PM2.5 Emission Factors for Different Oil Devices and Sulfur Contents (extracted from report tables): | [14 empty] | Relative Benefit of Condensing vs. Conventional Boiler: (with Efficiency Improvement): | -49.67% | -47.8% |  | -42.96% | -52.45% | Eff Inc: | 1.0543
[15 empty] | Relative Benefit of Condensing vs. Conventional Warm Air Furnace: | 14.29% | 18.77% |  | 16% | 18.84%
[5 empty] | ASTM | ASTM | LS | ULS | [6 empty] | Relative Benefit of Condensing vs. Conventional Warm Air Furnace (with Efficiency Improvement): | 18.13% | 22.41% |  | 19.77% | 22.48% | Eff Inc: | 1.0469
| Device & Data |  |  |  | No. 2 | No. 2 | Oil | Oil
| Cast Iron Boiler, Flame Retention Head Burner, Steady-State Operation | [13 empty] | Tested Heating Oil Energy Content (BTU/gal) vs. Fuel Sulfur (ppm)
| - | Notes |  |  | Table 8, N=3 | Table 1, N=4 | Table 4, N=2 | Table 6, N=2
| - | Fuel Sulfur (ppm) |  |  | 5780 | 1570 | 332 | 11
| - | PM2.5 (mg/MJ) |  |  | 4.6 | 1.32 | 0.49 | 0.025
| - | PM2.5 (mg/kg) |  |  | 203.1 | 60 | 22 | 1.18
| - | Std Dev PM2.5 (mg/kg) |  |  | 5.6 | 4.8 | 1.7959 | 0.36
| - | PM2.5 (lb/mmBTU) |  |  | 0.011 | 0.0031 | 0.0012 | 5.9401e-05
| - | PM2.5 (lb/1000 gal) |  |  | 1.4 | 0.43 | 0.16 | 0.008
| - | Energy Content (BTU/gal) |  |  | 137114.094 | 138975.28 | 138424.28 | 136273.9
Cast Iron Boiler, Flame Retention Head Burner, Cyclic Operation
| - | Notes |  |  | Table 10, N=3 | Table 2, N=3
| - | Fuel Sulfur (ppm) |  |  | 5780 | 1440
| - | PM2.5 (mg/MJ) |  |  | 5.1 | 1.02
| - | PM2.5 (mg/kg) |  |  | 224.5 | 45.9
| - | Std Dev PM2.5 (mg/kg) |  |  | 4.8 | 7.8
| - | PM2.5 (lb/mmBTU) |  |  | 0.012 | 0.0023731
| - | PM2.5 (lb/1000 gal) |  |  | 1.6 | 0.33267
| - | Energy Content (BTU/gal) |  |  | 137114.094 | 137972.9333
| Warm Air Furnace, Flame Retention Head Burner, Steady-State Operation | [13 empty] | Tested Heating Oil Device PM2.5 Emission Factors (lb/mmBTU) vs. Fuel Sulfur (ppm)
| - | Notes |  |  |  | Table 11, N=3 | Table 13, N=3 | Table 15, N=2 | With Intercept | [12 empty] | No Intercept
| - | Fuel Sulfur (ppm) |  |  |  | 1440 | 450 | 11 | 1.9424e-06 | 0.00059763 | #N/A | #N/A | #N/A | #N/A | [7 empty] | 2.097e-06 | 0 | #N/A | #N/A | #N/A | #N/A
| - | PM2.5 (mg/MJ) |  |  |  | 2.1 | 0.51 | 0.06 | 1.1803e-07 | 0.00027179 | #N/A | #N/A | #N/A | #N/A | [7 empty] | 1.0701e-07 | #N/A | #N/A | #N/A | #N/A | #N/A
| - | PM2.5 (mg/kg) |  |  |  | 95.9 | 25.2833 | 2.6 | 0.9542 | 0.00084559 | #N/A | #N/A | #N/A | #N/A | [7 empty] | 0.96482 | 0.00095441 | #N/A | #N/A | #N/A | #N/A
| - | Std Dev PM2.5 (mg/kg) |  |  |  | 0.72111 | 1.6988 | 0.6 | 270.8507 | 13 | #N/A | #N/A | #N/A | #N/A | [7 empty] | 383.9828 | 14 | #N/A | #N/A | #N/A | #N/A
| - | PM2.5 (lb/mmBTU) |  |  |  | 0.005 | 0.0012 | 0.0013 | 0.00019366 | 9.2952e-06 | #N/A | #N/A | #N/A | #N/A | [7 empty] | 0.00034977 | 1.2752e-05 | #N/A | #N/A | #N/A | #N/A
| - | PM2.5 (lb/1000 gal) |  |  |  | 0.69 | 0.18 | 0.018
| - | Energy Content (BTU/gal) |  |  |  | 137552.2388 | 137641.791 | 136548.3871 | Linear Eqn - PM2.5 (lb/mmBTU) vs. S (ppm):
| Condensing Steel Boiler, Flame Retention Head Burner, Steady-State Operation | [7 empty] | PM2.5 = | 1.9424e-06 | x S + | 0.00059763
| - | Notes |  |  |  | Table 26, N=3 |  | Table 27, N=3
| - | Fuel Sulfur (ppm) |  |  |  | 1900 |  | 37
| - | PM2.5 (mg/MJ) |  |  |  | 2.5 |  | 0.03
| - | PM2.5 (mg/kg) |  |  |  | 109.8 |  | 1.34
| - | Std Dev PM2.5 (mg/kg) |  |  |  | 2 |  | 0.2
| - | PM2.5 (lb/mmBTU) |  |  |  | 0.0057 |  | 7e-05
| - | PM2.5 (lb/1000 gal) |  |  |  | 0.79 |  | 0.01
| - | Energy Content (BTU/gal) |  |  |  | 138000 |  | 137400
| Condensing Warm Air Furnace, Flame Retention Head Burner, Steady-State Operation (95% AFUE) | [13 empty] | Tested Heating Oil Device PM2.5 Emission Factors (lb/100 gal) vs. Fuel Sulfur (ppm)
| - | Notes |  |  |  | Table 33, N=3 | Table 35, N=2 | Table 37, N=2
| - | Fuel Sulfur (ppm) |  |  |  | 1440 | 332 | 11
| - | PM2.5 (mg/MJ) |  |  |  | 1.8 | 0.499 | 0.014
| - | PM2.5 (mg/kg) |  |  |  | 77.9 | 22.4 | 0.85
| - | Std Dev PM2.5 (mg/kg) |  |  |  | 7.9 | 0.2 | 0.2
| - | PM2.5 (lb/mmBTU) |  |  |  | 0.0042 | 0.0016 | 3e-05
| - | PM2.5 (lb/1000 gal) |  |  |  | 0.56 | 0.159 | 0.006
| - | Energy Content (BTU/gal) |  |  |  | 139250 | 135000 | 135333.3333
Cast Iron Boiler, Combustion Gas Recirculation (blue flame) Burner, Steady-State Operation
| - | Notes | [5 empty] | Table 40, N=3
| - | Fuel Sulfur (ppm) | [5 empty] | 37
| - | PM2.5 (mg/MJ) | [5 empty] | 0.039
| - | PM2.5 (mg/kg) | [5 empty] | 1.8
| - | Std Dev PM2.5 (mg/kg) | [5 empty] | 0.15275
| - | PM2.5 (lb/mmBTU) | [5 empty] | 9e-05
| - | PM2.5 (lb/1000 gal) | [5 empty] | 0.013
| - | Energy Content (BTU/gal) | [5 empty] | 137490
Note on I6: Tom Carlson: Does not include condensible PM. Filterable PM is that particulate collected on or prior to the filter of an EPA Method 5 (or equivalent) sampling train.
Note on J6: Tom Carlson: Does not include condensible PM. Filterable PM is that particulate collected on or prior to the filter of an EPA Method 5 (or equivalent) sampling train.
Note on I7: Tom Carlson: Emission factor for Pre-1970's burner designs.
Note on J7: Tom Carlson: Based on data from new burner designs. Pre-1970's burner designs may emit filterable PM as high as 3.0 lb/1000 gallons.
Note on K7: Tom Carlson: To determine EF in lb/ton, multiply the EF provided by the weight percent sulfur. S=% Sulfur content.
Note on T24: Tom Carlson: Fuel sulfur taken as 450-ppm (80% of maximum allowable, likely lower.
Note on K62: Tom Carlson: Fuel sulfur taken as 450-ppm (80% of maximum allowable, likely lower.

## BuildSizeG3C
2010 Census & 2012 Assessor Parcel FNSB Population/Household and Parcel Tabulations | [35 empty] | Backcasted 2008 Housing Units/Buildings | [9 empty] | Historically Backcasted 2006-2010 Units/Buildings | [14 empty] | 2011 & Later Forecasted Housing Units/Buildings, Less Those Units on District Heat (DH)
[17 empty] | 0 | 834.495 | 834.495 | 1408.3846 | 0 | 0 | 1365.174 | [37 empty] | 2011 | 2012 | 2013 | 2014 | 2015 | 2016 | 2017 | 2018 | 2019 | 2020 | 2021 | 2022 | 2023 | 2024 | 2025 | 2026 | 2027 | 2028 | 2029 | 2030 | 2031 | 2032 | 2033 | 2034 | 2035 | 2011 | 2012 | 2013 | 2014 | 2015 | 2016 | 2017 | 2018 | 2019 | 2020 | 2021 | 2022 | 2023 | 2024 | 2025 | 2026 | 2027 | 2028 | 2029 | 2030 | 2031 | 2032 | 2033 | 2034 | 2035 | 2011 | 2012 | 2013 | 2014 | 2015 | 2016 | 2017 | 2018 | 2019 | 2020 | 2021 | 2022 | 2023 | 2024 | 2025 | 2026 | 2027 | 2028 | 2029 | 2030 | 2031 | 2032 | 2033 | 2034 | 2035 | 2011 | 2012 | 2013 | 2014 | 2015 | 2016 | 2017 | 2018 | 2019 | 2020 | 2021 | 2022 | 2023 | 2024 | 2025 | 2026 | 2027 | 2028 | 2029 | 2030 | 2031 | 2032 | 2033 | 2034 | 2035 | 2011 | 2012 | 2013 | 2014 | 2015 | 2016 | 2017 | 2018 | 2019 | 2020 | 2021 | 2022 | 2023 | 2024 | 2025 | 2026 | 2027 | 2028 | 2029 | 2030 | 2031 | 2032 | 2033 | 2034 | 2035
[6 empty] | 97581 | 41783 | 36441 | 5342 | [5 empty] | Total Residential (incl. DH): | 23088 | 0 | 834.495 | 834.495 | 1408.3846 | 0 | 0 | 1402.0706 | Total Building | [8 empty] | SumCheck: | 36441 |  |  |  | 39758.6683 |  |  |  | 34836.6485 |  |  | 1661.7751 | 37787.1142 | 38704.5696 | 39658.7427 | 40650.7742 | 41681.8672 | 33274.7296 | 33997.8097 | 34751.8686 | 35537.5203 | 36355.4426 | 1568.4695 | 1592.4401 | 1617.0075 | 1642.1883 | 1668 | 42184.1224 | 42693.9619 | 43211.5201 | 42927.4233 | 42645.1944 | 42509.0144 | 42373.2694 | 42237.9578 | 42103.0784 | 41968.6296 | 42279.0702 | 42591.8071 | 42906.8574 | 43224.238 | 43543.9663 | 43719.4841 | 43895.0018 | 44070.5196 | 44246.0373 | 44421.5551 | 44565.4278 | 44709.3004 | 44853.1731 | 44997.0458 | 45140.9185 | 36799.0213 | 37249.3741 | 37706.6219 | 37458.7175 | 37212.4428 | 37093.6114 | 36975.1595 | 36857.0859 | 36739.3893 | 36622.0685 | 36892.9608 | 37165.8568 | 37440.7715 | 37717.7197 | 37996.7164 | 38149.8742 | 38303.032 | 38456.1898 | 38609.3476 | 38762.5054 | 38888.0496 | 39013.5937 | 39139.1378 | 39264.682 | 39390.2261 | 1692.4691 | 1717.3556 | 1742.6675 | 1731.2103 | 1719.8283 | 1714.3363 | 1708.8619 | 1703.405 | 1697.9654 | 1692.5433 | 1705.063 | 1717.6753 | 1730.3809 | 1743.1804 | 1756.0747 | 1763.1531 | 1770.2315 | 1777.3099 | 1784.3883 | 1791.4668 | 1797.269 | 1803.0712 | 1808.8734 | 1814.6756 | 1820.4778 | 102.4325 | 103.7493 | 105.0835 | 104.3926 | 103.7063 | 103.3751 | 103.045 | 102.7159 | 102.3879 | 102.061 | 102.8159 | 103.5764 | 104.3426 | 105.1144 | 105.8919 | 106.3188 | 106.7456 | 107.1724 | 107.5993 | 108.0261 | 108.376 | 108.7258 | 109.0757 | 109.4256 | 109.7755 | 45.5418 | 46.0905 | 46.6463 | 46.3396 | 46.035 | 45.888 | 45.7414 | 45.5954 | 45.4498 | 45.3046 | 45.6398 | 45.9773 | 46.3174 | 46.66 | 47.0052 | 47.1947 | 47.3841 | 47.5736 | 47.7631 | 47.9525 | 48.1078 | 48.2632 | 48.4185 | 48.5738 | 48.7291
[6 empty] | Census Block-Level Data |  |  |  | Assessor Parcel Data | [6 empty] | Average Building Size (sq ft) | [6 empty] | Space (ft2) |  | Buildings, Res. Counts Adjusted to 2010 Census HUs | [5 empty] | Occupied 2010 Housing Units |  |  |  | Total Housing Units |  |  |  | Occupied Housing Units |  |  |  | Non-Residential |  | Total Housing Units (excluding DH) |  |  |  |  | Occupied Housing Units (excluding DH) |  |  |  |  | Non-Residential (Commercial, excluding DH) |  |  |  |  | 2011 & Later Forecasted Housing Units/Buildings, Less Those Units on District Heat (DH) 2011: Total Housing Units (excluding DH); 2011 & Later Forecasted Housing Units/Buildings, Less Those Units on District Heat (DH) 2011: Occupied Housing Units (excluding DH); 2011 & Later Forecasted Housing Units/Buildings, Less Those Units on District Heat (DH) 2011: Non-Residential (Commercial, excluding DH); 2011 & Later Forecasted Housing Units/Buildings, Less Those Units on District Heat (DH) 2011: Residential District Heat (DH); 2011 & Later Forecasted Housing Units/Buildings, Less Those Units on District Heat (DH) 2011: Non-Residential District Heat (DH)
XIndex | YIndex | G3Cell | Zip10 | SubArea | NA Area? | Popn | Hus | Occ HUs | Vac HUs | ResMF | ResElse | ResTotal | NR | DH-Res | DH-NR | Total | ResMF | ResElse | ResTotal | NR | DH-Res | DH-NR | Total | Resid | Comm | ResMF | ResElse | DH-Res | NR | DH-NR | Total | ResMF | ResElse | ResTot | DH-Res | ResMF | ResElse | ResTot | DH-Res | ResMF | ResElse | ResTot | DH-Res | NR | DH-NR | R-2006 | R-2007 | R-2008 | R-2009 | R-2010 | O-2006 | O-2007 | O-2008 | O-2009 | O-2010 | NR-2006 | NR-2007 | NR-2008 | NR-2009 | NR-2010 | R-2011 | R-2012 | R-2013 | R-2014 | R-2015 | R-2016 | R-2017 | R-2018 | R-2019 | R-2020 | R-2021 | R-2022 | R-2023 | R-2024 | R-2025 | R-2026 | R-2027 | R-2028 | R-2029 | R-2030 | R-2031 | R-2032 | R-2033 | R-2034 | R-2035 | O-2011 | O-2012 | O-2013 | O-2014 | O-2015 | O-2016 | O-2017 | O-2018 | O-2019 | O-2020 | O-2021 | O-2022 | O-2023 | O-2024 | O-2025 | O-2026 | O-2027 | O-2028 | O-2029 | O-2030 | O-2031 | O-2032 | O-2033 | O-2034 | O-2035 | NR-2011 | NR-2012 | NR-2013 | NR-2014 | NR-2015 | NR-2016 | NR-2017 | NR-2018 | NR-2019 | NR-2020 | NR-2021 | NR-2022 | NR-2023 | NR-2024 | NR-2025 | NR-2026 | NR-2027 | NR-2028 | NR-2029 | NR-2030 | NR-2031 | NR-2032 | NR-2033 | NR-2034 | NR-2035 | RDH-2011 | RDH-2012 | RDH-2013 | RDH-2014 | RDH-2015 | RDH-2016 | RDH-2017 | RDH-2018 | RDH-2019 | RDH-2020 | RDH-2021 | RDH-2022 | RDH-2023 | RDH-2024 | RDH-2025 | RDH-2026 | RDH-2027 | RDH-2028 | RDH-2029 | RDH-2030 | RDH-2031 | RDH-2032 | RDH-2033 | RDH-2034 | RDH-2035 | NRDH-2011 | NRDH-2012 | NRDH-2013 | NRDH-2014 | NRDH-2015 | NRDH-2016 | NRDH-2017 | NRDH-2018 | NRDH-2019 | NRDH-2020 | NRDH-2021 | NRDH-2022 | NRDH-2023 | NRDH-2024 | NRDH-2025 | NRDH-2026 | NRDH-2027 | NRDH-2028 | NRDH-2029 | NRDH-2030 | NRDH-2031 | NRDH-2032 | NRDH-2033 | NRDH-2034 | NRDH-2035
108 | 49 | 108,49 | 99760 | - | N | 0 | 9 | 0 | 9 | 0 | 0 | 0 | 0 | 0 | 0 | 0 | 0 | 834.495 | 834.495 | 1408.3846 | 0 | 0 | 1365.174 | 0 | 0 | 0.20621 | 8.7821 | 0.011694 | 0 | 0 | 9 | 0 | 0 | 0 | 0 | 0.19046 | 8.1112 | 8.3017 | 0.010801 | 0 | 0 | 0 | 0 | 0 | 0 | 7.6675 | 7.9783 | 8.3017 | 8.6382 | 8.9883 | 0 | 0 | 0 | 0 | 0 | 0 | 0 | 0 | 0 | 0 | 9.0257 | 9.0632 | 9.1008 | 9.041 | 8.9815 | 8.9529 | 8.9243 | 8.8958 | 8.8674 | 8.839 | 8.9044 | 8.9703 | 9.0367 | 9.1035 | 9.1708 | 9.2078 | 9.2448 | 9.2817 | 9.3187 | 9.3557 | 9.386 | 9.4163 | 9.4466 | 9.4769 | 9.5072 | 0 | 0 | 0 | 0 | 0 | 0 | 0 | 0 | 0 | 0 | 0 | 0 | 0 | 0 | 0 | 0 | 0 | 0 | 0 | 0 | 0 | 0 | 0 | 0 | 0 | 0 | 0 | 0 | 0 | 0 | 0 | 0 | 0 | 0 | 0 | 0 | 0 | 0 | 0 | 0 | 0 | 0 | 0 | 0 | 0 | 0 | 0 | 0 | 0 | 0 | 0.011743 | 0.011792 | 0.011841 | 0.011763 | 0.011686 | 0.011648 | 0.011611 | 0.011574 | 0.011537 | 0.0115 | 0.011585 | 0.011671 | 0.011757 | 0.011844 | 0.011932 | 0.01198 | 0.012028 | 0.012076 | 0.012124 | 0.012172 | 0.012212 | 0.012251 | 0.012291 | 0.01233 | 0.012369 | 0 | 0 | 0 | 0 | 0 | 0 | 0 | 0 | 0 | 0 | 0 | 0 | 0 | 0 | 0 | 0 | 0 | 0 | 0 | 0 | 0 | 0 | 0 | 0 | 0
133 | 49 | 133,49 | 99714 | - | N | 0 | 1 | 0 | 1 | 0 | 0 | 0 | 0 | 0 | 0 | 0 | 0 | 834.495 | 834.495 | 1408.3846 | 0 | 0 | 1365.174 | 0 | 0 | 0.022912 | 0.97579 | 0.0012994 | 0 | 0 | 1 | 0 | 0 | 0 | 0 | 0.021495 | 0.91542 | 0.93691 | 0.001219 | 0 | 0 | 0 | 0 | 0 | 0 | 0.87894 | 0.90747 | 0.93691 | 0.96731 | 0.9987 | 0 | 0 | 0 | 0 | 0 | 0 | 0 | 0 | 0 | 0 | 1.0029 | 1.007 | 1.0112 | 1.0046 | 0.99795 | 0.99476 | 0.99159 | 0.98842 | 0.98526 | 0.98212 | 0.98938 | 0.9967 | 1.0041 | 1.0115 | 1.019 | 1.0231 | 1.0272 | 1.0313 | 1.0354 | 1.0395 | 1.0429 | 1.0463 | 1.0496 | 1.053 | 1.0564 | 0 | 0 | 0 | 0 | 0 | 0 | 0 | 0 | 0 | 0 | 0 | 0 | 0 | 0 | 0 | 0 | 0 | 0 | 0 | 0 | 0 | 0 | 0 | 0 | 0 | 0 | 0 | 0 | 0 | 0 | 0 | 0 | 0 | 0 | 0 | 0 | 0 | 0 | 0 | 0 | 0 | 0 | 0 | 0 | 0 | 0 | 0 | 0 | 0 | 0 | 0.0013048 | 0.0013102 | 0.0013156 | 0.001307 | 0.0012984 | 0.0012943 | 0.0012901 | 0.001286 | 0.0012819 | 0.0012778 | 0.0012873 | 0.0012968 | 0.0013064 | 0.001316 | 0.0013258 | 0.0013311 | 0.0013365 | 0.0013418 | 0.0013471 | 0.0013525 | 0.0013569 | 0.0013612 | 0.0013656 | 0.00137 | 0.0013744 | 0 | 0 | 0 | 0 | 0 | 0 | 0 | 0 | 0 | 0 | 0 | 0 | 0 | 0 | 0 | 0 | 0 | 0 | 0 | 0 | 0 | 0 | 0 | 0 | 0
156 | 49 | 156,49 | 99714 | - | N | 0 | 2 | 0 | 2 | 0 | 0 | 0 | 0 | 0 | 0 | 0 | 0 | 834.495 | 834.495 | 1408.3846 | 0 | 0 | 1365.174 | 0 | 0 | 0.045825 | 1.9516 | 0.0025988 | 0 | 0 | 2 | 0 | 0 | 0 | 0 | 0.04299 | 1.8308 | 1.8738 | 0.002438 | 0 | 0 | 0 | 0 | 0 | 0 | 1.7579 | 1.8149 | 1.8738 | 1.9346 | 1.9974 | 0 | 0 | 0 | 0 | 0 | 0 | 0 | 0 | 0 | 0 | 2.0138 | 2.0304 | 2.047 | 2.0336 | 2.0202 | 2.0138 | 2.0073 | 2.0009 | 1.9945 | 1.9882 | 2.0029 | 2.0177 | 2.0326 | 2.0476 | 2.0628 | 2.0711 | 2.0794 | 2.0877 | 2.0961 | 2.1044 | 2.1112 | 2.118 | 2.1248 | 2.1316 | 2.1384 | 0 | 0 | 0 | 0 | 0 | 0 | 0 | 0 | 0 | 0 | 0 | 0 | 0 | 0 | 0 | 0 | 0 | 0 | 0 | 0 | 0 | 0 | 0 | 0 | 0 | 0 | 0 | 0 | 0 | 0 | 0 | 0 | 0 | 0 | 0 | 0 | 0 | 0 | 0 | 0 | 0 | 0 | 0 | 0 | 0 | 0 | 0 | 0 | 0 | 0 | 0.0026201 | 0.0026416 | 0.0026633 | 0.0026458 | 0.0026284 | 0.00262 | 0.0026117 | 0.0026033 | 0.002595 | 0.0025867 | 0.0026059 | 0.0026251 | 0.0026446 | 0.0026641 | 0.0026838 | 0.0026947 | 0.0027055 | 0.0027163 | 0.0027271 | 0.0027379 | 0.0027468 | 0.0027557 | 0.0027645 | 0.0027734 | 0.0027823 | 0 | 0 | 0 | 0 | 0 | 0 | 0 | 0 | 0 | 0 | 0 | 0 | 0 | 0 | 0 | 0 | 0 | 0 | 0 | 0 | 0 | 0 | 0 | 0 | 0
158 | 49 | 158,49 | 99714 | - | N | 0 | 2 | 0 | 2 | 0 | 2 | 2 | 0 | 0 | 0 | 2 | 0 | 1003 | 1003 | 0 | 0 | 0 | 1003 | 2006 | 0 | 0 | 2 | 0 | 0 | 0 | 2 | 0 | 0 | 0 | 0 | 0 | 1.8763 | 1.8763 | 0 | 0 | 0 | 0 | 0 | 0 | 0 | 1.7602 | 1.8173 | 1.8763 | 1.9371 | 2 | 0 | 0 | 0 | 0 | 0 | 0 | 0 | 0 | 0 | 0 | 2.0164 | 2.033 | 2.0497 | 2.0362 | 2.0228 | 2.0164 | 2.0099 | 2.0035 | 1.9971 | 1.9908 | 2.0055 | 2.0203 | 2.0353 | 2.0503 | 2.0655 | 2.0738 | 2.0821 | 2.0905 | 2.0988 | 2.1071 | 2.1139 | 2.1208 | 2.1276 | 2.1344 | 2.1412 | 0 | 0 | 0 | 0 | 0 | 0 | 0 | 0 | 0 | 0 | 0 | 0 | 0 | 0 | 0 | 0 | 0 | 0 | 0 | 0 | 0 | 0 | 0 | 0 | 0 | 0 | 0 | 0 | 0 | 0 | 0 | 0 | 0 | 0 | 0 | 0 | 0 | 0 | 0 | 0 | 0 | 0 | 0 | 0 | 0 | 0 | 0 | 0 | 0 | 0 | 0 | 0 | 0 | 0 | 0 | 0 | 0 | 0 | 0 | 0 | 0 | 0 | 0 | 0 | 0 | 0 | 0 | 0 | 0 | 0 | 0 | 0 | 0 | 0 | 0 | 0 | 0 | 0 | 0 | 0 | 0 | 0 | 0 | 0 | 0 | 0 | 0 | 0 | 0 | 0 | 0 | 0 | 0 | 0 | 0 | 0 | 0 | 0 | 0 | 0
148 | 50 | 148,50 | 99714 | - | N | 12 | 46 | 8 | 38 | 0 | 1 | 1 | 0 | 0 | 0 | 1 | 0 | 448 | 448 | 0 | 0 | 0 | 448 | 448 | 0 | 0 | 46 | 0 | 0 | 0 | 46 | 0 | 8 | 8 | 0 | 0 | 43.154 | 43.154 | 0 | 0 | 7.6511 | 7.6511 | 0 | 0 | 0 | 40.484 | 41.7977 | 43.154 | 44.5543 | 46 | 7.3174 | 7.4824 | 7.6511 | 7.8236 | 8 | 0 | 0 | 0 | 0 | 0 | 46.378 | 46.7591 | 47.1433 | 46.8334 | 46.5255 | 46.3769 | 46.2288 | 46.0812 | 45.934 | 45.7873 | 46.126 | 46.4672 | 46.8109 | 47.1572 | 47.506 | 47.6975 | 47.889 | 48.0805 | 48.272 | 48.4635 | 48.6204 | 48.7774 | 48.9343 | 49.0913 | 49.2483 | 8.0657 | 8.132 | 8.1988 | 8.1449 | 8.0914 | 8.0655 | 8.0398 | 8.0141 | 7.9885 | 7.963 | 8.0219 | 8.0813 | 8.141 | 8.2013 | 8.2619 | 8.2952 | 8.3285 | 8.3618 | 8.3951 | 8.4284 | 8.4557 | 8.483 | 8.5103 | 8.5376 | 8.5649 | 0 | 0 | 0 | 0 | 0 | 0 | 0 | 0 | 0 | 0 | 0 | 0 | 0 | 0 | 0 | 0 | 0 | 0 | 0 | 0 | 0 | 0 | 0 | 0 | 0 | 0 | 0 | 0 | 0 | 0 | 0 | 0 | 0 | 0 | 0 | 0 | 0 | 0 | 0 | 0 | 0 | 0 | 0 | 0 | 0 | 0 | 0 | 0 | 0 | 0 | 0 | 0 | 0 | 0 | 0 | 0 | 0 | 0 | 0 | 0 | 0 | 0 | 0 | 0 | 0 | 0 | 0 | 0 | 0 | 0 | 0 | 0 | 0 | 0 | 0
143 | 52 | 143,52 | 99714 | - | N | 1 | 1 | 1 | 0 | 0 | 5 | 5 | 0 | 0 | 0 | 5 | 0 | 1572.4 | 1572.4 | 0 | 0 | 0 | 1572.4 | 7862 | 0 | 0 | 1 | 0 | 0 | 0 | 1 | 0 | 1 | 1 | 0 | 0 | 0.93813 | 0.93813 | 0 | 0 | 0.95639 | 0.95639 | 0 | 0 | 0 | 0.88009 | 0.90865 | 0.93813 | 0.96857 | 1 | 0.91468 | 0.9353 | 0.95639 | 0.97795 | 1 | 0 | 0 | 0 | 0 | 0 | 1.0082 | 1.0165 | 1.0249 | 1.0181 | 1.0114 | 1.0082 | 1.005 | 1.0018 | 0.99857 | 0.99538 | 1.0027 | 1.0102 | 1.0176 | 1.0252 | 1.0327 | 1.0369 | 1.0411 | 1.0452 | 1.0494 | 1.0536 | 1.057 | 1.0604 | 1.0638 | 1.0672 | 1.0706 | 1.0082 | 1.0165 | 1.0249 | 1.0181 | 1.0114 | 1.0082 | 1.005 | 1.0018 | 0.99857 | 0.99538 | 1.0027 | 1.0102 | 1.0176 | 1.0252 | 1.0327 | 1.0369 | 1.0411 | 1.0452 | 1.0494 | 1.0536 | 1.057 | 1.0604 | 1.0638 | 1.0672 | 1.0706 | 0 | 0 | 0 | 0 | 0 | 0 | 0 | 0 | 0 | 0 | 0 | 0 | 0 | 0 | 0 | 0 | 0 | 0 | 0 | 0 | 0 | 0 | 0 | 0 | 0 | 0 | 0 | 0 | 0 | 0 | 0 | 0 | 0 | 0 | 0 | 0 | 0 | 0 | 0 | 0 | 0 | 0 | 0 | 0 | 0 | 0 | 0 | 0 | 0 | 0 | 0 | 0 | 0 | 0 | 0 | 0 | 0 | 0 | 0 | 0 | 0 | 0 | 0 | 0 | 0 | 0 | 0 | 0 | 0 | 0 | 0 | 0 | 0 | 0 | 0
138 | 54 | 138,54 | 99714 | - | N | 0 | 3 | 0 | 3 | 0 | 0 | 0 | 0 | 0 | 0 | 0 | 0 | 834.495 | 834.495 | 1408.3846 | 0 | 0 | 1365.174 | 0 | 0 | 0.068737 | 2.9274 | 0.0038981 | 0 | 0 | 3 | 0 | 0 | 0 | 0 | 0.064484 | 2.7462 | 2.8107 | 0.003657 | 0 | 0 | 0 | 0 | 0 | 0 | 2.6368 | 2.7224 | 2.8107 | 2.9019 | 2.9961 | 0 | 0 | 0 | 0 | 0 | 0 | 0 | 0 | 0 | 0 | 3.0086 | 3.0211 | 3.0336 | 3.0137 | 2.9938 | 2.9843 | 2.9748 | 2.9653 | 2.9558 | 2.9463 | 2.9681 | 2.9901 | 3.0122 | 3.0345 | 3.0569 | 3.0693 | 3.0816 | 3.0939 | 3.1062 | 3.1186 | 3.1287 | 3.1388 | 3.1489 | 3.159 | 3.1691 | 0 | 0 | 0 | 0 | 0 | 0 | 0 | 0 | 0 | 0 | 0 | 0 | 0 | 0 | 0 | 0 | 0 | 0 | 0 | 0 | 0 | 0 | 0 | 0 | 0 | 0 | 0 | 0 | 0 | 0 | 0 | 0 | 0 | 0 | 0 | 0 | 0 | 0 | 0 | 0 | 0 | 0 | 0 | 0 | 0 | 0 | 0 | 0 | 0 | 0 | 0.0039143 | 0.0039306 | 0.0039469 | 0.003921 | 0.0038952 | 0.0038828 | 0.0038704 | 0.003858 | 0.0038457 | 0.0038334 | 0.0038618 | 0.0038903 | 0.0039191 | 0.0039481 | 0.0039773 | 0.0039933 | 0.0040094 | 0.0040254 | 0.0040414 | 0.0040574 | 0.0040706 | 0.0040837 | 0.0040969 | 0.00411 | 0.0041232 | 0 | 0 | 0 | 0 | 0 | 0 | 0 | 0 | 0 | 0 | 0 | 0 | 0 | 0 | 0 | 0 | 0 | 0 | 0 | 0 | 0 | 0 | 0 | 0 | 0
139 | 56 | 139,56 | 99714 | - | N | 7 | 2 | 1 | 1 | 0 | 2 | 2 | 0 | 0 | 0 | 2 | 0 | 964 | 964 | 0 | 0 | 0 | 964 | 1928 | 0 | 0 | 2 | 0 | 0 | 0 | 2 | 0 | 1 | 1 | 0 | 0 | 1.8763 | 1.8763 | 0 | 0 | 0.95639 | 0.95639 | 0 | 0 | 0 | 1.7602 | 1.8173 | 1.8763 | 1.9371 | 2 | 0.91468 | 0.9353 | 0.95639 | 0.97795 | 1 | 0 | 0 | 0 | 0 | 0 | 2.0164 | 2.033 | 2.0497 | 2.0362 | 2.0228 | 2.0164 | 2.0099 | 2.0035 | 1.9971 | 1.9908 | 2.0055 | 2.0203 | 2.0353 | 2.0503 | 2.0655 | 2.0738 | 2.0821 | 2.0905 | 2.0988 | 2.1071 | 2.1139 | 2.1208 | 2.1276 | 2.1344 | 2.1412 | 1.0082 | 1.0165 | 1.0249 | 1.0181 | 1.0114 | 1.0082 | 1.005 | 1.0018 | 0.99857 | 0.99538 | 1.0027 | 1.0102 | 1.0176 | 1.0252 | 1.0327 | 1.0369 | 1.0411 | 1.0452 | 1.0494 | 1.0536 | 1.057 | 1.0604 | 1.0638 | 1.0672 | 1.0706 | 0 | 0 | 0 | 0 | 0 | 0 | 0 | 0 | 0 | 0 | 0 | 0 | 0 | 0 | 0 | 0 | 0 | 0 | 0 | 0 | 0 | 0 | 0 | 0 | 0 | 0 | 0 | 0 | 0 | 0 | 0 | 0 | 0 | 0 | 0 | 0 | 0 | 0 | 0 | 0 | 0 | 0 | 0 | 0 | 0 | 0 | 0 | 0 | 0 | 0 | 0 | 0 | 0 | 0 | 0 | 0 | 0 | 0 | 0 | 0 | 0 | 0 | 0 | 0 | 0 | 0 | 0 | 0 | 0 | 0 | 0 | 0 | 0 | 0 | 0
137 | 57 | 137,57 | 99714 | - | N | 0 | 2 | 0 | 2 | 0 | 0 | 0 | 0 | 0 | 0 | 0 | 0 | 834.495 | 834.495 | 1408.3846 | 0 | 0 | 1365.174 | 0 | 0 | 0.045825 | 1.9516 | 0.0025988 | 0 | 0 | 2 | 0 | 0 | 0 | 0 | 0.04299 | 1.8308 | 1.8738 | 0.002438 | 0 | 0 | 0 | 0 | 0 | 0 | 1.7579 | 1.8149 | 1.8738 | 1.9346 | 1.9974 | 0 | 0 | 0 | 0 | 0 | 0 | 0 | 0 | 0 | 0 | 2.0138 | 2.0304 | 2.047 | 2.0336 | 2.0202 | 2.0138 | 2.0073 | 2.0009 | 1.9945 | 1.9882 | 2.0029 | 2.0177 | 2.0326 | 2.0476 | 2.0628 | 2.0711 | 2.0794 | 2.0877 | 2.0961 | 2.1044 | 2.1112 | 2.118 | 2.1248 | 2.1316 | 2.1384 | 0 | 0 | 0 | 0 | 0 | 0 | 0 | 0 | 0 | 0 | 0 | 0 | 0 | 0 | 0 | 0 | 0 | 0 | 0 | 0 | 0 | 0 | 0 | 0 | 0 | 0 | 0 | 0 | 0 | 0 | 0 | 0 | 0 | 0 | 0 | 0 | 0 | 0 | 0 | 0 | 0 | 0 | 0 | 0 | 0 | 0 | 0 | 0 | 0 | 0 | 0.0026201 | 0.0026416 | 0.0026633 | 0.0026458 | 0.0026284 | 0.00262 | 0.0026117 | 0.0026033 | 0.002595 | 0.0025867 | 0.0026059 | 0.0026251 | 0.0026446 | 0.0026641 | 0.0026838 | 0.0026947 | 0.0027055 | 0.0027163 | 0.0027271 | 0.0027379 | 0.0027468 | 0.0027557 | 0.0027645 | 0.0027734 | 0.0027823 | 0 | 0 | 0 | 0 | 0 | 0 | 0 | 0 | 0 | 0 | 0 | 0 | 0 | 0 | 0 | 0 | 0 | 0 | 0 | 0 | 0 | 0 | 0 | 0 | 0
151 | 57 | 151,57 | 99714 | - | N | 148 | 459 | 63 | 396 | 0 | 0 | 0 | 0 | 0 | 0 | 0 | 0 | 834.495 | 834.495 | 1408.3846 | 0 | 0 | 1365.174 | 0 | 0 | 10.5168 | 447.8868 | 0.59641 | 0 | 0 | 459 | 1.4435 | 61.4747 | 62.9181 | 0.081861 | 9.8661 | 420.1761 | 430.0422 | 0.55951 | 1.3805 | 58.7937 | 60.1742 | 0.078291 | 0 | 0 | 403.4355 | 416.5264 | 430.0422 | 443.9965 | 458.4036 | 57.55 | 58.8475 | 60.1742 | 61.5309 | 62.9181 | 0 | 0 | 0 | 0 | 0 | 462.1704 | 465.9681 | 469.7971 | 466.7084 | 463.64 | 462.1594 | 460.6836 | 459.2125 | 457.7461 | 456.2844 | 459.6595 | 463.0596 | 466.4848 | 469.9354 | 473.4115 | 475.3197 | 477.2279 | 479.1362 | 481.0444 | 482.9526 | 484.5168 | 486.081 | 487.6452 | 489.2094 | 490.7736 | 63.4352 | 63.9564 | 64.482 | 64.058 | 63.6369 | 63.4336 | 63.2311 | 63.0292 | 62.8279 | 62.6273 | 63.0905 | 63.5572 | 64.0273 | 64.5009 | 64.978 | 65.24 | 65.5019 | 65.7638 | 66.0257 | 66.2876 | 66.5023 | 66.717 | 66.9317 | 67.1464 | 67.3611 | 0 | 0 | 0 | 0 | 0 | 0 | 0 | 0 | 0 | 0 | 0 | 0 | 0 | 0 | 0 | 0 | 0 | 0 | 0 | 0 | 0 | 0 | 0 | 0 | 0 | 0.60131 | 0.60626 | 0.61124 | 0.60722 | 0.60323 | 0.6013 | 0.59938 | 0.59747 | 0.59556 | 0.59366 | 0.59805 | 0.60247 | 0.60693 | 0.61142 | 0.61594 | 0.61842 | 0.62091 | 0.62339 | 0.62587 | 0.62835 | 0.63039 | 0.63242 | 0.63446 | 0.63649 | 0.63853 | 0 | 0 | 0 | 0 | 0 | 0 | 0 | 0 | 0 | 0 | 0 | 0 | 0 | 0 | 0 | 0 | 0 | 0 | 0 | 0 | 0 | 0 | 0 | 0 | 0
139 | 58 | 139,58 | 99714 | - | N | 6 | 21 | 5 | 16 | 0 | 2 | 2 | 0 | 0 | 0 | 2 | 0 | 715 | 715 | 0 | 0 | 0 | 715 | 1430 | 0 | 0 | 21 | 0 | 0 | 0 | 21 | 0 | 5 | 5 | 0 | 0 | 19.7007 | 19.7007 | 0 | 0 | 4.7819 | 4.7819 | 0 | 0 | 0 | 18.4818 | 19.0816 | 19.7007 | 20.34 | 21 | 4.5734 | 4.6765 | 4.7819 | 4.8898 | 5 | 0 | 0 | 0 | 0 | 0 | 21.1726 | 21.3465 | 21.522 | 21.3805 | 21.2399 | 21.1721 | 21.1045 | 21.0371 | 20.9699 | 20.9029 | 21.0575 | 21.2133 | 21.3702 | 21.5283 | 21.6875 | 21.7749 | 21.8624 | 21.9498 | 22.0372 | 22.1246 | 22.1963 | 22.2679 | 22.3396 | 22.4113 | 22.4829 | 5.0411 | 5.0825 | 5.1243 | 5.0906 | 5.0571 | 5.041 | 5.0249 | 5.0088 | 4.9928 | 4.9769 | 5.0137 | 5.0508 | 5.0881 | 5.1258 | 5.1637 | 5.1845 | 5.2053 | 5.2261 | 5.247 | 5.2678 | 5.2848 | 5.3019 | 5.319 | 5.336 | 5.3531 | 0 | 0 | 0 | 0 | 0 | 0 | 0 | 0 | 0 | 0 | 0 | 0 | 0 | 0 | 0 | 0 | 0 | 0 | 0 | 0 | 0 | 0 | 0 | 0 | 0 | 0 | 0 | 0 | 0 | 0 | 0 | 0 | 0 | 0 | 0 | 0 | 0 | 0 | 0 | 0 | 0 | 0 | 0 | 0 | 0 | 0 | 0 | 0 | 0 | 0 | 0 | 0 | 0 | 0 | 0 | 0 | 0 | 0 | 0 | 0 | 0 | 0 | 0 | 0 | 0 | 0 | 0 | 0 | 0 | 0 | 0 | 0 | 0 | 0 | 0
141 | 58 | 141,58 | 99714 | - | N | 0 | 7 | 0 | 7 | 0 | 0 | 0 | 0 | 0 | 0 | 0 | 0 | 834.495 | 834.495 | 1408.3846 | 0 | 0 | 1365.174 | 0 | 0 | 0.16039 | 6.8305 | 0.0090956 | 0 | 0 | 7 | 0 | 0 | 0 | 0 | 0.15046 | 6.4079 | 6.5584 | 0.0085329 | 0 | 0 | 0 | 0 | 0 | 0 | 6.1526 | 6.3523 | 6.5584 | 6.7712 | 6.9909 | 0 | 0 | 0 | 0 | 0 | 0 | 0 | 0 | 0 | 0 | 7.0484 | 7.1063 | 7.1647 | 7.1176 | 7.0708 | 7.0482 | 7.0257 | 7.0032 | 6.9809 | 6.9586 | 7.0101 | 7.0619 | 7.1141 | 7.1668 | 7.2198 | 7.2489 | 7.278 | 7.3071 | 7.3362 | 7.3653 | 7.3891 | 7.413 | 7.4369 | 7.4607 | 7.4846 | 0 | 0 | 0 | 0 | 0 | 0 | 0 | 0 | 0 | 0 | 0 | 0 | 0 | 0 | 0 | 0 | 0 | 0 | 0 | 0 | 0 | 0 | 0 | 0 | 0 | 0 | 0 | 0 | 0 | 0 | 0 | 0 | 0 | 0 | 0 | 0 | 0 | 0 | 0 | 0 | 0 | 0 | 0 | 0 | 0 | 0 | 0 | 0 | 0 | 0 | 0.0091704 | 0.0092457 | 0.0093217 | 0.0092604 | 0.0091995 | 0.0091702 | 0.0091409 | 0.0091117 | 0.0090826 | 0.0090536 | 0.0091206 | 0.009188 | 0.009256 | 0.0093244 | 0.0093934 | 0.0094313 | 0.0094691 | 0.009507 | 0.0095449 | 0.0095827 | 0.0096138 | 0.0096448 | 0.0096758 | 0.0097069 | 0.0097379 | 0 | 0 | 0 | 0 | 0 | 0 | 0 | 0 | 0 | 0 | 0 | 0 | 0 | 0 | 0 | 0 | 0 | 0 | 0 | 0 | 0 | 0 | 0 | 0 | 0
137 | 59 | 137,59 | 99714 | - | N | 119 | 78 | 47 | 31 | 0 | 8 | 8 | 2 | 0 | 0 | 10 | 0 | 1873.5 | 1873.5 | 825 | 0 | 0 | 1663.8 | 14988 | 1650 | 0 | 78 | 0 | 2 | 0 | 80 | 0 | 47 | 47 | 0 | 0 | 73.1741 | 73.1741 | 0 | 0 | 44.9503 | 44.9503 | 0 | 1.9328 | 0 | 68.6469 | 70.8744 | 73.1741 | 75.5485 | 78 | 42.99 | 43.9592 | 44.9503 | 45.9637 | 47 | 1.8678 | 1.9 | 1.9328 | 1.9661 | 2 | 78.6409 | 79.2872 | 79.9387 | 79.4131 | 78.891 | 78.6391 | 78.388 | 78.1376 | 77.8881 | 77.6394 | 78.2137 | 78.7922 | 79.3751 | 79.9622 | 80.5537 | 80.8784 | 81.2031 | 81.5278 | 81.8525 | 82.1772 | 82.4433 | 82.7095 | 82.9756 | 83.2418 | 83.5079 | 47.3862 | 47.7756 | 48.1682 | 47.8515 | 47.5369 | 47.3851 | 47.2338 | 47.0829 | 46.9326 | 46.7827 | 47.1288 | 47.4774 | 47.8286 | 48.1824 | 48.5388 | 48.7344 | 48.9301 | 49.1257 | 49.3214 | 49.517 | 49.6774 | 49.8378 | 49.9981 | 50.1585 | 50.3189 | 2.0164 | 2.033 | 2.0497 | 2.0362 | 2.0228 | 2.0164 | 2.0099 | 2.0035 | 1.9971 | 1.9908 | 2.0055 | 2.0203 | 2.0353 | 2.0503 | 2.0655 | 2.0738 | 2.0821 | 2.0905 | 2.0988 | 2.1071 | 2.1139 | 2.1208 | 2.1276 | 2.1344 | 2.1412 | 0 | 0 | 0 | 0 | 0 | 0 | 0 | 0 | 0 | 0 | 0 | 0 | 0 | 0 | 0 | 0 | 0 | 0 | 0 | 0 | 0 | 0 | 0 | 0 | 0 | 0 | 0 | 0 | 0 | 0 | 0 | 0 | 0 | 0 | 0 | 0 | 0 | 0 | 0 | 0 | 0 | 0 | 0 | 0 | 0 | 0 | 0 | 0 | 0 | 0
139 | 59 | 139,59 | 99714 | - | N | 1 | 5 | 1 | 4 | 0 | 64 | 64 | 0 | 0 | 0 | 64 | 0 | 1384.6562 | 1384.6562 | 0 | 0 | 0 | 1384.6562 | 88618 | 0 | 0 | 5 | 0 | 0 | 0 | 5 | 0 | 1 | 1 | 0 | 0 | 4.6907 | 4.6907 | 0 | 0 | 0.95639 | 0.95639 | 0 | 0 | 0 | 4.4004 | 4.5432 | 4.6907 | 4.8429 | 5 | 0.91468 | 0.9353 | 0.95639 | 0.97795 | 1 | 0 | 0 | 0 | 0 | 0 | 5.0411 | 5.0825 | 5.1243 | 5.0906 | 5.0571 | 5.041 | 5.0249 | 5.0088 | 4.9928 | 4.9769 | 5.0137 | 5.0508 | 5.0881 | 5.1258 | 5.1637 | 5.1845 | 5.2053 | 5.2261 | 5.247 | 5.2678 | 5.2848 | 5.3019 | 5.319 | 5.336 | 5.3531 | 1.0082 | 1.0165 | 1.0249 | 1.0181 | 1.0114 | 1.0082 | 1.005 | 1.0018 | 0.99857 | 0.99538 | 1.0027 | 1.0102 | 1.0176 | 1.0252 | 1.0327 | 1.0369 | 1.0411 | 1.0452 | 1.0494 | 1.0536 | 1.057 | 1.0604 | 1.0638 | 1.0672 | 1.0706 | 0 | 0 | 0 | 0 | 0 | 0 | 0 | 0 | 0 | 0 | 0 | 0 | 0 | 0 | 0 | 0 | 0 | 0 | 0 | 0 | 0 | 0 | 0 | 0 | 0 | 0 | 0 | 0 | 0 | 0 | 0 | 0 | 0 | 0 | 0 | 0 | 0 | 0 | 0 | 0 | 0 | 0 | 0 | 0 | 0 | 0 | 0 | 0 | 0 | 0 | 0 | 0 | 0 | 0 | 0 | 0 | 0 | 0 | 0 | 0 | 0 | 0 | 0 | 0 | 0 | 0 | 0 | 0 | 0 | 0 | 0 | 0 | 0 | 0 | 0
141 | 59 | 141,59 | 99714 | - | N | 0 | 20 | 0 | 20 | 0 | 40 | 40 | 0 | 0 | 0 | 40 | 0 | 1013.675 | 1013.675 | 0 | 0 | 0 | 1013.675 | 40547 | 0 | 0 | 20 | 0 | 0 | 0 | 20 | 0 | 0 | 0 | 0 | 0 | 18.7626 | 18.7626 | 0 | 0 | 0 | 0 | 0 | 0 | 0 | 17.6018 | 18.1729 | 18.7626 | 19.3714 | 20 | 0 | 0 | 0 | 0 | 0 | 0 | 0 | 0 | 0 | 0 | 20.1643 | 20.33 | 20.4971 | 20.3623 | 20.2285 | 20.1639 | 20.0995 | 20.0353 | 19.9713 | 19.9075 | 20.0548 | 20.2031 | 20.3526 | 20.5031 | 20.6548 | 20.738 | 20.8213 | 20.9046 | 20.9878 | 21.0711 | 21.1393 | 21.2076 | 21.2758 | 21.344 | 21.4123 | 0 | 0 | 0 | 0 | 0 | 0 | 0 | 0 | 0 | 0 | 0 | 0 | 0 | 0 | 0 | 0 | 0 | 0 | 0 | 0 | 0 | 0 | 0 | 0 | 0 | 0 | 0 | 0 | 0 | 0 | 0 | 0 | 0 | 0 | 0 | 0 | 0 | 0 | 0 | 0 | 0 | 0 | 0 | 0 | 0 | 0 | 0 | 0 | 0 | 0 | 0 | 0 | 0 | 0 | 0 | 0 | 0 | 0 | 0 | 0 | 0 | 0 | 0 | 0 | 0 | 0 | 0 | 0 | 0 | 0 | 0 | 0 | 0 | 0 | 0 | 0 | 0 | 0 | 0 | 0 | 0 | 0 | 0 | 0 | 0 | 0 | 0 | 0 | 0 | 0 | 0 | 0 | 0 | 0 | 0 | 0 | 0 | 0 | 0 | 0
142 | 59 | 142,59 | 99714 | - | N | 0 | 8 | 0 | 8 | 0 | 27 | 27 | 0 | 0 | 0 | 27 | 0 | 745.5185 | 745.5185 | 0 | 0 | 0 | 745.5185 | 20129 | 0 | 0 | 8 | 0 | 0 | 0 | 8 | 0 | 0 | 0 | 0 | 0 | 7.505 | 7.505 | 0 | 0 | 0 | 0 | 0 | 0 | 0 | 7.0407 | 7.2692 | 7.505 | 7.7486 | 8 | 0 | 0 | 0 | 0 | 0 | 0 | 0 | 0 | 0 | 0 | 8.0657 | 8.132 | 8.1988 | 8.1449 | 8.0914 | 8.0655 | 8.0398 | 8.0141 | 7.9885 | 7.963 | 8.0219 | 8.0813 | 8.141 | 8.2013 | 8.2619 | 8.2952 | 8.3285 | 8.3618 | 8.3951 | 8.4284 | 8.4557 | 8.483 | 8.5103 | 8.5376 | 8.5649 | 0 | 0 | 0 | 0 | 0 | 0 | 0 | 0 | 0 | 0 | 0 | 0 | 0 | 0 | 0 | 0 | 0 | 0 | 0 | 0 | 0 | 0 | 0 | 0 | 0 | 0 | 0 | 0 | 0 | 0 | 0 | 0 | 0 | 0 | 0 | 0 | 0 | 0 | 0 | 0 | 0 | 0 | 0 | 0 | 0 | 0 | 0 | 0 | 0 | 0 | 0 | 0 | 0 | 0 | 0 | 0 | 0 | 0 | 0 | 0 | 0 | 0 | 0 | 0 | 0 | 0 | 0 | 0 | 0 | 0 | 0 | 0 | 0 | 0 | 0 | 0 | 0 | 0 | 0 | 0 | 0 | 0 | 0 | 0 | 0 | 0 | 0 | 0 | 0 | 0 | 0 | 0 | 0 | 0 | 0 | 0 | 0 | 0 | 0 | 0
136 | 61 | 136,61 | 99714 | - | N | 2 | 2 | 1 | 1 | 0 | 0 | 0 | 0 | 0 | 0 | 0 | 0 | 834.495 | 834.495 | 1408.3846 | 0 | 0 | 1365.174 | 0 | 0 | 0.045825 | 1.9516 | 0.0025988 | 0 | 0 | 2 | 0.022912 | 0.97579 | 0.9987 | 0.0012994 | 0.04299 | 1.8308 | 1.8738 | 0.002438 | 0.021913 | 0.93323 | 0.95515 | 0.0012427 | 0 | 0 | 1.7579 | 1.8149 | 1.8738 | 1.9346 | 1.9974 | 0.91349 | 0.93409 | 0.95515 | 0.97668 | 0.9987 | 0 | 0 | 0 | 0 | 0 | 2.0138 | 2.0304 | 2.047 | 2.0336 | 2.0202 | 2.0138 | 2.0073 | 2.0009 | 1.9945 | 1.9882 | 2.0029 | 2.0177 | 2.0326 | 2.0476 | 2.0628 | 2.0711 | 2.0794 | 2.0877 | 2.0961 | 2.1044 | 2.1112 | 2.118 | 2.1248 | 2.1316 | 2.1384 | 1.0069 | 1.0152 | 1.0235 | 1.0168 | 1.0101 | 1.0069 | 1.0037 | 1.0005 | 0.99727 | 0.99408 | 1.0014 | 1.0088 | 1.0163 | 1.0238 | 1.0314 | 1.0356 | 1.0397 | 1.0439 | 1.048 | 1.0522 | 1.0556 | 1.059 | 1.0624 | 1.0658 | 1.0692 | 0 | 0 | 0 | 0 | 0 | 0 | 0 | 0 | 0 | 0 | 0 | 0 | 0 | 0 | 0 | 0 | 0 | 0 | 0 | 0 | 0 | 0 | 0 | 0 | 0 | 0.0026201 | 0.0026416 | 0.0026633 | 0.0026458 | 0.0026284 | 0.00262 | 0.0026117 | 0.0026033 | 0.002595 | 0.0025867 | 0.0026059 | 0.0026251 | 0.0026446 | 0.0026641 | 0.0026838 | 0.0026947 | 0.0027055 | 0.0027163 | 0.0027271 | 0.0027379 | 0.0027468 | 0.0027557 | 0.0027645 | 0.0027734 | 0.0027823 | 0 | 0 | 0 | 0 | 0 | 0 | 0 | 0 | 0 | 0 | 0 | 0 | 0 | 0 | 0 | 0 | 0 | 0 | 0 | 0 | 0 | 0 | 0 | 0 | 0
135 | 62 | 135,62 | 99714 | - | N | 0 | 2 | 0 | 2 | 0 | 0 | 0 | 0 | 0 | 0 | 0 | 0 | 834.495 | 834.495 | 1408.3846 | 0 | 0 | 1365.174 | 0 | 0 | 0.045825 | 1.9516 | 0.0025988 | 0 | 0 | 2 | 0 | 0 | 0 | 0 | 0.04299 | 1.8308 | 1.8738 | 0.002438 | 0 | 0 | 0 | 0 | 0 | 0 | 1.7579 | 1.8149 | 1.8738 | 1.9346 | 1.9974 | 0 | 0 | 0 | 0 | 0 | 0 | 0 | 0 | 0 | 0 | 2.0138 | 2.0304 | 2.047 | 2.0336 | 2.0202 | 2.0138 | 2.0073 | 2.0009 | 1.9945 | 1.9882 | 2.0029 | 2.0177 | 2.0326 | 2.0476 | 2.0628 | 2.0711 | 2.0794 | 2.0877 | 2.0961 | 2.1044 | 2.1112 | 2.118 | 2.1248 | 2.1316 | 2.1384 | 0 | 0 | 0 | 0 | 0 | 0 | 0 | 0 | 0 | 0 | 0 | 0 | 0 | 0 | 0 | 0 | 0 | 0 | 0 | 0 | 0 | 0 | 0 | 0 | 0 | 0 | 0 | 0 | 0 | 0 | 0 | 0 | 0 | 0 | 0 | 0 | 0 | 0 | 0 | 0 | 0 | 0 | 0 | 0 | 0 | 0 | 0 | 0 | 0 | 0 | 0.0026201 | 0.0026416 | 0.0026633 | 0.0026458 | 0.0026284 | 0.00262 | 0.0026117 | 0.0026033 | 0.002595 | 0.0025867 | 0.0026059 | 0.0026251 | 0.0026446 | 0.0026641 | 0.0026838 | 0.0026947 | 0.0027055 | 0.0027163 | 0.0027271 | 0.0027379 | 0.0027468 | 0.0027557 | 0.0027645 | 0.0027734 | 0.0027823 | 0 | 0 | 0 | 0 | 0 | 0 | 0 | 0 | 0 | 0 | 0 | 0 | 0 | 0 | 0 | 0 | 0 | 0 | 0 | 0 | 0 | 0 | 0 | 0 | 0
137 | 62 | 137,62 | 99714 | - | N | 41 | 32 | 20 | 12 | 0 | 7 | 7 | 0 | 0 | 0 | 7 | 0 | 1724.1429 | 1724.1429 | 0 | 0 | 0 | 1724.1429 | 12069 | 0 | 0 | 32 | 0 | 0 | 0 | 32 | 0 | 20 | 20 | 0 | 0 | 30.0202 | 30.0202 | 0 | 0 | 19.1278 | 19.1278 | 0 | 0 | 0 | 28.1628 | 29.0767 | 30.0202 | 30.9943 | 32 | 18.2936 | 18.706 | 19.1278 | 19.559 | 20 | 0 | 0 | 0 | 0 | 0 | 32.263 | 32.5281 | 32.7954 | 32.5797 | 32.3655 | 32.2622 | 32.1592 | 32.0565 | 31.9541 | 31.8521 | 32.0877 | 32.325 | 32.5641 | 32.805 | 33.0477 | 33.1809 | 33.3141 | 33.4473 | 33.5805 | 33.7137 | 33.8229 | 33.9321 | 34.0413 | 34.1505 | 34.2597 | 20.1643 | 20.33 | 20.4971 | 20.3623 | 20.2285 | 20.1639 | 20.0995 | 20.0353 | 19.9713 | 19.9075 | 20.0548 | 20.2031 | 20.3526 | 20.5031 | 20.6548 | 20.738 | 20.8213 | 20.9046 | 20.9878 | 21.0711 | 21.1393 | 21.2076 | 21.2758 | 21.344 | 21.4123 | 0 | 0 | 0 | 0 | 0 | 0 | 0 | 0 | 0 | 0 | 0 | 0 | 0 | 0 | 0 | 0 | 0 | 0 | 0 | 0 | 0 | 0 | 0 | 0 | 0 | 0 | 0 | 0 | 0 | 0 | 0 | 0 | 0 | 0 | 0 | 0 | 0 | 0 | 0 | 0 | 0 | 0 | 0 | 0 | 0 | 0 | 0 | 0 | 0 | 0 | 0 | 0 | 0 | 0 | 0 | 0 | 0 | 0 | 0 | 0 | 0 | 0 | 0 | 0 | 0 | 0 | 0 | 0 | 0 | 0 | 0 | 0 | 0 | 0 | 0
138 | 62 | 138,62 | 99714 | - | N | 30 | 12 | 12 | 0 | 0 | 21 | 21 | 1 | 0 | 0 | 22 | 0 | 1653.0476 | 1653.0476 | 7420 | 0 | 0 | 1915.1818 | 34714 | 7420 | 0 | 12 | 0 | 1 | 0 | 13 | 0 | 12 | 12 | 0 | 0 | 11.2576 | 11.2576 | 0 | 0 | 11.4767 | 11.4767 | 0 | 0.96638 | 0 | 10.5611 | 10.9037 | 11.2576 | 11.6229 | 12 | 10.9762 | 11.2236 | 11.4767 | 11.7354 | 12 | 0.9339 | 0.95 | 0.96638 | 0.98305 | 1 | 12.1363 | 12.2742 | 12.4136 | 12.332 | 12.2509 | 12.2118 | 12.1728 | 12.134 | 12.0952 | 12.0566 | 12.1458 | 12.2356 | 12.3261 | 12.4173 | 12.5091 | 12.5596 | 12.61 | 12.6604 | 12.7108 | 12.7612 | 12.8026 | 12.8439 | 12.8852 | 12.9266 | 12.9679 | 12.1363 | 12.2742 | 12.4136 | 12.332 | 12.2509 | 12.2118 | 12.1728 | 12.134 | 12.0952 | 12.0566 | 12.1458 | 12.2356 | 12.3261 | 12.4173 | 12.5091 | 12.5596 | 12.61 | 12.6604 | 12.7108 | 12.7612 | 12.8026 | 12.8439 | 12.8852 | 12.9266 | 12.9679 | 1.0114 | 1.0228 | 1.0345 | 1.0277 | 1.0209 | 1.0177 | 1.0144 | 1.0112 | 1.0079 | 1.0047 | 1.0121 | 1.0196 | 1.0272 | 1.0348 | 1.0424 | 1.0466 | 1.0508 | 1.055 | 1.0592 | 1.0634 | 1.0669 | 1.0703 | 1.0738 | 1.0772 | 1.0807 | 0 | 0 | 0 | 0 | 0 | 0 | 0 | 0 | 0 | 0 | 0 | 0 | 0 | 0 | 0 | 0 | 0 | 0 | 0 | 0 | 0 | 0 | 0 | 0 | 0 | 0 | 0 | 0 | 0 | 0 | 0 | 0 | 0 | 0 | 0 | 0 | 0 | 0 | 0 | 0 | 0 | 0 | 0 | 0 | 0 | 0 | 0 | 0 | 0 | 0
137 | 63 | 137,63 | 99714 | - | N | 3 | 10 | 1 | 9 | 0 | 24 | 24 | 0 | 0 | 0 | 24 | 0 | 1057.625 | 1057.625 | 0 | 0 | 0 | 1057.625 | 25383 | 0 | 0 | 10 | 0 | 0 | 0 | 10 | 0 | 1 | 1 | 0 | 0 | 9.3813 | 9.3813 | 0 | 0 | 0.95639 | 0.95639 | 0 | 0 | 0 | 8.8009 | 9.0865 | 9.3813 | 9.6857 | 10 | 0.91468 | 0.9353 | 0.95639 | 0.97795 | 1 | 0 | 0 | 0 | 0 | 0 | 10.1136 | 10.2285 | 10.3447 | 10.2767 | 10.2091 | 10.1765 | 10.144 | 10.1116 | 10.0793 | 10.0472 | 10.1215 | 10.1963 | 10.2718 | 10.3477 | 10.4243 | 10.4663 | 10.5083 | 10.5503 | 10.5924 | 10.6344 | 10.6688 | 10.7033 | 10.7377 | 10.7721 | 10.8066 | 1.0114 | 1.0228 | 1.0345 | 1.0277 | 1.0209 | 1.0177 | 1.0144 | 1.0112 | 1.0079 | 1.0047 | 1.0121 | 1.0196 | 1.0272 | 1.0348 | 1.0424 | 1.0466 | 1.0508 | 1.055 | 1.0592 | 1.0634 | 1.0669 | 1.0703 | 1.0738 | 1.0772 | 1.0807 | 0 | 0 | 0 | 0 | 0 | 0 | 0 | 0 | 0 | 0 | 0 | 0 | 0 | 0 | 0 | 0 | 0 | 0 | 0 | 0 | 0 | 0 | 0 | 0 | 0 | 0 | 0 | 0 | 0 | 0 | 0 | 0 | 0 | 0 | 0 | 0 | 0 | 0 | 0 | 0 | 0 | 0 | 0 | 0 | 0 | 0 | 0 | 0 | 0 | 0 | 0 | 0 | 0 | 0 | 0 | 0 | 0 | 0 | 0 | 0 | 0 | 0 | 0 | 0 | 0 | 0 | 0 | 0 | 0 | 0 | 0 | 0 | 0 | 0 | 0
138 | 63 | 138,63 | 99714 | - | N | 7 | 7 | 6 | 1 | 0 | 11 | 11 | 2 | 0 | 0 | 13 | 0 | 1943.2727 | 1943.2727 | 4367 | 0 | 0 | 2316.1538 | 21376 | 8734 | 0 | 7 | 0 | 2 | 0 | 9 | 0 | 6 | 6 | 0 | 0 | 6.5669 | 6.5669 | 0 | 0 | 5.7383 | 5.7383 | 0 | 1.9328 | 0 | 6.1606 | 6.3605 | 6.5669 | 6.78 | 7 | 5.4881 | 5.6118 | 5.7383 | 5.8677 | 6 | 1.8678 | 1.9 | 1.9328 | 1.9661 | 2 | 7.0795 | 7.1599 | 7.2413 | 7.1937 | 7.1464 | 7.1236 | 7.1008 | 7.0781 | 7.0555 | 7.033 | 7.085 | 7.1374 | 7.1902 | 7.2434 | 7.297 | 7.3264 | 7.3558 | 7.3852 | 7.4146 | 7.4441 | 7.4682 | 7.4923 | 7.5164 | 7.5405 | 7.5646 | 6.0682 | 6.1371 | 6.2068 | 6.166 | 6.1255 | 6.1059 | 6.0864 | 6.067 | 6.0476 | 6.0283 | 6.0729 | 6.1178 | 6.1631 | 6.2086 | 6.2546 | 6.2798 | 6.305 | 6.3302 | 6.3554 | 6.3806 | 6.4013 | 6.422 | 6.4426 | 6.4633 | 6.484 | 2.0227 | 2.0457 | 2.0689 | 2.0553 | 2.0418 | 2.0353 | 2.0288 | 2.0223 | 2.0159 | 2.0094 | 2.0243 | 2.0393 | 2.0544 | 2.0695 | 2.0849 | 2.0933 | 2.1017 | 2.1101 | 2.1185 | 2.1269 | 2.1338 | 2.1407 | 2.1475 | 2.1544 | 2.1613 | 0 | 0 | 0 | 0 | 0 | 0 | 0 | 0 | 0 | 0 | 0 | 0 | 0 | 0 | 0 | 0 | 0 | 0 | 0 | 0 | 0 | 0 | 0 | 0 | 0 | 0 | 0 | 0 | 0 | 0 | 0 | 0 | 0 | 0 | 0 | 0 | 0 | 0 | 0 | 0 | 0 | 0 | 0 | 0 | 0 | 0 | 0 | 0 | 0 | 0
136 | 64 | 136,64 | 99714 | - | N | 2 | 1 | 1 | 0 | 0 | 3 | 3 | 0 | 0 | 0 | 3 | 0 | 2031.3333 | 2031.3333 | 0 | 0 | 0 | 2031.3333 | 6094 | 0 | 0 | 1 | 0 | 0 | 0 | 1 | 0 | 1 | 1 | 0 | 0 | 0.93813 | 0.93813 | 0 | 0 | 0.95639 | 0.95639 | 0 | 0 | 0 | 0.88009 | 0.90865 | 0.93813 | 0.96857 | 1 | 0.91468 | 0.9353 | 0.95639 | 0.97795 | 1 | 0 | 0 | 0 | 0 | 0 | 1.0114 | 1.0228 | 1.0345 | 1.0277 | 1.0209 | 1.0177 | 1.0144 | 1.0112 | 1.0079 | 1.0047 | 1.0121 | 1.0196 | 1.0272 | 1.0348 | 1.0424 | 1.0466 | 1.0508 | 1.055 | 1.0592 | 1.0634 | 1.0669 | 1.0703 | 1.0738 | 1.0772 | 1.0807 | 1.0114 | 1.0228 | 1.0345 | 1.0277 | 1.0209 | 1.0177 | 1.0144 | 1.0112 | 1.0079 | 1.0047 | 1.0121 | 1.0196 | 1.0272 | 1.0348 | 1.0424 | 1.0466 | 1.0508 | 1.055 | 1.0592 | 1.0634 | 1.0669 | 1.0703 | 1.0738 | 1.0772 | 1.0807 | 0 | 0 | 0 | 0 | 0 | 0 | 0 | 0 | 0 | 0 | 0 | 0 | 0 | 0 | 0 | 0 | 0 | 0 | 0 | 0 | 0 | 0 | 0 | 0 | 0 | 0 | 0 | 0 | 0 | 0 | 0 | 0 | 0 | 0 | 0 | 0 | 0 | 0 | 0 | 0 | 0 | 0 | 0 | 0 | 0 | 0 | 0 | 0 | 0 | 0 | 0 | 0 | 0 | 0 | 0 | 0 | 0 | 0 | 0 | 0 | 0 | 0 | 0 | 0 | 0 | 0 | 0 | 0 | 0 | 0 | 0 | 0 | 0 | 0 | 0
137 | 64 | 137,64 | 99714 | - | N | 2 | 5 | 2 | 3 | 1 | 10 | 11 | 1 | 0 | 0 | 12 | 2784 | 1988.7 | 2061 | 2418 | 0 | 0 | 2090.75 | 22671 | 2418 | 0.45455 | 4.5455 | 0 | 1 | 0 | 6 | 0.18182 | 1.8182 | 2 | 0 | 0.42642 | 4.2642 | 4.6907 | 0 | 0.17389 | 1.7389 | 1.9128 | 0 | 0.96638 | 0 | 4.4004 | 4.5432 | 4.6907 | 4.8429 | 5 | 1.8294 | 1.8706 | 1.9128 | 1.9559 | 2 | 0.9339 | 0.95 | 0.96638 | 0.98305 | 1 | 5.0568 | 5.1142 | 5.1723 | 5.1383 | 5.1046 | 5.0883 | 5.072 | 5.0558 | 5.0397 | 5.0236 | 5.0607 | 5.0982 | 5.1359 | 5.1739 | 5.2121 | 5.2332 | 5.2542 | 5.2752 | 5.2962 | 5.3172 | 5.3344 | 5.3516 | 5.3689 | 5.3861 | 5.4033 | 2.0227 | 2.0457 | 2.0689 | 2.0553 | 2.0418 | 2.0353 | 2.0288 | 2.0223 | 2.0159 | 2.0094 | 2.0243 | 2.0393 | 2.0544 | 2.0695 | 2.0849 | 2.0933 | 2.1017 | 2.1101 | 2.1185 | 2.1269 | 2.1338 | 2.1407 | 2.1475 | 2.1544 | 2.1613 | 1.0114 | 1.0228 | 1.0345 | 1.0277 | 1.0209 | 1.0177 | 1.0144 | 1.0112 | 1.0079 | 1.0047 | 1.0121 | 1.0196 | 1.0272 | 1.0348 | 1.0424 | 1.0466 | 1.0508 | 1.055 | 1.0592 | 1.0634 | 1.0669 | 1.0703 | 1.0738 | 1.0772 | 1.0807 | 0 | 0 | 0 | 0 | 0 | 0 | 0 | 0 | 0 | 0 | 0 | 0 | 0 | 0 | 0 | 0 | 0 | 0 | 0 | 0 | 0 | 0 | 0 | 0 | 0 | 0 | 0 | 0 | 0 | 0 | 0 | 0 | 0 | 0 | 0 | 0 | 0 | 0 | 0 | 0 | 0 | 0 | 0 | 0 | 0 | 0 | 0 | 0 | 0 | 0
143 | 64 | 143,64 | 99714 | - | N | 15 | 23 | 8 | 15 | 0 | 1 | 1 | 0 | 0 | 0 | 1 | 0 | 1120 | 1120 | 0 | 0 | 0 | 1120 | 1120 | 0 | 0 | 23 | 0 | 0 | 0 | 23 | 0 | 8 | 8 | 0 | 0 | 21.577 | 21.577 | 0 | 0 | 7.6511 | 7.6511 | 0 | 0 | 0 | 20.242 | 20.8989 | 21.577 | 22.2771 | 23 | 7.3174 | 7.4824 | 7.6511 | 7.8236 | 8 | 0 | 0 | 0 | 0 | 0 | 23.2613 | 23.5255 | 23.7928 | 23.6364 | 23.481 | 23.406 | 23.3312 | 23.2567 | 23.1825 | 23.1084 | 23.2794 | 23.4516 | 23.625 | 23.7998 | 23.9758 | 24.0725 | 24.1691 | 24.2658 | 24.3624 | 24.4591 | 24.5383 | 24.6175 | 24.6967 | 24.7759 | 24.8551 | 8.0909 | 8.1828 | 8.2758 | 8.2213 | 8.1673 | 8.1412 | 8.1152 | 8.0893 | 8.0635 | 8.0377 | 8.0972 | 8.1571 | 8.2174 | 8.2782 | 8.3394 | 8.373 | 8.4067 | 8.4403 | 8.4739 | 8.5075 | 8.5351 | 8.5626 | 8.5902 | 8.6177 | 8.6453 | 0 | 0 | 0 | 0 | 0 | 0 | 0 | 0 | 0 | 0 | 0 | 0 | 0 | 0 | 0 | 0 | 0 | 0 | 0 | 0 | 0 | 0 | 0 | 0 | 0 | 0 | 0 | 0 | 0 | 0 | 0 | 0 | 0 | 0 | 0 | 0 | 0 | 0 | 0 | 0 | 0 | 0 | 0 | 0 | 0 | 0 | 0 | 0 | 0 | 0 | 0 | 0 | 0 | 0 | 0 | 0 | 0 | 0 | 0 | 0 | 0 | 0 | 0 | 0 | 0 | 0 | 0 | 0 | 0 | 0 | 0 | 0 | 0 | 0 | 0
136 | 65 | 136,65 | 99714 | - | N | 79 | 56 | 36 | 20 | 0 | 8 | 8 | 0 | 0 | 0 | 8 | 0 | 2156.75 | 2156.75 | 0 | 0 | 0 | 2156.75 | 17254 | 0 | 0 | 56 | 0 | 0 | 0 | 56 | 0 | 36 | 36 | 0 | 0 | 52.5353 | 52.5353 | 0 | 0 | 34.43 | 34.43 | 0 | 0 | 0 | 49.2849 | 50.8842 | 52.5353 | 54.24 | 56 | 32.9285 | 33.6709 | 34.43 | 35.2063 | 36 | 0 | 0 | 0 | 0 | 0 | 56.6362 | 57.2796 | 57.9303 | 57.5494 | 57.1711 | 56.9885 | 56.8065 | 56.6251 | 56.4443 | 56.264 | 56.6802 | 57.0995 | 57.5219 | 57.9473 | 58.376 | 58.6113 | 58.8466 | 59.0819 | 59.3172 | 59.5525 | 59.7454 | 59.9382 | 60.1311 | 60.324 | 60.5169 | 36.409 | 36.8226 | 37.2409 | 36.9961 | 36.7528 | 36.6355 | 36.5185 | 36.4019 | 36.2856 | 36.1697 | 36.4373 | 36.7068 | 36.9783 | 37.2519 | 37.5274 | 37.6787 | 37.8299 | 37.9812 | 38.1325 | 38.2837 | 38.4077 | 38.5317 | 38.6557 | 38.7797 | 38.9037 | 0 | 0 | 0 | 0 | 0 | 0 | 0 | 0 | 0 | 0 | 0 | 0 | 0 | 0 | 0 | 0 | 0 | 0 | 0 | 0 | 0 | 0 | 0 | 0 | 0 | 0 | 0 | 0 | 0 | 0 | 0 | 0 | 0 | 0 | 0 | 0 | 0 | 0 | 0 | 0 | 0 | 0 | 0 | 0 | 0 | 0 | 0 | 0 | 0 | 0 | 0 | 0 | 0 | 0 | 0 | 0 | 0 | 0 | 0 | 0 | 0 | 0 | 0 | 0 | 0 | 0 | 0 | 0 | 0 | 0 | 0 | 0 | 0 | 0 | 0
141 | 66 | 141,66 | 99714 | - | N | 65 | 37 | 24 | 13 | 0 | 0 | 0 | 0 | 0 | 0 | 0 | 0 | 834.495 | 834.495 | 1408.3846 | 0 | 0 | 1365.174 | 0 | 0 | 0.84776 | 36.1042 | 0.048077 | 0 | 0 | 37 | 0.5499 | 23.4189 | 23.9688 | 0.031185 | 0.79531 | 33.8704 | 34.6657 | 0.045102 | 0.52591 | 22.3976 | 22.9235 | 0.029825 | 0 | 0 | 32.5209 | 33.5762 | 34.6657 | 35.7906 | 36.9519 | 21.9238 | 22.4181 | 22.9235 | 23.4403 | 23.9688 | 0 | 0 | 0 | 0 | 0 | 37.3717 | 37.7963 | 38.2256 | 37.9743 | 37.7247 | 37.6042 | 37.4841 | 37.3644 | 37.2451 | 37.1262 | 37.4008 | 37.6774 | 37.9561 | 38.2369 | 38.5197 | 38.675 | 38.8303 | 38.9855 | 39.1408 | 39.2961 | 39.4233 | 39.5506 | 39.6779 | 39.8051 | 39.9324 | 24.2411 | 24.5165 | 24.795 | 24.632 | 24.47 | 24.3919 | 24.314 | 24.2364 | 24.159 | 24.0818 | 24.26 | 24.4394 | 24.6202 | 24.8023 | 24.9858 | 25.0865 | 25.1872 | 25.2879 | 25.3886 | 25.4893 | 25.5719 | 25.6544 | 25.737 | 25.8196 | 25.9021 | 0 | 0 | 0 | 0 | 0 | 0 | 0 | 0 | 0 | 0 | 0 | 0 | 0 | 0 | 0 | 0 | 0 | 0 | 0 | 0 | 0 | 0 | 0 | 0 | 0 | 0.048623 | 0.049175 | 0.049734 | 0.049407 | 0.049082 | 0.048926 | 0.048769 | 0.048614 | 0.048458 | 0.048304 | 0.048661 | 0.049021 | 0.049383 | 0.049749 | 0.050117 | 0.050319 | 0.050521 | 0.050723 | 0.050925 | 0.051127 | 0.051292 | 0.051458 | 0.051624 | 0.051789 | 0.051955 | 0 | 0 | 0 | 0 | 0 | 0 | 0 | 0 | 0 | 0 | 0 | 0 | 0 | 0 | 0 | 0 | 0 | 0 | 0 | 0 | 0 | 0 | 0 | 0 | 0
152 | 66 | 152,66 | 99714 | - | N | 0 | 28 | 0 | 28 | 0 | 1 | 1 | 0 | 0 | 0 | 1 | 0 | 1876 | 1876 | 0 | 0 | 0 | 1876 | 1876 | 0 | 0 | 28 | 0 | 0 | 0 | 28 | 0 | 0 | 0 | 0 | 0 | 26.2676 | 26.2676 | 0 | 0 | 0 | 0 | 0 | 0 | 0 | 24.6425 | 25.4421 | 26.2676 | 27.12 | 28 | 0 | 0 | 0 | 0 | 0 | 0 | 0 | 0 | 0 | 0 | 28.2301 | 28.4621 | 28.6959 | 28.5073 | 28.3198 | 28.2294 | 28.1393 | 28.0494 | 27.9598 | 27.8706 | 28.0767 | 28.2844 | 28.4936 | 28.7044 | 28.9167 | 29.0333 | 29.1498 | 29.2664 | 29.3829 | 29.4995 | 29.595 | 29.6906 | 29.7861 | 29.8817 | 29.9772 | 0 | 0 | 0 | 0 | 0 | 0 | 0 | 0 | 0 | 0 | 0 | 0 | 0 | 0 | 0 | 0 | 0 | 0 | 0 | 0 | 0 | 0 | 0 | 0 | 0 | 0 | 0 | 0 | 0 | 0 | 0 | 0 | 0 | 0 | 0 | 0 | 0 | 0 | 0 | 0 | 0 | 0 | 0 | 0 | 0 | 0 | 0 | 0 | 0 | 0 | 0 | 0 | 0 | 0 | 0 | 0 | 0 | 0 | 0 | 0 | 0 | 0 | 0 | 0 | 0 | 0 | 0 | 0 | 0 | 0 | 0 | 0 | 0 | 0 | 0 | 0 | 0 | 0 | 0 | 0 | 0 | 0 | 0 | 0 | 0 | 0 | 0 | 0 | 0 | 0 | 0 | 0 | 0 | 0 | 0 | 0 | 0 | 0 | 0 | 0
100 | 68 | 100,68 | 99760 | - | N | 0 | 11 | 0 | 11 | 0 | 0 | 0 | 0 | 0 | 0 | 0 | 0 | 834.495 | 834.495 | 1408.3846 | 0 | 0 | 1365.174 | 0 | 0 | 0.25204 | 10.7337 | 0.014293 | 0 | 0 | 11 | 0 | 0 | 0 | 0 | 0.23278 | 9.9137 | 10.1465 | 0.013201 | 0 | 0 | 0 | 0 | 0 | 0 | 9.3714 | 9.7512 | 10.1465 | 10.5578 | 10.9857 | 0 | 0 | 0 | 0 | 0 | 0 | 0 | 0 | 0 | 0 | 11.0314 | 11.0772 | 11.1232 | 11.0501 | 10.9774 | 10.9424 | 10.9074 | 10.8726 | 10.8379 | 10.8033 | 10.8832 | 10.9637 | 11.0448 | 11.1265 | 11.2088 | 11.254 | 11.2992 | 11.3443 | 11.3895 | 11.4347 | 11.4717 | 11.5088 | 11.5458 | 11.5828 | 11.6199 | 0 | 0 | 0 | 0 | 0 | 0 | 0 | 0 | 0 | 0 | 0 | 0 | 0 | 0 | 0 | 0 | 0 | 0 | 0 | 0 | 0 | 0 | 0 | 0 | 0 | 0 | 0 | 0 | 0 | 0 | 0 | 0 | 0 | 0 | 0 | 0 | 0 | 0 | 0 | 0 | 0 | 0 | 0 | 0 | 0 | 0 | 0 | 0 | 0 | 0 | 0.014353 | 0.014412 | 0.014472 | 0.014377 | 0.014282 | 0.014237 | 0.014191 | 0.014146 | 0.014101 | 0.014056 | 0.01416 | 0.014265 | 0.01437 | 0.014476 | 0.014583 | 0.014642 | 0.014701 | 0.01476 | 0.014819 | 0.014877 | 0.014925 | 0.014974 | 0.015022 | 0.01507 | 0.015118 | 0 | 0 | 0 | 0 | 0 | 0 | 0 | 0 | 0 | 0 | 0 | 0 | 0 | 0 | 0 | 0 | 0 | 0 | 0 | 0 | 0 | 0 | 0 | 0 | 0
135 | 68 | 135,68 | 99714 | - | N | 53 | 23 | 20 | 3 | 0 | 3 | 3 | 1 | 0 | 0 | 4 | 0 | 2356 | 2356 | 6230 | 0 | 0 | 3324.5 | 7068 | 6230 | 0 | 23 | 0 | 1 | 0 | 24 | 0 | 20 | 20 | 0 | 0 | 21.577 | 21.577 | 0 | 0 | 19.1278 | 19.1278 | 0 | 0.96638 | 0 | 20.242 | 20.8989 | 21.577 | 22.2771 | 23 | 18.2936 | 18.706 | 19.1278 | 19.559 | 20 | 0.9339 | 0.95 | 0.96638 | 0.98305 | 1 | 23.2613 | 23.5255 | 23.7928 | 23.6364 | 23.481 | 23.406 | 23.3312 | 23.2567 | 23.1825 | 23.1084 | 23.2794 | 23.4516 | 23.625 | 23.7998 | 23.9758 | 24.0725 | 24.1691 | 24.2658 | 24.3624 | 24.4591 | 24.5383 | 24.6175 | 24.6967 | 24.7759 | 24.8551 | 20.2272 | 20.457 | 20.6894 | 20.5534 | 20.4182 | 20.353 | 20.288 | 20.2233 | 20.1587 | 20.0943 | 20.2429 | 20.3927 | 20.5435 | 20.6955 | 20.8486 | 20.9326 | 21.0166 | 21.1007 | 21.1847 | 21.2687 | 21.3376 | 21.4065 | 21.4754 | 21.5443 | 21.6132 | 1.0114 | 1.0228 | 1.0345 | 1.0277 | 1.0209 | 1.0177 | 1.0144 | 1.0112 | 1.0079 | 1.0047 | 1.0121 | 1.0196 | 1.0272 | 1.0348 | 1.0424 | 1.0466 | 1.0508 | 1.055 | 1.0592 | 1.0634 | 1.0669 | 1.0703 | 1.0738 | 1.0772 | 1.0807 | 0 | 0 | 0 | 0 | 0 | 0 | 0 | 0 | 0 | 0 | 0 | 0 | 0 | 0 | 0 | 0 | 0 | 0 | 0 | 0 | 0 | 0 | 0 | 0 | 0 | 0 | 0 | 0 | 0 | 0 | 0 | 0 | 0 | 0 | 0 | 0 | 0 | 0 | 0 | 0 | 0 | 0 | 0 | 0 | 0 | 0 | 0 | 0 | 0 | 0
158 | 68 | 158,68 | 99714 | - | N | 0 | 12 | 0 | 12 | 0 | 3 | 3 | 0 | 0 | 0 | 3 | 0 | 565.3333 | 565.3333 | 0 | 0 | 0 | 565.3333 | 1696 | 0 | 0 | 12 | 0 | 0 | 0 | 12 | 0 | 0 | 0 | 0 | 0 | 11.2576 | 11.2576 | 0 | 0 | 0 | 0 | 0 | 0 | 0 | 10.5611 | 10.9037 | 11.2576 | 11.6229 | 12 | 0 | 0 | 0 | 0 | 0 | 0 | 0 | 0 | 0 | 0 | 12.0986 | 12.198 | 12.2983 | 12.2174 | 12.1371 | 12.0983 | 12.0597 | 12.0212 | 11.9828 | 11.9445 | 12.0329 | 12.1219 | 12.2115 | 12.3019 | 12.3929 | 12.4428 | 12.4928 | 12.5427 | 12.5927 | 12.6426 | 12.6836 | 12.7245 | 12.7655 | 12.8064 | 12.8474 | 0 | 0 | 0 | 0 | 0 | 0 | 0 | 0 | 0 | 0 | 0 | 0 | 0 | 0 | 0 | 0 | 0 | 0 | 0 | 0 | 0 | 0 | 0 | 0 | 0 | 0 | 0 | 0 | 0 | 0 | 0 | 0 | 0 | 0 | 0 | 0 | 0 | 0 | 0 | 0 | 0 | 0 | 0 | 0 | 0 | 0 | 0 | 0 | 0 | 0 | 0 | 0 | 0 | 0 | 0 | 0 | 0 | 0 | 0 | 0 | 0 | 0 | 0 | 0 | 0 | 0 | 0 | 0 | 0 | 0 | 0 | 0 | 0 | 0 | 0 | 0 | 0 | 0 | 0 | 0 | 0 | 0 | 0 | 0 | 0 | 0 | 0 | 0 | 0 | 0 | 0 | 0 | 0 | 0 | 0 | 0 | 0 | 0 | 0 | 0
138 | 69 | 138,69 | 99714 | - | N | 106 | 55 | 34 | 21 | 0 | 2 | 2 | 0 | 0 | 0 | 2 | 0 | 1003 | 1003 | 0 | 0 | 0 | 1003 | 2006 | 0 | 0 | 55 | 0 | 0 | 0 | 55 | 0 | 34 | 34 | 0 | 0 | 51.5972 | 51.5972 | 0 | 0 | 32.5172 | 32.5172 | 0 | 0 | 0 | 48.4048 | 49.9755 | 51.5972 | 53.2714 | 55 | 31.0991 | 31.8003 | 32.5172 | 33.2504 | 34 | 0 | 0 | 0 | 0 | 0 | 55.6248 | 56.2567 | 56.8958 | 56.5218 | 56.1502 | 55.9708 | 55.7921 | 55.614 | 55.4364 | 55.2593 | 55.6681 | 56.0799 | 56.4947 | 56.9126 | 57.3335 | 57.5647 | 57.7958 | 58.0269 | 58.258 | 58.4891 | 58.6785 | 58.8679 | 59.0574 | 59.2468 | 59.4362 | 34.3862 | 34.7769 | 35.172 | 34.9407 | 34.711 | 34.6002 | 34.4897 | 34.3795 | 34.2697 | 34.1603 | 34.413 | 34.6675 | 34.924 | 35.1823 | 35.4426 | 35.5854 | 35.7283 | 35.8711 | 36.014 | 36.1569 | 36.274 | 36.3911 | 36.5082 | 36.6253 | 36.7424 | 0 | 0 | 0 | 0 | 0 | 0 | 0 | 0 | 0 | 0 | 0 | 0 | 0 | 0 | 0 | 0 | 0 | 0 | 0 | 0 | 0 | 0 | 0 | 0 | 0 | 0 | 0 | 0 | 0 | 0 | 0 | 0 | 0 | 0 | 0 | 0 | 0 | 0 | 0 | 0 | 0 | 0 | 0 | 0 | 0 | 0 | 0 | 0 | 0 | 0 | 0 | 0 | 0 | 0 | 0 | 0 | 0 | 0 | 0 | 0 | 0 | 0 | 0 | 0 | 0 | 0 | 0 | 0 | 0 | 0 | 0 | 0 | 0 | 0 | 0
152 | 69 | 152,69 | 99714 | - | N | 2 | 22 | 1 | 21 | 0 | 0 | 0 | 0 | 0 | 0 | 0 | 0 | 834.495 | 834.495 | 1408.3846 | 0 | 0 | 1365.174 | 0 | 0 | 0.50407 | 21.4673 | 0.028586 | 0 | 0 | 22 | 0.022912 | 0.97579 | 0.9987 | 0.0012994 | 0.47288 | 20.1392 | 20.612 | 0.026818 | 0.021913 | 0.93323 | 0.95515 | 0.0012427 | 0 | 0 | 19.3368 | 19.9642 | 20.612 | 21.2809 | 21.9714 | 0.91349 | 0.93409 | 0.95515 | 0.97668 | 0.9987 | 0 | 0 | 0 | 0 | 0 | 22.221 | 22.4735 | 22.7288 | 22.5793 | 22.4309 | 22.3592 | 22.2878 | 22.2167 | 22.1457 | 22.075 | 22.2383 | 22.4028 | 22.5685 | 22.7354 | 22.9036 | 22.9959 | 23.0883 | 23.1806 | 23.2729 | 23.3652 | 23.4409 | 23.5166 | 23.5922 | 23.6679 | 23.7436 | 1.01 | 1.0215 | 1.0331 | 1.0263 | 1.0196 | 1.0163 | 1.0131 | 1.0098 | 1.0066 | 1.0034 | 1.0108 | 1.0183 | 1.0258 | 1.0334 | 1.0411 | 1.0453 | 1.0495 | 1.0537 | 1.0579 | 1.0621 | 1.0655 | 1.0689 | 1.0724 | 1.0758 | 1.0793 | 0 | 0 | 0 | 0 | 0 | 0 | 0 | 0 | 0 | 0 | 0 | 0 | 0 | 0 | 0 | 0 | 0 | 0 | 0 | 0 | 0 | 0 | 0 | 0 | 0 | 0.028911 | 0.029239 | 0.029572 | 0.029377 | 0.029184 | 0.029091 | 0.028998 | 0.028905 | 0.028813 | 0.028721 | 0.028934 | 0.029148 | 0.029363 | 0.02958 | 0.029799 | 0.029919 | 0.030039 | 0.030159 | 0.03028 | 0.0304 | 0.030498 | 0.030597 | 0.030695 | 0.030794 | 0.030892 | 0 | 0 | 0 | 0 | 0 | 0 | 0 | 0 | 0 | 0 | 0 | 0 | 0 | 0 | 0 | 0 | 0 | 0 | 0 | 0 | 0 | 0 | 0 | 0 | 0
134 | 70 | 134,70 | 99714 | - | N | 127 | 50 | 45 | 5 | 0 | 32 | 32 | 1 | 0 | 0 | 33 | 0 | 1735.0938 | 1735.0938 | 1452 | 0 | 0 | 1726.5152 | 55523 | 1452 | 0 | 50 | 0 | 1 | 0 | 51 | 0 | 45 | 45 | 0 | 0 | 46.9065 | 46.9065 | 0 | 0 | 43.0375 | 43.0375 | 0 | 0.96638 | 0 | 44.0044 | 45.4323 | 46.9065 | 48.4286 | 50 | 41.1606 | 42.0886 | 43.0375 | 44.0078 | 45 | 0.9339 | 0.95 | 0.96638 | 0.98305 | 1 | 50.568 | 51.1425 | 51.7235 | 51.3834 | 51.0456 | 50.8826 | 50.7201 | 50.5581 | 50.3967 | 50.2358 | 50.6073 | 50.9817 | 51.3588 | 51.7387 | 52.1214 | 52.3315 | 52.5416 | 52.7517 | 52.9618 | 53.1719 | 53.3441 | 53.5163 | 53.6885 | 53.8607 | 54.0329 | 45.5112 | 46.0282 | 46.5511 | 46.2451 | 45.941 | 45.7943 | 45.6481 | 45.5023 | 45.357 | 45.2122 | 45.5466 | 45.8835 | 46.2229 | 46.5648 | 46.9093 | 47.0984 | 47.2874 | 47.4765 | 47.6656 | 47.8547 | 48.0097 | 48.1647 | 48.3197 | 48.4746 | 48.6296 | 1.0114 | 1.0228 | 1.0345 | 1.0277 | 1.0209 | 1.0177 | 1.0144 | 1.0112 | 1.0079 | 1.0047 | 1.0121 | 1.0196 | 1.0272 | 1.0348 | 1.0424 | 1.0466 | 1.0508 | 1.055 | 1.0592 | 1.0634 | 1.0669 | 1.0703 | 1.0738 | 1.0772 | 1.0807 | 0 | 0 | 0 | 0 | 0 | 0 | 0 | 0 | 0 | 0 | 0 | 0 | 0 | 0 | 0 | 0 | 0 | 0 | 0 | 0 | 0 | 0 | 0 | 0 | 0 | 0 | 0 | 0 | 0 | 0 | 0 | 0 | 0 | 0 | 0 | 0 | 0 | 0 | 0 | 0 | 0 | 0 | 0 | 0 | 0 | 0 | 0 | 0 | 0 | 0
133 | 71 | 133,71 | 99714 | - | N | 6 | 9 | 4 | 5 | 0 | 28 | 28 | 2 | 0 | 0 | 30 | 0 | 1967.2143 | 1967.2143 | 1040 | 0 | 0 | 1905.4 | 55082 | 2080 | 0 | 9 | 0 | 2 | 0 | 11 | 0 | 4 | 4 | 0 | 0 | 8.4432 | 8.4432 | 0 | 0 | 3.8256 | 3.8256 | 0 | 1.9328 | 0 | 7.9208 | 8.1778 | 8.4432 | 8.7171 | 9 | 3.6587 | 3.7412 | 3.8256 | 3.9118 | 4 | 1.8678 | 1.9 | 1.9328 | 1.9661 | 2 | 9.1022 | 9.2056 | 9.3102 | 9.249 | 9.1882 | 9.1589 | 9.1296 | 9.1005 | 9.0714 | 9.0424 | 9.1093 | 9.1767 | 9.2446 | 9.313 | 9.3819 | 9.4197 | 9.4575 | 9.4953 | 9.5331 | 9.5709 | 9.6019 | 9.6329 | 9.6639 | 9.6949 | 9.7259 | 4.0454 | 4.0914 | 4.1379 | 4.1107 | 4.0836 | 4.0706 | 4.0576 | 4.0447 | 4.0317 | 4.0189 | 4.0486 | 4.0785 | 4.1087 | 4.1391 | 4.1697 | 4.1865 | 4.2033 | 4.2201 | 4.2369 | 4.2537 | 4.2675 | 4.2813 | 4.2951 | 4.3089 | 4.3226 | 2.0227 | 2.0457 | 2.0689 | 2.0553 | 2.0418 | 2.0353 | 2.0288 | 2.0223 | 2.0159 | 2.0094 | 2.0243 | 2.0393 | 2.0544 | 2.0695 | 2.0849 | 2.0933 | 2.1017 | 2.1101 | 2.1185 | 2.1269 | 2.1338 | 2.1407 | 2.1475 | 2.1544 | 2.1613 | 0 | 0 | 0 | 0 | 0 | 0 | 0 | 0 | 0 | 0 | 0 | 0 | 0 | 0 | 0 | 0 | 0 | 0 | 0 | 0 | 0 | 0 | 0 | 0 | 0 | 0 | 0 | 0 | 0 | 0 | 0 | 0 | 0 | 0 | 0 | 0 | 0 | 0 | 0 | 0 | 0 | 0 | 0 | 0 | 0 | 0 | 0 | 0 | 0 | 0
133 | 72 | 133,72 | 99714 | - | N | 140 | 57 | 49 | 8 | 0 | 52 | 52 | 2 | 0 | 0 | 54 | 0 | 1493.0769 | 1493.0769 | 4706 | 0 | 0 | 1612.0741 | 77640 | 9412 | 0 | 57 | 0 | 2 | 0 | 59 | 0 | 49 | 49 | 0 | 0 | 53.4734 | 53.4734 | 0 | 0 | 46.8631 | 46.8631 | 0 | 1.9328 | 0 | 50.165 | 51.7928 | 53.4734 | 55.2086 | 57 | 44.8193 | 45.8298 | 46.8631 | 47.9196 | 49 | 1.8678 | 1.9 | 1.9328 | 1.9661 | 2 | 57.6475 | 58.3024 | 58.9648 | 58.5771 | 58.192 | 58.0062 | 57.8209 | 57.6363 | 57.4522 | 57.2688 | 57.6924 | 58.1191 | 58.549 | 58.9821 | 59.4184 | 59.6579 | 59.8974 | 60.1369 | 60.3764 | 60.6159 | 60.8123 | 61.0086 | 61.2049 | 61.4012 | 61.5975 | 49.5567 | 50.1196 | 50.689 | 50.3557 | 50.0247 | 49.8649 | 49.7057 | 49.547 | 49.3888 | 49.231 | 49.5952 | 49.9621 | 50.3316 | 50.7039 | 51.079 | 51.2849 | 51.4908 | 51.6967 | 51.9025 | 52.1084 | 52.2772 | 52.446 | 52.6147 | 52.7835 | 52.9523 | 2.0227 | 2.0457 | 2.0689 | 2.0553 | 2.0418 | 2.0353 | 2.0288 | 2.0223 | 2.0159 | 2.0094 | 2.0243 | 2.0393 | 2.0544 | 2.0695 | 2.0849 | 2.0933 | 2.1017 | 2.1101 | 2.1185 | 2.1269 | 2.1338 | 2.1407 | 2.1475 | 2.1544 | 2.1613 | 0 | 0 | 0 | 0 | 0 | 0 | 0 | 0 | 0 | 0 | 0 | 0 | 0 | 0 | 0 | 0 | 0 | 0 | 0 | 0 | 0 | 0 | 0 | 0 | 0 | 0 | 0 | 0 | 0 | 0 | 0 | 0 | 0 | 0 | 0 | 0 | 0 | 0 | 0 | 0 | 0 | 0 | 0 | 0 | 0 | 0 | 0 | 0 | 0 | 0
137 | 72 | 137,72 | 99714 | - | N | 140 | 73 | 58 | 15 | 0 | 0 | 0 | 0 | 0 | 0 | 0 | 0 | 834.495 | 834.495 | 1408.3846 | 0 | 0 | 1365.174 | 0 | 0 | 1.6726 | 71.2325 | 0.094854 | 0 | 0 | 73 | 1.3289 | 56.5957 | 57.9246 | 0.075364 | 1.5691 | 66.8254 | 68.3945 | 0.088986 | 1.271 | 54.1275 | 55.3985 | 0.072077 | 0 | 0 | 64.1629 | 66.2449 | 68.3945 | 70.6138 | 72.9051 | 52.9825 | 54.177 | 55.3985 | 56.6475 | 57.9246 | 0 | 0 | 0 | 0 | 0 | 73.7334 | 74.571 | 75.4182 | 74.9223 | 74.4297 | 74.192 | 73.9551 | 73.719 | 73.4836 | 73.2489 | 73.7907 | 74.3365 | 74.8864 | 75.4403 | 75.9984 | 76.3047 | 76.611 | 76.9174 | 77.2237 | 77.5301 | 77.7812 | 78.0323 | 78.2834 | 78.5345 | 78.7856 | 58.5827 | 59.2482 | 59.9213 | 59.5273 | 59.1359 | 58.9471 | 58.7589 | 58.5712 | 58.3842 | 58.1978 | 58.6282 | 59.0619 | 59.4988 | 59.9389 | 60.3823 | 60.6257 | 60.8691 | 61.1124 | 61.3558 | 61.5992 | 61.7987 | 61.9982 | 62.1977 | 62.3973 | 62.5968 | 0 | 0 | 0 | 0 | 0 | 0 | 0 | 0 | 0 | 0 | 0 | 0 | 0 | 0 | 0 | 0 | 0 | 0 | 0 | 0 | 0 | 0 | 0 | 0 | 0 | 0.095932 | 0.097022 | 0.098124 | 0.097479 | 0.096838 | 0.096529 | 0.096221 | 0.095913 | 0.095607 | 0.095302 | 0.096007 | 0.096717 | 0.097432 | 0.098153 | 0.098879 | 0.099278 | 0.099676 | 0.10007 | 0.10047 | 0.10087 | 0.1012 | 0.10153 | 0.10185 | 0.10218 | 0.10251 | 0 | 0 | 0 | 0 | 0 | 0 | 0 | 0 | 0 | 0 | 0 | 0 | 0 | 0 | 0 | 0 | 0 | 0 | 0 | 0 | 0 | 0 | 0 | 0 | 0
132 | 73 | 132,73 | 99714 | - | N | 46 | 34 | 21 | 13 | 0 | 4 | 4 | 0 | 0 | 0 | 4 | 0 | 1644 | 1644 | 0 | 0 | 0 | 1644 | 6576 | 0 | 0 | 34 | 0 | 0 | 0 | 34 | 0 | 21 | 21 | 0 | 0 | 31.8964 | 31.8964 | 0 | 0 | 20.0842 | 20.0842 | 0 | 0 | 0 | 29.923 | 30.894 | 31.8964 | 32.9314 | 34 | 19.2083 | 19.6413 | 20.0842 | 20.537 | 21 | 0 | 0 | 0 | 0 | 0 | 34.3862 | 34.7769 | 35.172 | 34.9407 | 34.711 | 34.6002 | 34.4897 | 34.3795 | 34.2697 | 34.1603 | 34.413 | 34.6675 | 34.924 | 35.1823 | 35.4426 | 35.5854 | 35.7283 | 35.8711 | 36.014 | 36.1569 | 36.274 | 36.3911 | 36.5082 | 36.6253 | 36.7424 | 21.2386 | 21.4798 | 21.7239 | 21.581 | 21.4391 | 21.3707 | 21.3024 | 21.2344 | 21.1666 | 21.099 | 21.2551 | 21.4123 | 21.5707 | 21.7303 | 21.891 | 21.9792 | 22.0675 | 22.1557 | 22.2439 | 22.3322 | 22.4045 | 22.4768 | 22.5492 | 22.6215 | 22.6938 | 0 | 0 | 0 | 0 | 0 | 0 | 0 | 0 | 0 | 0 | 0 | 0 | 0 | 0 | 0 | 0 | 0 | 0 | 0 | 0 | 0 | 0 | 0 | 0 | 0 | 0 | 0 | 0 | 0 | 0 | 0 | 0 | 0 | 0 | 0 | 0 | 0 | 0 | 0 | 0 | 0 | 0 | 0 | 0 | 0 | 0 | 0 | 0 | 0 | 0 | 0 | 0 | 0 | 0 | 0 | 0 | 0 | 0 | 0 | 0 | 0 | 0 | 0 | 0 | 0 | 0 | 0 | 0 | 0 | 0 | 0 | 0 | 0 | 0 | 0
133 | 73 | 133,73 | 99714 | - | N | 41 | 20 | 19 | 1 | 0 | 13 | 13 | 0 | 0 | 0 | 13 | 0 | 1930.3077 | 1930.3077 | 0 | 0 | 0 | 1930.3077 | 25094 | 0 | 0 | 20 | 0 | 0 | 0 | 20 | 0 | 19 | 19 | 0 | 0 | 18.7626 | 18.7626 | 0 | 0 | 18.1714 | 18.1714 | 0 | 0 | 0 | 17.6018 | 18.1729 | 18.7626 | 19.3714 | 20 | 17.3789 | 17.7707 | 18.1714 | 18.5811 | 19 | 0 | 0 | 0 | 0 | 0 | 20.2272 | 20.457 | 20.6894 | 20.5534 | 20.4182 | 20.353 | 20.288 | 20.2233 | 20.1587 | 20.0943 | 20.2429 | 20.3927 | 20.5435 | 20.6955 | 20.8486 | 20.9326 | 21.0166 | 21.1007 | 21.1847 | 21.2687 | 21.3376 | 21.4065 | 21.4754 | 21.5443 | 21.6132 | 19.2158 | 19.4341 | 19.6549 | 19.5257 | 19.3973 | 19.3354 | 19.2736 | 19.2121 | 19.1507 | 19.0896 | 19.2308 | 19.373 | 19.5163 | 19.6607 | 19.8061 | 19.886 | 19.9658 | 20.0456 | 20.1255 | 20.2053 | 20.2708 | 20.3362 | 20.4016 | 20.4671 | 20.5325 | 0 | 0 | 0 | 0 | 0 | 0 | 0 | 0 | 0 | 0 | 0 | 0 | 0 | 0 | 0 | 0 | 0 | 0 | 0 | 0 | 0 | 0 | 0 | 0 | 0 | 0 | 0 | 0 | 0 | 0 | 0 | 0 | 0 | 0 | 0 | 0 | 0 | 0 | 0 | 0 | 0 | 0 | 0 | 0 | 0 | 0 | 0 | 0 | 0 | 0 | 0 | 0 | 0 | 0 | 0 | 0 | 0 | 0 | 0 | 0 | 0 | 0 | 0 | 0 | 0 | 0 | 0 | 0 | 0 | 0 | 0 | 0 | 0 | 0 | 0
131 | 74 | 131,74 | 99714 | - | N | 2 | 2 | 1 | 1 | 0 | 8 | 8 | 0 | 0 | 0 | 8 | 0 | 1723 | 1723 | 0 | 0 | 0 | 1723 | 13784 | 0 | 0 | 2 | 0 | 0 | 0 | 2 | 0 | 1 | 1 | 0 | 0 | 1.8763 | 1.8763 | 0 | 0 | 0.95639 | 0.95639 | 0 | 0 | 0 | 1.7602 | 1.8173 | 1.8763 | 1.9371 | 2 | 0.91468 | 0.9353 | 0.95639 | 0.97795 | 1 | 0 | 0 | 0 | 0 | 0 | 2.0227 | 2.0457 | 2.0689 | 2.0553 | 2.0418 | 2.0353 | 2.0288 | 2.0223 | 2.0159 | 2.0094 | 2.0243 | 2.0393 | 2.0544 | 2.0695 | 2.0849 | 2.0933 | 2.1017 | 2.1101 | 2.1185 | 2.1269 | 2.1338 | 2.1407 | 2.1475 | 2.1544 | 2.1613 | 1.0114 | 1.0228 | 1.0345 | 1.0277 | 1.0209 | 1.0177 | 1.0144 | 1.0112 | 1.0079 | 1.0047 | 1.0121 | 1.0196 | 1.0272 | 1.0348 | 1.0424 | 1.0466 | 1.0508 | 1.055 | 1.0592 | 1.0634 | 1.0669 | 1.0703 | 1.0738 | 1.0772 | 1.0807 | 0 | 0 | 0 | 0 | 0 | 0 | 0 | 0 | 0 | 0 | 0 | 0 | 0 | 0 | 0 | 0 | 0 | 0 | 0 | 0 | 0 | 0 | 0 | 0 | 0 | 0 | 0 | 0 | 0 | 0 | 0 | 0 | 0 | 0 | 0 | 0 | 0 | 0 | 0 | 0 | 0 | 0 | 0 | 0 | 0 | 0 | 0 | 0 | 0 | 0 | 0 | 0 | 0 | 0 | 0 | 0 | 0 | 0 | 0 | 0 | 0 | 0 | 0 | 0 | 0 | 0 | 0 | 0 | 0 | 0 | 0 | 0 | 0 | 0 | 0
132 | 74 | 132,74 | 99714 | - | N | 60 | 23 | 19 | 4 | 0 | 32 | 32 | 0 | 0 | 0 | 32 | 0 | 1443.7188 | 1443.7188 | 0 | 0 | 0 | 1443.7188 | 46199 | 0 | 0 | 23 | 0 | 0 | 0 | 23 | 0 | 19 | 19 | 0 | 0 | 21.577 | 21.577 | 0 | 0 | 18.1714 | 18.1714 | 0 | 0 | 0 | 20.242 | 20.8989 | 21.577 | 22.2771 | 23 | 17.3789 | 17.7707 | 18.1714 | 18.5811 | 19 | 0 | 0 | 0 | 0 | 0 | 23.2613 | 23.5255 | 23.7928 | 23.6364 | 23.481 | 23.406 | 23.3312 | 23.2567 | 23.1825 | 23.1084 | 23.2794 | 23.4516 | 23.625 | 23.7998 | 23.9758 | 24.0725 | 24.1691 | 24.2658 | 24.3624 | 24.4591 | 24.5383 | 24.6175 | 24.6967 | 24.7759 | 24.8551 | 19.2158 | 19.4341 | 19.6549 | 19.5257 | 19.3973 | 19.3354 | 19.2736 | 19.2121 | 19.1507 | 19.0896 | 19.2308 | 19.373 | 19.5163 | 19.6607 | 19.8061 | 19.886 | 19.9658 | 20.0456 | 20.1255 | 20.2053 | 20.2708 | 20.3362 | 20.4016 | 20.4671 | 20.5325 | 0 | 0 | 0 | 0 | 0 | 0 | 0 | 0 | 0 | 0 | 0 | 0 | 0 | 0 | 0 | 0 | 0 | 0 | 0 | 0 | 0 | 0 | 0 | 0 | 0 | 0 | 0 | 0 | 0 | 0 | 0 | 0 | 0 | 0 | 0 | 0 | 0 | 0 | 0 | 0 | 0 | 0 | 0 | 0 | 0 | 0 | 0 | 0 | 0 | 0 | 0 | 0 | 0 | 0 | 0 | 0 | 0 | 0 | 0 | 0 | 0 | 0 | 0 | 0 | 0 | 0 | 0 | 0 | 0 | 0 | 0 | 0 | 0 | 0 | 0
133 | 74 | 133,74 | 99714 | - | N | 9 | 4 | 4 | 0 | 0 | 3 | 3 | 0 | 0 | 0 | 3 | 0 | 1639.6667 | 1639.6667 | 0 | 0 | 0 | 1639.6667 | 4919 | 0 | 0 | 4 | 0 | 0 | 0 | 4 | 0 | 4 | 4 | 0 | 0 | 3.7525 | 3.7525 | 0 | 0 | 3.8256 | 3.8256 | 0 | 0 | 0 | 3.5204 | 3.6346 | 3.7525 | 3.8743 | 4 | 3.6587 | 3.7412 | 3.8256 | 3.9118 | 4 | 0 | 0 | 0 | 0 | 0 | 4.0454 | 4.0914 | 4.1379 | 4.1107 | 4.0836 | 4.0706 | 4.0576 | 4.0447 | 4.0317 | 4.0189 | 4.0486 | 4.0785 | 4.1087 | 4.1391 | 4.1697 | 4.1865 | 4.2033 | 4.2201 | 4.2369 | 4.2537 | 4.2675 | 4.2813 | 4.2951 | 4.3089 | 4.3226 | 4.0454 | 4.0914 | 4.1379 | 4.1107 | 4.0836 | 4.0706 | 4.0576 | 4.0447 | 4.0317 | 4.0189 | 4.0486 | 4.0785 | 4.1087 | 4.1391 | 4.1697 | 4.1865 | 4.2033 | 4.2201 | 4.2369 | 4.2537 | 4.2675 | 4.2813 | 4.2951 | 4.3089 | 4.3226 | 0 | 0 | 0 | 0 | 0 | 0 | 0 | 0 | 0 | 0 | 0 | 0 | 0 | 0 | 0 | 0 | 0 | 0 | 0 | 0 | 0 | 0 | 0 | 0 | 0 | 0 | 0 | 0 | 0 | 0 | 0 | 0 | 0 | 0 | 0 | 0 | 0 | 0 | 0 | 0 | 0 | 0 | 0 | 0 | 0 | 0 | 0 | 0 | 0 | 0 | 0 | 0 | 0 | 0 | 0 | 0 | 0 | 0 | 0 | 0 | 0 | 0 | 0 | 0 | 0 | 0 | 0 | 0 | 0 | 0 | 0 | 0 | 0 | 0 | 0
131 | 75 | 131,75 | 99714 | - | N | 67 | 31 | 25 | 6 | 0 | 24 | 24 | 0 | 0 | 0 | 24 | 0 | 1990 | 1990 | 0 | 0 | 0 | 1990 | 47760 | 0 | 0 | 31 | 0 | 0 | 0 | 31 | 0 | 25 | 25 | 0 | 0 | 29.082 | 29.082 | 0 | 0 | 23.9097 | 23.9097 | 0 | 0 | 0 | 27.2827 | 28.168 | 29.082 | 30.0257 | 31 | 22.867 | 23.3826 | 23.9097 | 24.4488 | 25 | 0 | 0 | 0 | 0 | 0 | 31.3522 | 31.7083 | 32.0686 | 31.8577 | 31.6483 | 31.5472 | 31.4465 | 31.346 | 31.2459 | 31.1462 | 31.3766 | 31.6086 | 31.8425 | 32.078 | 32.3153 | 32.4455 | 32.5758 | 32.706 | 32.8363 | 32.9666 | 33.0733 | 33.1801 | 33.2869 | 33.3936 | 33.5004 | 25.284 | 25.5712 | 25.8617 | 25.6917 | 25.5228 | 25.4413 | 25.3601 | 25.2791 | 25.1983 | 25.1179 | 25.3037 | 25.4908 | 25.6794 | 25.8693 | 26.0607 | 26.1658 | 26.2708 | 26.3758 | 26.4809 | 26.5859 | 26.672 | 26.7581 | 26.8443 | 26.9304 | 27.0165 | 0 | 0 | 0 | 0 | 0 | 0 | 0 | 0 | 0 | 0 | 0 | 0 | 0 | 0 | 0 | 0 | 0 | 0 | 0 | 0 | 0 | 0 | 0 | 0 | 0 | 0 | 0 | 0 | 0 | 0 | 0 | 0 | 0 | 0 | 0 | 0 | 0 | 0 | 0 | 0 | 0 | 0 | 0 | 0 | 0 | 0 | 0 | 0 | 0 | 0 | 0 | 0 | 0 | 0 | 0 | 0 | 0 | 0 | 0 | 0 | 0 | 0 | 0 | 0 | 0 | 0 | 0 | 0 | 0 | 0 | 0 | 0 | 0 | 0 | 0
130 | 76 | 130,76 | 99714 | - | N | 50 | 20 | 18 | 2 | 0 | 3 | 3 | 0 | 0 | 0 | 3 | 0 | 2651.6667 | 2651.6667 | 0 | 0 | 0 | 2651.6667 | 7955 | 0 | 0 | 20 | 0 | 0 | 0 | 20 | 0 | 18 | 18 | 0 | 0 | 18.7626 | 18.7626 | 0 | 0 | 17.215 | 17.215 | 0 | 0 | 0 | 17.6018 | 18.1729 | 18.7626 | 19.3714 | 20 | 16.4642 | 16.8354 | 17.215 | 17.6031 | 18 | 0 | 0 | 0 | 0 | 0 | 20.0803 | 20.1609 | 20.2419 | 20.1088 | 19.9766 | 19.9128 | 19.8492 | 19.7858 | 19.7227 | 19.6597 | 19.8051 | 19.9516 | 20.0992 | 20.2479 | 20.3976 | 20.4798 | 20.5621 | 20.6443 | 20.7265 | 20.8087 | 20.8761 | 20.9435 | 21.0109 | 21.0783 | 21.1457 | 18.0723 | 18.1448 | 18.2177 | 18.0979 | 17.9789 | 17.9215 | 17.8643 | 17.8073 | 17.7504 | 17.6937 | 17.8246 | 17.9564 | 18.0893 | 18.2231 | 18.3579 | 18.4319 | 18.5059 | 18.5799 | 18.6539 | 18.7278 | 18.7885 | 18.8492 | 18.9098 | 18.9705 | 19.0311 | 0 | 0 | 0 | 0 | 0 | 0 | 0 | 0 | 0 | 0 | 0 | 0 | 0 | 0 | 0 | 0 | 0 | 0 | 0 | 0 | 0 | 0 | 0 | 0 | 0 | 0 | 0 | 0 | 0 | 0 | 0 | 0 | 0 | 0 | 0 | 0 | 0 | 0 | 0 | 0 | 0 | 0 | 0 | 0 | 0 | 0 | 0 | 0 | 0 | 0 | 0 | 0 | 0 | 0 | 0 | 0 | 0 | 0 | 0 | 0 | 0 | 0 | 0 | 0 | 0 | 0 | 0 | 0 | 0 | 0 | 0 | 0 | 0 | 0 | 0
131 | 76 | 131,76 | 99705 | - | N | 6 | 3 | 3 | 0 | 0 | 6 | 6 | 0 | 0 | 0 | 6 | 0 | 1360 | 1360 | 0 | 0 | 0 | 1360 | 8160 | 0 | 0 | 3 | 0 | 0 | 0 | 3 | 0 | 3 | 3 | 0 | 0 | 2.7845 | 2.7845 | 0 | 0 | 2.7987 | 2.7987 | 0 | 0 | 0 | 2.5844 | 2.6826 | 2.7845 | 2.8902 | 3 | 2.611 | 2.7032 | 2.7987 | 2.8976 | 3 | 0 | 0 | 0 | 0 | 0 | 3.012 | 3.0241 | 3.0363 | 3.0163 | 2.9965 | 2.9869 | 2.9774 | 2.9679 | 2.9584 | 2.949 | 2.9708 | 2.9927 | 3.0149 | 3.0372 | 3.0596 | 3.072 | 3.0843 | 3.0966 | 3.109 | 3.1213 | 3.1314 | 3.1415 | 3.1516 | 3.1617 | 3.1719 | 3.012 | 3.0241 | 3.0363 | 3.0163 | 2.9965 | 2.9869 | 2.9774 | 2.9679 | 2.9584 | 2.949 | 2.9708 | 2.9927 | 3.0149 | 3.0372 | 3.0596 | 3.072 | 3.0843 | 3.0966 | 3.109 | 3.1213 | 3.1314 | 3.1415 | 3.1516 | 3.1617 | 3.1719 | 0 | 0 | 0 | 0 | 0 | 0 | 0 | 0 | 0 | 0 | 0 | 0 | 0 | 0 | 0 | 0 | 0 | 0 | 0 | 0 | 0 | 0 | 0 | 0 | 0 | 0 | 0 | 0 | 0 | 0 | 0 | 0 | 0 | 0 | 0 | 0 | 0 | 0 | 0 | 0 | 0 | 0 | 0 | 0 | 0 | 0 | 0 | 0 | 0 | 0 | 0 | 0 | 0 | 0 | 0 | 0 | 0 | 0 | 0 | 0 | 0 | 0 | 0 | 0 | 0 | 0 | 0 | 0 | 0 | 0 | 0 | 0 | 0 | 0 | 0
134 | 76 | 134,76 | 99702 | - | N | 18 | 6 | 6 | 0 | 0 | 0 | 0 | 0 | 0 | 0 | 0 | 0 | 834.495 | 834.495 | 1408.3846 | 0 | 0 | 1365.174 | 0 | 0 | 0.13747 | 5.8547 | 0.0077963 | 0 | 0 | 6 | 0.13747 | 5.8547 | 5.9922 | 0.0077963 | 0.15346 | 6.5355 | 6.6889 | 0.0087027 | 0.16034 | 6.8284 | 6.9887 | 0.0090928 | 0 | 0 | 7.4666 | 7.0671 | 6.6889 | 6.331 | 5.9922 | 8.151 | 7.5475 | 6.9887 | 6.4713 | 5.9922 | 0 | 0 | 0 | 0 | 0 | 6.0163 | 6.0404 | 6.0647 | 6.0248 | 5.9852 | 5.9661 | 5.947 | 5.928 | 5.9091 | 5.8902 | 5.9338 | 5.9777 | 6.0219 | 6.0665 | 6.1113 | 6.136 | 6.1606 | 6.1852 | 6.2099 | 6.2345 | 6.2547 | 6.2749 | 6.2951 | 6.3153 | 6.3355 | 6.0163 | 6.0404 | 6.0647 | 6.0248 | 5.9852 | 5.9661 | 5.947 | 5.928 | 5.9091 | 5.8902 | 5.9338 | 5.9777 | 6.0219 | 6.0665 | 6.1113 | 6.136 | 6.1606 | 6.1852 | 6.2099 | 6.2345 | 6.2547 | 6.2749 | 6.2951 | 6.3153 | 6.3355 | 0 | 0 | 0 | 0 | 0 | 0 | 0 | 0 | 0 | 0 | 0 | 0 | 0 | 0 | 0 | 0 | 0 | 0 | 0 | 0 | 0 | 0 | 0 | 0 | 0 | 0.0078276 | 0.007859 | 0.0078906 | 0.0078387 | 0.0077871 | 0.0077623 | 0.0077375 | 0.0077128 | 0.0076881 | 0.0076636 | 0.0077203 | 0.0077774 | 0.0078349 | 0.0078929 | 0.0079513 | 0.0079833 | 0.0080154 | 0.0080474 | 0.0080795 | 0.0081115 | 0.0081378 | 0.0081641 | 0.0081903 | 0.0082166 | 0.0082429 | 0 | 0 | 0 | 0 | 0 | 0 | 0 | 0 | 0 | 0 | 0 | 0 | 0 | 0 | 0 | 0 | 0 | 0 | 0 | 0 | 0 | 0 | 0 | 0 | 0
168 | 76 | 168,76 | 99712 | - | N | 0 | 5 | 0 | 5 | 0 | 0 | 0 | 0 | 0 | 0 | 0 | 0 | 834.495 | 834.495 | 1408.3846 | 0 | 0 | 1365.174 | 0 | 0 | 0.11456 | 4.8789 | 0.0064969 | 0 | 0 | 5 | 0 | 0 | 0 | 0 | 0.10415 | 4.4355 | 4.5397 | 0.0059064 | 0 | 0 | 0 | 0 | 0 | 0 | 4.1271 | 4.3285 | 4.5397 | 4.7612 | 4.9935 | 0 | 0 | 0 | 0 | 0 | 0 | 0 | 0 | 0 | 0 | 5.0567 | 5.1207 | 5.1855 | 5.1514 | 5.1176 | 5.1012 | 5.0849 | 5.0687 | 5.0525 | 5.0364 | 5.0736 | 5.1112 | 5.149 | 5.1871 | 5.2254 | 5.2465 | 5.2676 | 5.2886 | 5.3097 | 5.3307 | 5.348 | 5.3653 | 5.3825 | 5.3998 | 5.4171 | 0 | 0 | 0 | 0 | 0 | 0 | 0 | 0 | 0 | 0 | 0 | 0 | 0 | 0 | 0 | 0 | 0 | 0 | 0 | 0 | 0 | 0 | 0 | 0 | 0 | 0 | 0 | 0 | 0 | 0 | 0 | 0 | 0 | 0 | 0 | 0 | 0 | 0 | 0 | 0 | 0 | 0 | 0 | 0 | 0 | 0 | 0 | 0 | 0 | 0 | 0.0065791 | 0.0066624 | 0.0067467 | 0.0067024 | 0.0066583 | 0.006637 | 0.0066158 | 0.0065947 | 0.0065737 | 0.0065527 | 0.0066011 | 0.00665 | 0.0066992 | 0.0067487 | 0.0067986 | 0.006826 | 0.0068534 | 0.0068808 | 0.0069082 | 0.0069357 | 0.0069581 | 0.0069806 | 0.007003 | 0.0070255 | 0.007048 | 0 | 0 | 0 | 0 | 0 | 0 | 0 | 0 | 0 | 0 | 0 | 0 | 0 | 0 | 0 | 0 | 0 | 0 | 0 | 0 | 0 | 0 | 0 | 0 | 0
130 | 77 | 130,77 | 99705 | - | N | 1 | 1 | 1 | 0 | 0 | 5 | 5 | 0 | 0 | 0 | 5 | 0 | 1915.6 | 1915.6 | 0 | 0 | 0 | 1915.6 | 9578 | 0 | 0 | 1 | 0 | 0 | 0 | 1 | 0 | 1 | 1 | 0 | 0 | 0.92815 | 0.92815 | 0 | 0 | 0.93291 | 0.93291 | 0 | 0 | 0 | 0.86147 | 0.89419 | 0.92815 | 0.96341 | 1 | 0.87033 | 0.90108 | 0.93291 | 0.96587 | 1 | 0 | 0 | 0 | 0 | 0 | 1.004 | 1.008 | 1.0121 | 1.0054 | 0.99883 | 0.99564 | 0.99246 | 0.98929 | 0.98613 | 0.98298 | 0.99026 | 0.99758 | 1.005 | 1.0124 | 1.0199 | 1.024 | 1.0281 | 1.0322 | 1.0363 | 1.0404 | 1.0438 | 1.0472 | 1.0505 | 1.0539 | 1.0573 | 1.004 | 1.008 | 1.0121 | 1.0054 | 0.99883 | 0.99564 | 0.99246 | 0.98929 | 0.98613 | 0.98298 | 0.99026 | 0.99758 | 1.005 | 1.0124 | 1.0199 | 1.024 | 1.0281 | 1.0322 | 1.0363 | 1.0404 | 1.0438 | 1.0472 | 1.0505 | 1.0539 | 1.0573 | 0 | 0 | 0 | 0 | 0 | 0 | 0 | 0 | 0 | 0 | 0 | 0 | 0 | 0 | 0 | 0 | 0 | 0 | 0 | 0 | 0 | 0 | 0 | 0 | 0 | 0 | 0 | 0 | 0 | 0 | 0 | 0 | 0 | 0 | 0 | 0 | 0 | 0 | 0 | 0 | 0 | 0 | 0 | 0 | 0 | 0 | 0 | 0 | 0 | 0 | 0 | 0 | 0 | 0 | 0 | 0 | 0 | 0 | 0 | 0 | 0 | 0 | 0 | 0 | 0 | 0 | 0 | 0 | 0 | 0 | 0 | 0 | 0 | 0 | 0
129 | 78 | 129,78 | 99705 | - | N | 14 | 6 | 6 | 0 | 0 | 2 | 2 | 1 | 0 | 0 | 3 | 0 | 3110.5 | 3110.5 | 1118 | 0 | 0 | 2446.3333 | 6221 | 1118 | 0 | 6 | 0 | 1 | 0 | 7 | 0 | 6 | 6 | 0 | 0 | 5.5689 | 5.5689 | 0 | 0 | 5.5975 | 5.5975 | 0 | 0.94011 | 0 | 5.1688 | 5.3651 | 5.5689 | 5.7804 | 6 | 5.222 | 5.4065 | 5.5975 | 5.7952 | 6 | 0.8838 | 0.91152 | 0.94011 | 0.96959 | 1 | 6.0682 | 6.1371 | 6.2068 | 6.166 | 6.1255 | 6.1059 | 6.0864 | 6.067 | 6.0476 | 6.0283 | 6.0729 | 6.1178 | 6.1631 | 6.2086 | 6.2546 | 6.2798 | 6.305 | 6.3302 | 6.3554 | 6.3806 | 6.4013 | 6.422 | 6.4426 | 6.4633 | 6.484 | 6.0682 | 6.1371 | 6.2068 | 6.166 | 6.1255 | 6.1059 | 6.0864 | 6.067 | 6.0476 | 6.0283 | 6.0729 | 6.1178 | 6.1631 | 6.2086 | 6.2546 | 6.2798 | 6.305 | 6.3302 | 6.3554 | 6.3806 | 6.4013 | 6.422 | 6.4426 | 6.4633 | 6.484 | 1.0114 | 1.0228 | 1.0345 | 1.0277 | 1.0209 | 1.0177 | 1.0144 | 1.0112 | 1.0079 | 1.0047 | 1.0121 | 1.0196 | 1.0272 | 1.0348 | 1.0424 | 1.0466 | 1.0508 | 1.055 | 1.0592 | 1.0634 | 1.0669 | 1.0703 | 1.0738 | 1.0772 | 1.0807 | 0 | 0 | 0 | 0 | 0 | 0 | 0 | 0 | 0 | 0 | 0 | 0 | 0 | 0 | 0 | 0 | 0 | 0 | 0 | 0 | 0 | 0 | 0 | 0 | 0 | 0 | 0 | 0 | 0 | 0 | 0 | 0 | 0 | 0 | 0 | 0 | 0 | 0 | 0 | 0 | 0 | 0 | 0 | 0 | 0 | 0 | 0 | 0 | 0 | 0
130 | 78 | 130,78 | 99705 | - | N | 5 | 1 | 1 | 0 | 0 | 0 | 0 | 1 | 0 | 0 | 1 | 0 | 0 | 0 | 9320 | 0 | 0 | 9320 | 0 | 9320 | 0.022912 | 0.97579 | 0.0012994 | 1 | 0 | 2 | 0.022912 | 0.97579 | 0.9987 | 0.0012994 | 0.021266 | 0.90568 | 0.92695 | 0.001206 | 0.021375 | 0.91032 | 0.9317 | 0.0012122 | 0.94011 | 0 | 0.86035 | 0.89303 | 0.92695 | 0.96215 | 0.9987 | 0.86919 | 0.8999 | 0.9317 | 0.96462 | 0.9987 | 0.8838 | 0.91152 | 0.94011 | 0.96959 | 1 | 1.0027 | 1.0067 | 1.0108 | 1.0041 | 0.99753 | 0.99435 | 0.99117 | 0.98801 | 0.98485 | 0.98171 | 0.98897 | 0.99628 | 1.0037 | 1.0111 | 1.0186 | 1.0227 | 1.0268 | 1.0309 | 1.035 | 1.0391 | 1.0424 | 1.0458 | 1.0492 | 1.0525 | 1.0559 | 1.0027 | 1.0067 | 1.0108 | 1.0041 | 0.99753 | 0.99435 | 0.99117 | 0.98801 | 0.98485 | 0.98171 | 0.98897 | 0.99628 | 1.0037 | 1.0111 | 1.0186 | 1.0227 | 1.0268 | 1.0309 | 1.035 | 1.0391 | 1.0424 | 1.0458 | 1.0492 | 1.0525 | 1.0559 | 1.004 | 1.008 | 1.0121 | 1.0054 | 0.99883 | 0.99564 | 0.99246 | 0.98929 | 0.98613 | 0.98298 | 0.99026 | 0.99758 | 1.005 | 1.0124 | 1.0199 | 1.024 | 1.0281 | 1.0322 | 1.0363 | 1.0404 | 1.0438 | 1.0472 | 1.0505 | 1.0539 | 1.0573 | 0.0013046 | 0.0013098 | 0.0013151 | 0.0013064 | 0.0012979 | 0.0012937 | 0.0012896 | 0.0012855 | 0.0012814 | 0.0012773 | 0.0012867 | 0.0012962 | 0.0013058 | 0.0013155 | 0.0013252 | 0.0013306 | 0.0013359 | 0.0013412 | 0.0013466 | 0.0013519 | 0.0013563 | 0.0013607 | 0.0013651 | 0.0013694 | 0.0013738 | 0 | 0 | 0 | 0 | 0 | 0 | 0 | 0 | 0 | 0 | 0 | 0 | 0 | 0 | 0 | 0 | 0 | 0 | 0 | 0 | 0 | 0 | 0 | 0 | 0
200 | 78 | 200,78 | 99712 | - | N | 0 | 20 | 0 | 20 | 0 | 0 | 0 | 0 | 0 | 0 | 0 | 0 | 834.495 | 834.495 | 1408.3846 | 0 | 0 | 1365.174 | 0 | 0 | 0.45825 | 19.5158 | 0.025988 | 0 | 0 | 20 | 0 | 0 | 0 | 0 | 0.4166 | 17.7421 | 18.1587 | 0.023626 | 0 | 0 | 0 | 0 | 0 | 0 | 16.5083 | 17.3138 | 18.1587 | 19.0447 | 19.974 | 0 | 0 | 0 | 0 | 0 | 0 | 0 | 0 | 0 | 0 | 20.2268 | 20.4829 | 20.7421 | 20.6058 | 20.4703 | 20.4049 | 20.3398 | 20.2748 | 20.2101 | 20.1455 | 20.2945 | 20.4447 | 20.5959 | 20.7482 | 20.9017 | 20.986 | 21.0702 | 21.1545 | 21.2387 | 21.323 | 21.392 | 21.4611 | 21.5301 | 21.5992 | 21.6683 | 0 | 0 | 0 | 0 | 0 | 0 | 0 | 0 | 0 | 0 | 0 | 0 | 0 | 0 | 0 | 0 | 0 | 0 | 0 | 0 | 0 | 0 | 0 | 0 | 0 | 0 | 0 | 0 | 0 | 0 | 0 | 0 | 0 | 0 | 0 | 0 | 0 | 0 | 0 | 0 | 0 | 0 | 0 | 0 | 0 | 0 | 0 | 0 | 0 | 0 | 0.026316 | 0.02665 | 0.026987 | 0.026809 | 0.026633 | 0.026548 | 0.026463 | 0.026379 | 0.026295 | 0.026211 | 0.026405 | 0.0266 | 0.026797 | 0.026995 | 0.027195 | 0.027304 | 0.027414 | 0.027523 | 0.027633 | 0.027743 | 0.027832 | 0.027922 | 0.028012 | 0.028102 | 0.028192 | 0 | 0 | 0 | 0 | 0 | 0 | 0 | 0 | 0 | 0 | 0 | 0 | 0 | 0 | 0 | 0 | 0 | 0 | 0 | 0 | 0 | 0 | 0 | 0 | 0
128 | 79 | 128,79 | 99705 | - | N | 8 | 3 | 3 | 0 | 0 | 3 | 3 | 0 | 0 | 0 | 3 | 0 | 2121 | 2121 | 0 | 0 | 0 | 2121 | 6363 | 0 | 0 | 3 | 0 | 0 | 0 | 3 | 0 | 3 | 3 | 0 | 0 | 2.7845 | 2.7845 | 0 | 0 | 2.7987 | 2.7987 | 0 | 0 | 0 | 2.5844 | 2.6826 | 2.7845 | 2.8902 | 3 | 2.611 | 2.7032 | 2.7987 | 2.8976 | 3 | 0 | 0 | 0 | 0 | 0 | 3.0341 | 3.0685 | 3.1034 | 3.083 | 3.0627 | 3.053 | 3.0432 | 3.0335 | 3.0238 | 3.0141 | 3.0364 | 3.0589 | 3.0815 | 3.1043 | 3.1273 | 3.1399 | 3.1525 | 3.1651 | 3.1777 | 3.1903 | 3.2006 | 3.211 | 3.2213 | 3.2316 | 3.242 | 3.0341 | 3.0685 | 3.1034 | 3.083 | 3.0627 | 3.053 | 3.0432 | 3.0335 | 3.0238 | 3.0141 | 3.0364 | 3.0589 | 3.0815 | 3.1043 | 3.1273 | 3.1399 | 3.1525 | 3.1651 | 3.1777 | 3.1903 | 3.2006 | 3.211 | 3.2213 | 3.2316 | 3.242 | 0 | 0 | 0 | 0 | 0 | 0 | 0 | 0 | 0 | 0 | 0 | 0 | 0 | 0 | 0 | 0 | 0 | 0 | 0 | 0 | 0 | 0 | 0 | 0 | 0 | 0 | 0 | 0 | 0 | 0 | 0 | 0 | 0 | 0 | 0 | 0 | 0 | 0 | 0 | 0 | 0 | 0 | 0 | 0 | 0 | 0 | 0 | 0 | 0 | 0 | 0 | 0 | 0 | 0 | 0 | 0 | 0 | 0 | 0 | 0 | 0 | 0 | 0 | 0 | 0 | 0 | 0 | 0 | 0 | 0 | 0 | 0 | 0 | 0 | 0
129 | 79 | 129,79 | 99705 | - | N | 0 | 1 | 0 | 1 | 0 | 1 | 1 | 1 | 0 | 0 | 2 | 0 | 746 | 746 | 3300 | 0 | 0 | 2023 | 746 | 3300 | 0 | 1 | 0 | 1 | 0 | 2 | 0 | 0 | 0 | 0 | 0 | 0.92815 | 0.92815 | 0 | 0 | 0 | 0 | 0 | 0.94011 | 0 | 0.86147 | 0.89419 | 0.92815 | 0.96341 | 1 | 0 | 0 | 0 | 0 | 0 | 0.8838 | 0.91152 | 0.94011 | 0.96959 | 1 | 1.004 | 1.008 | 1.0121 | 1.0054 | 0.99883 | 0.99564 | 0.99246 | 0.98929 | 0.98613 | 0.98298 | 0.99026 | 0.99758 | 1.005 | 1.0124 | 1.0199 | 1.024 | 1.0281 | 1.0322 | 1.0363 | 1.0404 | 1.0438 | 1.0472 | 1.0505 | 1.0539 | 1.0573 | 0 | 0 | 0 | 0 | 0 | 0 | 0 | 0 | 0 | 0 | 0 | 0 | 0 | 0 | 0 | 0 | 0 | 0 | 0 | 0 | 0 | 0 | 0 | 0 | 0 | 1.004 | 1.008 | 1.0121 | 1.0054 | 0.99883 | 0.99564 | 0.99246 | 0.98929 | 0.98613 | 0.98298 | 0.99026 | 0.99758 | 1.005 | 1.0124 | 1.0199 | 1.024 | 1.0281 | 1.0322 | 1.0363 | 1.0404 | 1.0438 | 1.0472 | 1.0505 | 1.0539 | 1.0573 | 0 | 0 | 0 | 0 | 0 | 0 | 0 | 0 | 0 | 0 | 0 | 0 | 0 | 0 | 0 | 0 | 0 | 0 | 0 | 0 | 0 | 0 | 0 | 0 | 0 | 0 | 0 | 0 | 0 | 0 | 0 | 0 | 0 | 0 | 0 | 0 | 0 | 0 | 0 | 0 | 0 | 0 | 0 | 0 | 0 | 0 | 0 | 0 | 0 | 0
128 | 80 | 128,80 | 99705 | - | N | 7 | 2 | 2 | 0 | 0 | 16 | 16 | 0 | 0 | 0 | 16 | 0 | 2430.4375 | 2430.4375 | 0 | 0 | 0 | 2430.4375 | 38887 | 0 | 0 | 2 | 0 | 0 | 0 | 2 | 0 | 2 | 2 | 0 | 0 | 1.8563 | 1.8563 | 0 | 0 | 1.8658 | 1.8658 | 0 | 0 | 0 | 1.7229 | 1.7884 | 1.8563 | 1.9268 | 2 | 1.7407 | 1.8022 | 1.8658 | 1.9317 | 2 | 0 | 0 | 0 | 0 | 0 | 2.0227 | 2.0457 | 2.0689 | 2.0553 | 2.0418 | 2.0353 | 2.0288 | 2.0223 | 2.0159 | 2.0094 | 2.0243 | 2.0393 | 2.0544 | 2.0695 | 2.0849 | 2.0933 | 2.1017 | 2.1101 | 2.1185 | 2.1269 | 2.1338 | 2.1407 | 2.1475 | 2.1544 | 2.1613 | 2.0227 | 2.0457 | 2.0689 | 2.0553 | 2.0418 | 2.0353 | 2.0288 | 2.0223 | 2.0159 | 2.0094 | 2.0243 | 2.0393 | 2.0544 | 2.0695 | 2.0849 | 2.0933 | 2.1017 | 2.1101 | 2.1185 | 2.1269 | 2.1338 | 2.1407 | 2.1475 | 2.1544 | 2.1613 | 0 | 0 | 0 | 0 | 0 | 0 | 0 | 0 | 0 | 0 | 0 | 0 | 0 | 0 | 0 | 0 | 0 | 0 | 0 | 0 | 0 | 0 | 0 | 0 | 0 | 0 | 0 | 0 | 0 | 0 | 0 | 0 | 0 | 0 | 0 | 0 | 0 | 0 | 0 | 0 | 0 | 0 | 0 | 0 | 0 | 0 | 0 | 0 | 0 | 0 | 0 | 0 | 0 | 0 | 0 | 0 | 0 | 0 | 0 | 0 | 0 | 0 | 0 | 0 | 0 | 0 | 0 | 0 | 0 | 0 | 0 | 0 | 0 | 0 | 0
129 | 80 | 129,80 | 99705 | - | N | 6 | 3 | 3 | 0 | 0 | 0 | 0 | 1 | 0 | 0 | 1 | 0 | 0 | 0 | 6176 | 0 | 0 | 6176 | 0 | 6176 | 0.068737 | 2.9274 | 0.0038981 | 1 | 0 | 4 | 0.068737 | 2.9274 | 2.9961 | 0.0038981 | 0.063798 | 2.717 | 2.7808 | 0.0036181 | 0.064126 | 2.731 | 2.7951 | 0.0036366 | 0.94011 | 0 | 2.581 | 2.6791 | 2.7808 | 2.8865 | 2.9961 | 2.6076 | 2.6997 | 2.7951 | 2.8939 | 2.9961 | 0.8838 | 0.91152 | 0.94011 | 0.96959 | 1 | 3.0081 | 3.0202 | 3.0323 | 3.0124 | 2.9926 | 2.983 | 2.9735 | 2.964 | 2.9546 | 2.9451 | 2.9669 | 2.9889 | 3.011 | 3.0332 | 3.0557 | 3.068 | 3.0803 | 3.0926 | 3.1049 | 3.1173 | 3.1273 | 3.1374 | 3.1475 | 3.1576 | 3.1677 | 3.0081 | 3.0202 | 3.0323 | 3.0124 | 2.9926 | 2.983 | 2.9735 | 2.964 | 2.9546 | 2.9451 | 2.9669 | 2.9889 | 3.011 | 3.0332 | 3.0557 | 3.068 | 3.0803 | 3.0926 | 3.1049 | 3.1173 | 3.1273 | 3.1374 | 3.1475 | 3.1576 | 3.1677 | 1.004 | 1.008 | 1.0121 | 1.0054 | 0.99883 | 0.99564 | 0.99246 | 0.98929 | 0.98613 | 0.98298 | 0.99026 | 0.99758 | 1.005 | 1.0124 | 1.0199 | 1.024 | 1.0281 | 1.0322 | 1.0363 | 1.0404 | 1.0438 | 1.0472 | 1.0505 | 1.0539 | 1.0573 | 0.0039138 | 0.0039295 | 0.0039453 | 0.0039193 | 0.0038936 | 0.0038811 | 0.0038687 | 0.0038564 | 0.0038441 | 0.0038318 | 0.0038601 | 0.0038887 | 0.0039175 | 0.0039464 | 0.0039756 | 0.0039917 | 0.0040077 | 0.0040237 | 0.0040397 | 0.0040558 | 0.0040689 | 0.004082 | 0.0040952 | 0.0041083 | 0.0041214 | 0 | 0 | 0 | 0 | 0 | 0 | 0 | 0 | 0 | 0 | 0 | 0 | 0 | 0 | 0 | 0 | 0 | 0 | 0 | 0 | 0 | 0 | 0 | 0 | 0
132 | 80 | 132,80 | 99702 | - | N | 154 | 36 | 30 | 6 | 0 | 0 | 0 | 0 | 0 | 0 | 0 | 0 | 834.495 | 834.495 | 1408.3846 | 0 | 0 | 1365.174 | 0 | 0 | 0.82484 | 35.1284 | 0.046778 | 0 | 0 | 36 | 0.68737 | 29.2736 | 29.961 | 0.038981 | 0.92075 | 39.2127 | 40.1335 | 0.052216 | 0.80168 | 34.142 | 34.9437 | 0.045464 | 0 | 0 | 44.7998 | 42.4025 | 40.1335 | 37.9859 | 35.9532 | 40.755 | 37.7377 | 34.9437 | 32.3566 | 29.961 | 0 | 0 | 0 | 0 | 0 | 36.0976 | 36.2425 | 36.3881 | 36.1488 | 35.9112 | 35.7965 | 35.6822 | 35.5682 | 35.4547 | 35.3414 | 35.6029 | 35.8662 | 36.1315 | 36.3988 | 36.668 | 36.8158 | 36.9636 | 37.1114 | 37.2592 | 37.407 | 37.5282 | 37.6493 | 37.7705 | 37.8916 | 38.0128 | 30.0813 | 30.2021 | 30.3234 | 30.124 | 29.926 | 29.8304 | 29.7352 | 29.6402 | 29.5456 | 29.4512 | 29.6691 | 29.8885 | 30.1096 | 30.3323 | 30.5567 | 30.6799 | 30.803 | 30.9262 | 31.0494 | 31.1725 | 31.2735 | 31.3744 | 31.4754 | 31.5764 | 31.6773 | 0 | 0 | 0 | 0 | 0 | 0 | 0 | 0 | 0 | 0 | 0 | 0 | 0 | 0 | 0 | 0 | 0 | 0 | 0 | 0 | 0 | 0 | 0 | 0 | 0 | 0.046965 | 0.047154 | 0.047343 | 0.047032 | 0.046723 | 0.046574 | 0.046425 | 0.046277 | 0.046129 | 0.045982 | 0.046322 | 0.046664 | 0.04701 | 0.047357 | 0.047708 | 0.0479 | 0.048092 | 0.048284 | 0.048477 | 0.048669 | 0.048827 | 0.048984 | 0.049142 | 0.0493 | 0.049457 | 0 | 0 | 0 | 0 | 0 | 0 | 0 | 0 | 0 | 0 | 0 | 0 | 0 | 0 | 0 | 0 | 0 | 0 | 0 | 0 | 0 | 0 | 0 | 0 | 0
81 | 81 | 81,81 | 99709 | - | N | 0 | 3 | 0 | 3 | 0 | 0 | 0 | 0 | 0 | 0 | 0 | 0 | 834.495 | 834.495 | 1408.3846 | 0 | 0 | 1365.174 | 0 | 0 | 0.068737 | 2.9274 | 0.0038981 | 0 | 0 | 3 | 0 | 0 | 0 | 0 | 0.065449 | 2.7873 | 2.8528 | 0.0037116 | 0 | 0 | 0 | 0 | 0 | 0 | 2.7163 | 2.7837 | 2.8528 | 2.9236 | 2.9961 | 0 | 0 | 0 | 0 | 0 | 0 | 0 | 0 | 0 | 0 | 3.0114 | 3.0269 | 3.0424 | 3.0224 | 3.0025 | 2.9929 | 2.9834 | 2.9738 | 2.9643 | 2.9549 | 2.9767 | 2.9987 | 3.0209 | 3.0433 | 3.0658 | 3.0781 | 3.0905 | 3.1029 | 3.1152 | 3.1276 | 3.1377 | 3.1478 | 3.158 | 3.1681 | 3.1782 | 0 | 0 | 0 | 0 | 0 | 0 | 0 | 0 | 0 | 0 | 0 | 0 | 0 | 0 | 0 | 0 | 0 | 0 | 0 | 0 | 0 | 0 | 0 | 0 | 0 | 0 | 0 | 0 | 0 | 0 | 0 | 0 | 0 | 0 | 0 | 0 | 0 | 0 | 0 | 0 | 0 | 0 | 0 | 0 | 0 | 0 | 0 | 0 | 0 | 0 | 0.0039181 | 0.0039382 | 0.0039583 | 0.0039323 | 0.0039065 | 0.003894 | 0.0038816 | 0.0038692 | 0.0038568 | 0.0038445 | 0.0038729 | 0.0039016 | 0.0039304 | 0.0039595 | 0.0039888 | 0.0040049 | 0.004021 | 0.004037 | 0.0040531 | 0.0040692 | 0.0040824 | 0.0040955 | 0.0041087 | 0.0041219 | 0.0041351 | 0 | 0 | 0 | 0 | 0 | 0 | 0 | 0 | 0 | 0 | 0 | 0 | 0 | 0 | 0 | 0 | 0 | 0 | 0 | 0 | 0 | 0 | 0 | 0 | 0
126 | 81 | 126,81 | 99705 | - | N | 36 | 13 | 13 | 0 | 0 | 4 | 4 | 1 | 0 | 0 | 5 | 0 | 1537.25 | 1537.25 | 1628 | 0 | 0 | 1555.4 | 6149 | 1628 | 0 | 13 | 0 | 1 | 0 | 14 | 0 | 13 | 13 | 0 | 0 | 12.066 | 12.066 | 0 | 0 | 12.1279 | 12.1279 | 0 | 0.94011 | 0 | 11.1991 | 11.6244 | 12.066 | 12.5243 | 13 | 11.3142 | 11.714 | 12.1279 | 12.5564 | 13 | 0.8838 | 0.91152 | 0.94011 | 0.96959 | 1 | 13.1477 | 13.297 | 13.4481 | 13.3597 | 13.2719 | 13.2295 | 13.1872 | 13.1451 | 13.1031 | 13.0613 | 13.1579 | 13.2552 | 13.3533 | 13.4521 | 13.5516 | 13.6062 | 13.6608 | 13.7154 | 13.7701 | 13.8247 | 13.8695 | 13.9142 | 13.959 | 14.0038 | 14.0486 | 13.1477 | 13.297 | 13.4481 | 13.3597 | 13.2719 | 13.2295 | 13.1872 | 13.1451 | 13.1031 | 13.0613 | 13.1579 | 13.2552 | 13.3533 | 13.4521 | 13.5516 | 13.6062 | 13.6608 | 13.7154 | 13.7701 | 13.8247 | 13.8695 | 13.9142 | 13.959 | 14.0038 | 14.0486 | 1.0114 | 1.0228 | 1.0345 | 1.0277 | 1.0209 | 1.0177 | 1.0144 | 1.0112 | 1.0079 | 1.0047 | 1.0121 | 1.0196 | 1.0272 | 1.0348 | 1.0424 | 1.0466 | 1.0508 | 1.055 | 1.0592 | 1.0634 | 1.0669 | 1.0703 | 1.0738 | 1.0772 | 1.0807 | 0 | 0 | 0 | 0 | 0 | 0 | 0 | 0 | 0 | 0 | 0 | 0 | 0 | 0 | 0 | 0 | 0 | 0 | 0 | 0 | 0 | 0 | 0 | 0 | 0 | 0 | 0 | 0 | 0 | 0 | 0 | 0 | 0 | 0 | 0 | 0 | 0 | 0 | 0 | 0 | 0 | 0 | 0 | 0 | 0 | 0 | 0 | 0 | 0 | 0
128 | 81 | 128,81 | 99705 | - | N | 28 | 11 | 10 | 1 | 0 | 1 | 1 | 0 | 0 | 0 | 1 | 0 | 4288 | 4288 | 0 | 0 | 0 | 4288 | 4288 | 0 | 0 | 11 | 0 | 0 | 0 | 11 | 0 | 10 | 10 | 0 | 0 | 10.2097 | 10.2097 | 0 | 0 | 9.3291 | 9.3291 | 0 | 0 | 0 | 9.4761 | 9.8361 | 10.2097 | 10.5975 | 11 | 8.7033 | 9.0108 | 9.3291 | 9.6587 | 10 | 0 | 0 | 0 | 0 | 0 | 11.125 | 11.2513 | 11.3792 | 11.3044 | 11.23 | 11.1942 | 11.1584 | 11.1228 | 11.0873 | 11.0519 | 11.1336 | 11.216 | 11.2989 | 11.3825 | 11.4667 | 11.5129 | 11.5592 | 11.6054 | 11.6516 | 11.6978 | 11.7357 | 11.7736 | 11.8115 | 11.8494 | 11.8872 | 10.1136 | 10.2285 | 10.3447 | 10.2767 | 10.2091 | 10.1765 | 10.144 | 10.1116 | 10.0793 | 10.0472 | 10.1215 | 10.1963 | 10.2718 | 10.3477 | 10.4243 | 10.4663 | 10.5083 | 10.5503 | 10.5924 | 10.6344 | 10.6688 | 10.7033 | 10.7377 | 10.7721 | 10.8066 | 0 | 0 | 0 | 0 | 0 | 0 | 0 | 0 | 0 | 0 | 0 | 0 | 0 | 0 | 0 | 0 | 0 | 0 | 0 | 0 | 0 | 0 | 0 | 0 | 0 | 0 | 0 | 0 | 0 | 0 | 0 | 0 | 0 | 0 | 0 | 0 | 0 | 0 | 0 | 0 | 0 | 0 | 0 | 0 | 0 | 0 | 0 | 0 | 0 | 0 | 0 | 0 | 0 | 0 | 0 | 0 | 0 | 0 | 0 | 0 | 0 | 0 | 0 | 0 | 0 | 0 | 0 | 0 | 0 | 0 | 0 | 0 | 0 | 0 | 0
131 | 81 | 131,81 | 99702 | - | N | 428 | 2 | 2 | 0 | 0 | 0 | 0 | 0 | 0 | 0 | 0 | 0 | 834.495 | 834.495 | 1408.3846 | 0 | 0 | 1365.174 | 0 | 0 | 0.045825 | 1.9516 | 0.0025988 | 0 | 0 | 2 | 0.045825 | 1.9516 | 1.9974 | 0.0025988 | 0.051153 | 2.1785 | 2.2296 | 0.0029009 | 0.053446 | 2.2761 | 2.3296 | 0.0030309 | 0 | 0 | 2.4889 | 2.3557 | 2.2296 | 2.1103 | 1.9974 | 2.717 | 2.5158 | 2.3296 | 2.1571 | 1.9974 | 0 | 0 | 0 | 0 | 0 | 2.0054 | 2.0135 | 2.0216 | 2.0083 | 1.9951 | 1.9887 | 1.9823 | 1.976 | 1.9697 | 1.9634 | 1.9779 | 1.9926 | 2.0073 | 2.0222 | 2.0371 | 2.0453 | 2.0535 | 2.0617 | 2.07 | 2.0782 | 2.0849 | 2.0916 | 2.0984 | 2.1051 | 2.1118 | 2.0054 | 2.0135 | 2.0216 | 2.0083 | 1.9951 | 1.9887 | 1.9823 | 1.976 | 1.9697 | 1.9634 | 1.9779 | 1.9926 | 2.0073 | 2.0222 | 2.0371 | 2.0453 | 2.0535 | 2.0617 | 2.07 | 2.0782 | 2.0849 | 2.0916 | 2.0984 | 2.1051 | 2.1118 | 0 | 0 | 0 | 0 | 0 | 0 | 0 | 0 | 0 | 0 | 0 | 0 | 0 | 0 | 0 | 0 | 0 | 0 | 0 | 0 | 0 | 0 | 0 | 0 | 0 | 0.0026092 | 0.0026197 | 0.0026302 | 0.0026129 | 0.0025957 | 0.0025874 | 0.0025792 | 0.0025709 | 0.0025627 | 0.0025545 | 0.0025734 | 0.0025925 | 0.0026116 | 0.002631 | 0.0026504 | 0.0026611 | 0.0026718 | 0.0026825 | 0.0026932 | 0.0027038 | 0.0027126 | 0.0027214 | 0.0027301 | 0.0027389 | 0.0027476 | 0 | 0 | 0 | 0 | 0 | 0 | 0 | 0 | 0 | 0 | 0 | 0 | 0 | 0 | 0 | 0 | 0 | 0 | 0 | 0 | 0 | 0 | 0 | 0 | 0
132 | 81 | 132,81 | 99702 | - | N | 1798 | 718 | 522 | 196 | 0 | 0 | 0 | 0 | 0 | 0 | 0 | 0 | 834.495 | 834.495 | 1408.3846 | 0 | 0 | 1365.174 | 0 | 0 | 16.4511 | 700.616 | 0.93295 | 0 | 0 | 718 | 11.9602 | 509.3615 | 521.3217 | 0.67827 | 18.3638 | 782.076 | 800.4398 | 1.0414 | 13.9493 | 594.0711 | 608.0204 | 0.79108 | 0 | 0 | 893.5063 | 845.6938 | 800.4398 | 757.6074 | 717.067 | 709.1375 | 656.6354 | 608.0204 | 563.0046 | 521.3217 | 0 | 0 | 0 | 0 | 0 | 719.9464 | 722.8373 | 725.7398 | 720.9684 | 716.2284 | 713.9412 | 711.6614 | 709.3888 | 707.1235 | 704.8654 | 710.0793 | 715.3317 | 720.623 | 725.9534 | 731.3233 | 734.2711 | 737.219 | 740.1668 | 743.1146 | 746.0624 | 748.4788 | 750.8951 | 753.3115 | 755.7278 | 758.1442 | 523.4151 | 525.5168 | 527.627 | 524.1581 | 520.712 | 519.0492 | 517.3917 | 515.7395 | 514.0926 | 512.4509 | 516.2415 | 520.0601 | 523.907 | 527.7823 | 531.6863 | 533.8294 | 535.9726 | 538.1157 | 540.2588 | 542.4019 | 544.1587 | 545.9154 | 547.6721 | 549.4289 | 551.1856 | 0 | 0 | 0 | 0 | 0 | 0 | 0 | 0 | 0 | 0 | 0 | 0 | 0 | 0 | 0 | 0 | 0 | 0 | 0 | 0 | 0 | 0 | 0 | 0 | 0 | 0.9367 | 0.94046 | 0.94424 | 0.93803 | 0.93186 | 0.92889 | 0.92592 | 0.92296 | 0.92001 | 0.91708 | 0.92386 | 0.93069 | 0.93758 | 0.94451 | 0.9515 | 0.95534 | 0.95917 | 0.96301 | 0.96684 | 0.97068 | 0.97382 | 0.97696 | 0.98011 | 0.98325 | 0.9864 | 0 | 0 | 0 | 0 | 0 | 0 | 0 | 0 | 0 | 0 | 0 | 0 | 0 | 0 | 0 | 0 | 0 | 0 | 0 | 0 | 0 | 0 | 0 | 0 | 0
133 | 81 | 133,81 | 99702 | - | N | 57 | 25 | 21 | 4 | 0 | 0 | 0 | 0 | 0 | 0 | 0 | 0 | 834.495 | 834.495 | 1408.3846 | 0 | 0 | 1365.174 | 0 | 0 | 0.57281 | 24.3947 | 0.032484 | 0 | 0 | 25 | 0.48116 | 20.4916 | 20.9727 | 0.027287 | 0.63941 | 27.2311 | 27.8705 | 0.036261 | 0.56118 | 23.8994 | 24.4606 | 0.031825 | 0 | 0 | 31.1109 | 29.4462 | 27.8705 | 26.3791 | 24.9675 | 28.5285 | 26.4164 | 24.4606 | 22.6496 | 20.9727 | 0 | 0 | 0 | 0 | 0 | 25.0678 | 25.1684 | 25.2695 | 25.1034 | 24.9383 | 24.8587 | 24.7793 | 24.7002 | 24.6213 | 24.5427 | 24.7242 | 24.9071 | 25.0913 | 25.2769 | 25.4639 | 25.5665 | 25.6692 | 25.7718 | 25.8745 | 25.9771 | 26.0612 | 26.1454 | 26.2295 | 26.3136 | 26.3978 | 21.0569 | 21.1415 | 21.2264 | 21.0868 | 20.9482 | 20.8813 | 20.8146 | 20.7481 | 20.6819 | 20.6158 | 20.7683 | 20.922 | 21.0767 | 21.2326 | 21.3897 | 21.4759 | 21.5621 | 21.6483 | 21.7345 | 21.8208 | 21.8914 | 21.9621 | 22.0328 | 22.1035 | 22.1741 | 0 | 0 | 0 | 0 | 0 | 0 | 0 | 0 | 0 | 0 | 0 | 0 | 0 | 0 | 0 | 0 | 0 | 0 | 0 | 0 | 0 | 0 | 0 | 0 | 0 | 0.032615 | 0.032746 | 0.032877 | 0.032661 | 0.032446 | 0.032343 | 0.03224 | 0.032137 | 0.032034 | 0.031932 | 0.032168 | 0.032406 | 0.032645 | 0.032887 | 0.03313 | 0.033264 | 0.033397 | 0.033531 | 0.033664 | 0.033798 | 0.033907 | 0.034017 | 0.034126 | 0.034236 | 0.034345 | 0 | 0 | 0 | 0 | 0 | 0 | 0 | 0 | 0 | 0 | 0 | 0 | 0 | 0 | 0 | 0 | 0 | 0 | 0 | 0 | 0 | 0 | 0 | 0 | 0
126 | 82 | 126,82 | 99705 | - | N | 6 | 6 | 4 | 2 | 0 | 0 | 0 | 0 | 0 | 0 | 0 | 0 | 834.495 | 834.495 | 1408.3846 | 0 | 0 | 1365.174 | 0 | 0 | 0.13747 | 5.8547 | 0.0077963 | 0 | 0 | 6 | 0.091649 | 3.9032 | 3.9948 | 0.0051975 | 0.1276 | 5.4341 | 5.5617 | 0.0072361 | 0.085501 | 3.6413 | 3.7268 | 0.0048488 | 0 | 0 | 5.1621 | 5.3582 | 5.5617 | 5.7729 | 5.9922 | 3.4768 | 3.5996 | 3.7268 | 3.8585 | 3.9948 | 0 | 0 | 0 | 0 | 0 | 6.0603 | 6.1291 | 6.1988 | 6.158 | 6.1175 | 6.098 | 6.0785 | 6.0591 | 6.0397 | 6.0205 | 6.065 | 6.1099 | 6.155 | 6.2006 | 6.2464 | 6.2716 | 6.2968 | 6.322 | 6.3472 | 6.3723 | 6.393 | 6.4136 | 6.4342 | 6.4549 | 6.4755 | 4.0402 | 4.0861 | 4.1325 | 4.1053 | 4.0783 | 4.0653 | 4.0523 | 4.0394 | 4.0265 | 4.0136 | 4.0433 | 4.0732 | 4.1034 | 4.1337 | 4.1643 | 4.1811 | 4.1979 | 4.2147 | 4.2314 | 4.2482 | 4.262 | 4.2757 | 4.2895 | 4.3033 | 4.317 | 0 | 0 | 0 | 0 | 0 | 0 | 0 | 0 | 0 | 0 | 0 | 0 | 0 | 0 | 0 | 0 | 0 | 0 | 0 | 0 | 0 | 0 | 0 | 0 | 0 | 0.0078848 | 0.0079744 | 0.008065 | 0.008012 | 0.0079593 | 0.0079339 | 0.0079085 | 0.0078833 | 0.0078581 | 0.007833 | 0.007891 | 0.0079493 | 0.0080081 | 0.0080674 | 0.008127 | 0.0081598 | 0.0081926 | 0.0082253 | 0.0082581 | 0.0082908 | 0.0083177 | 0.0083445 | 0.0083714 | 0.0083982 | 0.0084251 | 0 | 0 | 0 | 0 | 0 | 0 | 0 | 0 | 0 | 0 | 0 | 0 | 0 | 0 | 0 | 0 | 0 | 0 | 0 | 0 | 0 | 0 | 0 | 0 | 0
127 | 82 | 127,82 | 99705 | - | N | 12 | 5 | 3 | 2 | 0 | 1 | 1 | 0 | 0 | 0 | 1 | 0 | 4837 | 4837 | 0 | 0 | 0 | 4837 | 4837 | 0 | 0 | 5 | 0 | 0 | 0 | 5 | 0 | 3 | 3 | 0 | 0 | 4.6408 | 4.6408 | 0 | 0 | 2.7987 | 2.7987 | 0 | 0 | 0 | 4.3073 | 4.4709 | 4.6408 | 4.817 | 5 | 2.611 | 2.7032 | 2.7987 | 2.8976 | 3 | 0 | 0 | 0 | 0 | 0 | 5.0568 | 5.1142 | 5.1723 | 5.1383 | 5.1046 | 5.0883 | 5.072 | 5.0558 | 5.0397 | 5.0236 | 5.0607 | 5.0982 | 5.1359 | 5.1739 | 5.2121 | 5.2332 | 5.2542 | 5.2752 | 5.2962 | 5.3172 | 5.3344 | 5.3516 | 5.3689 | 5.3861 | 5.4033 | 3.0341 | 3.0685 | 3.1034 | 3.083 | 3.0627 | 3.053 | 3.0432 | 3.0335 | 3.0238 | 3.0141 | 3.0364 | 3.0589 | 3.0815 | 3.1043 | 3.1273 | 3.1399 | 3.1525 | 3.1651 | 3.1777 | 3.1903 | 3.2006 | 3.211 | 3.2213 | 3.2316 | 3.242 | 0 | 0 | 0 | 0 | 0 | 0 | 0 | 0 | 0 | 0 | 0 | 0 | 0 | 0 | 0 | 0 | 0 | 0 | 0 | 0 | 0 | 0 | 0 | 0 | 0 | 0 | 0 | 0 | 0 | 0 | 0 | 0 | 0 | 0 | 0 | 0 | 0 | 0 | 0 | 0 | 0 | 0 | 0 | 0 | 0 | 0 | 0 | 0 | 0 | 0 | 0 | 0 | 0 | 0 | 0 | 0 | 0 | 0 | 0 | 0 | 0 | 0 | 0 | 0 | 0 | 0 | 0 | 0 | 0 | 0 | 0 | 0 | 0 | 0 | 0
132 | 82 | 132,82 | 99702 | - | N | 192 | 61 | 58 | 3 | 0 | 0 | 0 | 0 | 0 | 0 | 0 | 0 | 834.495 | 834.495 | 1408.3846 | 0 | 0 | 1365.174 | 0 | 0 | 1.3977 | 59.5231 | 0.079262 | 0 | 0 | 61 | 1.3289 | 56.5957 | 57.9246 | 0.075364 | 1.5602 | 66.4438 | 68.0039 | 0.088478 | 1.5499 | 66.0079 | 67.5578 | 0.087897 | 0 | 0 | 75.9107 | 71.8486 | 68.0039 | 64.365 | 60.9207 | 78.7931 | 72.9595 | 67.5578 | 62.5561 | 57.9246 | 0 | 0 | 0 | 0 | 0 | 61.1654 | 61.411 | 61.6576 | 61.2522 | 60.8495 | 60.6552 | 60.4615 | 60.2684 | 60.076 | 59.8841 | 60.3271 | 60.7733 | 61.2228 | 61.6757 | 62.1319 | 62.3824 | 62.6328 | 62.8833 | 63.1337 | 63.3841 | 63.5894 | 63.7947 | 64 | 64.2053 | 64.4106 | 58.1572 | 58.3908 | 58.6252 | 58.2398 | 57.8569 | 57.6721 | 57.488 | 57.3044 | 57.1214 | 56.939 | 57.3602 | 57.7845 | 58.2119 | 58.6425 | 59.0763 | 59.3144 | 59.5525 | 59.7906 | 60.0288 | 60.2669 | 60.4621 | 60.6573 | 60.8525 | 61.0477 | 61.2428 | 0 | 0 | 0 | 0 | 0 | 0 | 0 | 0 | 0 | 0 | 0 | 0 | 0 | 0 | 0 | 0 | 0 | 0 | 0 | 0 | 0 | 0 | 0 | 0 | 0 | 0.07958 | 0.0799 | 0.080221 | 0.079693 | 0.079169 | 0.078916 | 0.078664 | 0.078413 | 0.078163 | 0.077913 | 0.07849 | 0.07907 | 0.079655 | 0.080244 | 0.080838 | 0.081164 | 0.081489 | 0.081815 | 0.082141 | 0.082467 | 0.082734 | 0.083001 | 0.083268 | 0.083535 | 0.083802 | 0 | 0 | 0 | 0 | 0 | 0 | 0 | 0 | 0 | 0 | 0 | 0 | 0 | 0 | 0 | 0 | 0 | 0 | 0 | 0 | 0 | 0 | 0 | 0 | 0
178 | 82 | 178,82 | 99712 | - | N | 0 | 6 | 0 | 6 | 0 | 0 | 0 | 0 | 0 | 0 | 0 | 0 | 834.495 | 834.495 | 1408.3846 | 0 | 0 | 1365.174 | 0 | 0 | 0.13747 | 5.8547 | 0.0077963 | 0 | 0 | 6 | 0 | 0 | 0 | 0 | 0.12498 | 5.3226 | 5.4476 | 0.0070877 | 0 | 0 | 0 | 0 | 0 | 0 | 4.9525 | 5.1941 | 5.4476 | 5.7134 | 5.9922 | 0 | 0 | 0 | 0 | 0 | 0 | 0 | 0 | 0 | 0 | 6.0681 | 6.1449 | 6.2226 | 6.1817 | 6.1411 | 6.1215 | 6.1019 | 6.0824 | 6.063 | 6.0437 | 6.0884 | 6.1334 | 6.1788 | 6.2245 | 6.2705 | 6.2958 | 6.3211 | 6.3463 | 6.3716 | 6.3969 | 6.4176 | 6.4383 | 6.459 | 6.4798 | 6.5005 | 0 | 0 | 0 | 0 | 0 | 0 | 0 | 0 | 0 | 0 | 0 | 0 | 0 | 0 | 0 | 0 | 0 | 0 | 0 | 0 | 0 | 0 | 0 | 0 | 0 | 0 | 0 | 0 | 0 | 0 | 0 | 0 | 0 | 0 | 0 | 0 | 0 | 0 | 0 | 0 | 0 | 0 | 0 | 0 | 0 | 0 | 0 | 0 | 0 | 0 | 0.0078949 | 0.0079949 | 0.0080961 | 0.0080428 | 0.00799 | 0.0079644 | 0.007939 | 0.0079137 | 0.0078884 | 0.0078632 | 0.0079214 | 0.00798 | 0.008039 | 0.0080985 | 0.0081584 | 0.0081912 | 0.0082241 | 0.008257 | 0.0082899 | 0.0083228 | 0.0083497 | 0.0083767 | 0.0084036 | 0.0084306 | 0.0084576 | 0 | 0 | 0 | 0 | 0 | 0 | 0 | 0 | 0 | 0 | 0 | 0 | 0 | 0 | 0 | 0 | 0 | 0 | 0 | 0 | 0 | 0 | 0 | 0 | 0
88 | 83 | 88,83 | 99709 | - | N | 0 | 11 | 0 | 11 | 0 | 0 | 0 | 0 | 0 | 0 | 0 | 0 | 834.495 | 834.495 | 1408.3846 | 0 | 0 | 1365.174 | 0 | 0 | 0.25204 | 10.7337 | 0.014293 | 0 | 0 | 11 | 0 | 0 | 0 | 0 | 0.23998 | 10.2202 | 10.4601 | 0.013609 | 0 | 0 | 0 | 0 | 0 | 0 | 9.9597 | 10.2069 | 10.4601 | 10.7197 | 10.9857 | 0 | 0 | 0 | 0 | 0 | 0 | 0 | 0 | 0 | 0 | 11.042 | 11.0985 | 11.1554 | 11.0821 | 11.0092 | 10.974 | 10.939 | 10.9041 | 10.8692 | 10.8345 | 10.9147 | 10.9954 | 11.0767 | 11.1587 | 11.2412 | 11.2865 | 11.3318 | 11.3772 | 11.4225 | 11.4678 | 11.5049 | 11.5421 | 11.5792 | 11.6163 | 11.6535 | 0 | 0 | 0 | 0 | 0 | 0 | 0 | 0 | 0 | 0 | 0 | 0 | 0 | 0 | 0 | 0 | 0 | 0 | 0 | 0 | 0 | 0 | 0 | 0 | 0 | 0 | 0 | 0 | 0 | 0 | 0 | 0 | 0 | 0 | 0 | 0 | 0 | 0 | 0 | 0 | 0 | 0 | 0 | 0 | 0 | 0 | 0 | 0 | 0 | 0 | 0.014366 | 0.01444 | 0.014514 | 0.014418 | 0.014324 | 0.014278 | 0.014232 | 0.014187 | 0.014142 | 0.014096 | 0.014201 | 0.014306 | 0.014412 | 0.014518 | 0.014626 | 0.014685 | 0.014743 | 0.014802 | 0.014861 | 0.01492 | 0.014969 | 0.015017 | 0.015065 | 0.015114 | 0.015162 | 0 | 0 | 0 | 0 | 0 | 0 | 0 | 0 | 0 | 0 | 0 | 0 | 0 | 0 | 0 | 0 | 0 | 0 | 0 | 0 | 0 | 0 | 0 | 0 | 0
129 | 83 | 129,83 | 99705 | - | N | 98 | 42 | 33 | 9 | 5 | 29 | 34 | 5 | 0 | 0 | 39 | 4566.2 | 1846.7931 | 2246.7059 | 5453.2 | 0 | 0 | 2657.7949 | 76388 | 27266 | 6.1765 | 35.8235 | 0 | 5 | 0 | 47 | 4.8529 | 28.1471 | 33 | 0 | 5.7327 | 33.2497 | 38.9824 | 0 | 4.5274 | 26.2587 | 30.7861 | 0 | 4.7005 | 0 | 36.1816 | 37.5559 | 38.9824 | 40.4631 | 42 | 28.7207 | 29.7355 | 30.7861 | 31.8738 | 33 | 4.419 | 4.5576 | 4.7005 | 4.848 | 5 | 42.4771 | 42.9597 | 43.4477 | 43.1621 | 42.8783 | 42.7414 | 42.6049 | 42.4688 | 42.3332 | 42.198 | 42.5102 | 42.8246 | 43.1414 | 43.4605 | 43.782 | 43.9585 | 44.1349 | 44.3114 | 44.4879 | 44.6644 | 44.809 | 44.9537 | 45.0983 | 45.243 | 45.3877 | 33.3749 | 33.754 | 34.1375 | 33.9131 | 33.6901 | 33.5825 | 33.4753 | 33.3684 | 33.2618 | 33.1556 | 33.4009 | 33.6479 | 33.8968 | 34.1475 | 34.4001 | 34.5388 | 34.6775 | 34.8161 | 34.9548 | 35.0934 | 35.2071 | 35.3208 | 35.4344 | 35.5481 | 35.6617 | 5.0568 | 5.1142 | 5.1723 | 5.1383 | 5.1046 | 5.0883 | 5.072 | 5.0558 | 5.0397 | 5.0236 | 5.0607 | 5.0982 | 5.1359 | 5.1739 | 5.2121 | 5.2332 | 5.2542 | 5.2752 | 5.2962 | 5.3172 | 5.3344 | 5.3516 | 5.3689 | 5.3861 | 5.4033 | 0 | 0 | 0 | 0 | 0 | 0 | 0 | 0 | 0 | 0 | 0 | 0 | 0 | 0 | 0 | 0 | 0 | 0 | 0 | 0 | 0 | 0 | 0 | 0 | 0 | 0 | 0 | 0 | 0 | 0 | 0 | 0 | 0 | 0 | 0 | 0 | 0 | 0 | 0 | 0 | 0 | 0 | 0 | 0 | 0 | 0 | 0 | 0 | 0 | 0
130 | 83 | 130,83 | 99705 | - | N | 139 | 69 | 65 | 4 | 3 | 11 | 14 | 2 | 0 | 0 | 16 | 5424 | 2372.6364 | 3026.5 | 3908 | 0 | 0 | 3136.6875 | 42371 | 7816 | 14.7857 | 54.2143 | 0 | 2 | 0 | 71 | 13.9286 | 51.0714 | 65 | 0 | 13.7234 | 50.3191 | 64.0425 | 0 | 12.9941 | 47.6452 | 60.6393 | 0 | 1.8802 | 0 | 59.4411 | 61.6989 | 64.0425 | 66.475 | 69 | 56.5711 | 58.5699 | 60.6393 | 62.7818 | 65 | 1.7676 | 1.823 | 1.8802 | 1.9392 | 2 | 70.4827 | 71.9973 | 73.5445 | 73.0609 | 72.5806 | 72.3488 | 72.1178 | 71.8875 | 71.6579 | 71.4291 | 71.9575 | 72.4897 | 73.0259 | 73.5661 | 74.1103 | 74.409 | 74.7077 | 75.0065 | 75.3052 | 75.6039 | 75.8488 | 76.0936 | 76.3385 | 76.5834 | 76.8282 | 66.3968 | 67.8236 | 69.281 | 68.8255 | 68.373 | 68.1547 | 67.9371 | 67.7201 | 67.5039 | 67.2883 | 67.786 | 68.2874 | 68.7926 | 69.3014 | 69.814 | 70.0954 | 70.3768 | 70.6583 | 70.9397 | 71.2211 | 71.4517 | 71.6824 | 71.9131 | 72.1438 | 72.3744 | 2.043 | 2.0869 | 2.1317 | 2.1177 | 2.1038 | 2.0971 | 2.0904 | 2.0837 | 2.077 | 2.0704 | 2.0857 | 2.1012 | 2.1167 | 2.1324 | 2.1481 | 2.1568 | 2.1654 | 2.1741 | 2.1828 | 2.1914 | 2.1985 | 2.2056 | 2.2127 | 2.2198 | 2.2269 | 0 | 0 | 0 | 0 | 0 | 0 | 0 | 0 | 0 | 0 | 0 | 0 | 0 | 0 | 0 | 0 | 0 | 0 | 0 | 0 | 0 | 0 | 0 | 0 | 0 | 0 | 0 | 0 | 0 | 0 | 0 | 0 | 0 | 0 | 0 | 0 | 0 | 0 | 0 | 0 | 0 | 0 | 0 | 0 | 0 | 0 | 0 | 0 | 0 | 0
124 | 84 | 124,84 | 99705 | North Pole | Y | 36 | 13 | 13 | 0 | 0 | 32 | 32 | 3 | 0 | 0 | 35 | 0 | 2107 | 2107 | 4266.6667 | 0 | 0 | 2292.1143 | 67424 | 12800 | 0 | 13 | 0 | 3 | 0 | 16 | 0 | 13 | 13 | 0 | 0 | 12.066 | 12.066 | 0 | 0 | 12.1279 | 12.1279 | 0 | 2.8203 | 0 | 11.1991 | 11.6244 | 12.066 | 12.5243 | 13 | 11.3142 | 11.714 | 12.1279 | 12.5564 | 13 | 2.6514 | 2.7346 | 2.8203 | 2.9088 | 3 | 13.054 | 13.1083 | 13.1627 | 13.0762 | 12.9902 | 12.9487 | 12.9074 | 12.8662 | 12.8251 | 12.7841 | 12.8787 | 12.974 | 13.0699 | 13.1666 | 13.264 | 13.3175 | 13.3709 | 13.4244 | 13.4779 | 13.5313 | 13.5751 | 13.619 | 13.6628 | 13.7066 | 13.7504 | 13.054 | 13.1083 | 13.1627 | 13.0762 | 12.9902 | 12.9487 | 12.9074 | 12.8662 | 12.8251 | 12.7841 | 12.8787 | 12.974 | 13.0699 | 13.1666 | 13.264 | 13.3175 | 13.3709 | 13.4244 | 13.4779 | 13.5313 | 13.5751 | 13.619 | 13.6628 | 13.7066 | 13.7504 | 3.0125 | 3.025 | 3.0376 | 3.0176 | 2.9977 | 2.9882 | 2.9786 | 2.9691 | 2.9596 | 2.9502 | 2.972 | 2.994 | 3.0161 | 3.0384 | 3.0609 | 3.0733 | 3.0856 | 3.0979 | 3.1103 | 3.1226 | 3.1327 | 3.1428 | 3.153 | 3.1631 | 3.1732 | 0 | 0 | 0 | 0 | 0 | 0 | 0 | 0 | 0 | 0 | 0 | 0 | 0 | 0 | 0 | 0 | 0 | 0 | 0 | 0 | 0 | 0 | 0 | 0 | 0 | 0 | 0 | 0 | 0 | 0 | 0 | 0 | 0 | 0 | 0 | 0 | 0 | 0 | 0 | 0 | 0 | 0 | 0 | 0 | 0 | 0 | 0 | 0 | 0 | 0
125 | 84 | 125,84 | 99705 | North Pole | Y | 91 | 33 | 30 | 3 | 0 | 16 | 16 | 0 | 0 | 0 | 16 | 0 | 2302.8125 | 2302.8125 | 0 | 0 | 0 | 2302.8125 | 36845 | 0 | 0 | 33 | 0 | 0 | 0 | 33 | 0 | 30 | 30 | 0 | 0 | 30.629 | 30.629 | 0 | 0 | 27.9874 | 27.9874 | 0 | 0 | 0 | 28.4284 | 29.5082 | 30.629 | 31.7924 | 33 | 26.1098 | 27.0323 | 27.9874 | 28.9762 | 30 | 0 | 0 | 0 | 0 | 0 | 33.3749 | 33.754 | 34.1375 | 33.9131 | 33.6901 | 33.5825 | 33.4753 | 33.3684 | 33.2618 | 33.1556 | 33.4009 | 33.6479 | 33.8968 | 34.1475 | 34.4001 | 34.5388 | 34.6775 | 34.8161 | 34.9548 | 35.0934 | 35.2071 | 35.3208 | 35.4344 | 35.5481 | 35.6617 | 30.3408 | 30.6855 | 31.0341 | 30.83 | 30.6274 | 30.5296 | 30.4321 | 30.3349 | 30.238 | 30.1415 | 30.3644 | 30.589 | 30.8153 | 31.0432 | 31.2728 | 31.3989 | 31.525 | 31.651 | 31.7771 | 31.9031 | 32.0064 | 32.1098 | 32.2131 | 32.3164 | 32.4198 | 0 | 0 | 0 | 0 | 0 | 0 | 0 | 0 | 0 | 0 | 0 | 0 | 0 | 0 | 0 | 0 | 0 | 0 | 0 | 0 | 0 | 0 | 0 | 0 | 0 | 0 | 0 | 0 | 0 | 0 | 0 | 0 | 0 | 0 | 0 | 0 | 0 | 0 | 0 | 0 | 0 | 0 | 0 | 0 | 0 | 0 | 0 | 0 | 0 | 0 | 0 | 0 | 0 | 0 | 0 | 0 | 0 | 0 | 0 | 0 | 0 | 0 | 0 | 0 | 0 | 0 | 0 | 0 | 0 | 0 | 0 | 0 | 0 | 0 | 0
128 | 84 | 128,84 | 99705 | - | N | 215 | 87 | 80 | 7 | 2 | 55 | 57 | 4 | 0 | 0 | 61 | 7079.5 | 1760.2 | 1946.8421 | 3928.5 | 0 | 0 | 2076.7869 | 110970 | 15714 | 3.0526 | 83.9474 | 0 | 4 | 0 | 91 | 2.807 | 77.193 | 80 | 0 | 2.8333 | 77.9159 | 80.7492 | 0 | 2.6187 | 72.0143 | 74.633 | 0 | 3.7604 | 0 | 74.9475 | 77.7943 | 80.7492 | 83.8163 | 87 | 69.626 | 72.086 | 74.633 | 77.2699 | 80 | 3.5352 | 3.6461 | 3.7604 | 3.8784 | 4 | 88.8695 | 90.7792 | 92.73 | 92.1203 | 91.5147 | 91.2224 | 90.9311 | 90.6408 | 90.3513 | 90.0628 | 90.729 | 91.4001 | 92.0762 | 92.7573 | 93.4434 | 93.8201 | 94.1967 | 94.5734 | 94.95 | 95.3267 | 95.6354 | 95.9442 | 96.2529 | 96.5616 | 96.8704 | 81.7191 | 83.4752 | 85.269 | 84.7083 | 84.1514 | 83.8827 | 83.6148 | 83.3478 | 83.0817 | 82.8164 | 83.429 | 84.0461 | 84.6678 | 85.294 | 85.925 | 86.2713 | 86.6177 | 86.964 | 87.3104 | 87.6567 | 87.9406 | 88.2245 | 88.5084 | 88.7923 | 89.0762 | 4.086 | 4.1738 | 4.2634 | 4.2354 | 4.2076 | 4.1941 | 4.1807 | 4.1674 | 4.1541 | 4.1408 | 4.1714 | 4.2023 | 4.2334 | 4.2647 | 4.2962 | 4.3136 | 4.3309 | 4.3482 | 4.3655 | 4.3828 | 4.397 | 4.4112 | 4.4254 | 4.4396 | 4.4538 | 0 | 0 | 0 | 0 | 0 | 0 | 0 | 0 | 0 | 0 | 0 | 0 | 0 | 0 | 0 | 0 | 0 | 0 | 0 | 0 | 0 | 0 | 0 | 0 | 0 | 0 | 0 | 0 | 0 | 0 | 0 | 0 | 0 | 0 | 0 | 0 | 0 | 0 | 0 | 0 | 0 | 0 | 0 | 0 | 0 | 0 | 0 | 0 | 0 | 0
129 | 84 | 129,84 | 99705 | - | N | 295 | 134 | 127 | 7 | 6 | 53 | 59 | 0 | 0 | 0 | 59 | 54341.3333 | 1797.283 | 7140.7458 | 0 | 0 | 0 | 7140.7458 | 421304 | 0 | 13.6271 | 120.3729 | 0 | 0 | 0 | 134 | 12.9153 | 114.0847 | 127 | 0 | 12.648 | 111.7243 | 124.3723 | 0 | 12.0488 | 106.4311 | 118.4799 | 0 | 0 | 0 | 115.4364 | 119.8211 | 124.3723 | 129.0964 | 134 | 110.5313 | 114.4366 | 118.4799 | 122.666 | 127 | 0 | 0 | 0 | 0 | 0 | 136.8795 | 139.8209 | 142.8255 | 141.8865 | 140.9536 | 140.5035 | 140.0549 | 139.6076 | 139.1618 | 138.7174 | 139.7435 | 140.7772 | 141.8185 | 142.8675 | 143.9243 | 144.5044 | 145.0846 | 145.6647 | 146.2448 | 146.825 | 147.3005 | 147.7761 | 148.2516 | 148.7271 | 149.2027 | 129.7291 | 132.5168 | 135.3645 | 134.4745 | 133.5904 | 133.1638 | 132.7386 | 132.3147 | 131.8922 | 131.471 | 132.4435 | 133.4231 | 134.4101 | 135.4043 | 136.4059 | 136.9557 | 137.5055 | 138.0554 | 138.6052 | 139.155 | 139.6057 | 140.0564 | 140.5071 | 140.9578 | 141.4085 | 0 | 0 | 0 | 0 | 0 | 0 | 0 | 0 | 0 | 0 | 0 | 0 | 0 | 0 | 0 | 0 | 0 | 0 | 0 | 0 | 0 | 0 | 0 | 0 | 0 | 0 | 0 | 0 | 0 | 0 | 0 | 0 | 0 | 0 | 0 | 0 | 0 | 0 | 0 | 0 | 0 | 0 | 0 | 0 | 0 | 0 | 0 | 0 | 0 | 0 | 0 | 0 | 0 | 0 | 0 | 0 | 0 | 0 | 0 | 0 | 0 | 0 | 0 | 0 | 0 | 0 | 0 | 0 | 0 | 0 | 0 | 0 | 0 | 0 | 0
122 | 85 | 122,85 | 99705 | North Pole | Y | 3 | 1 | 1 | 0 | 0 | 0 | 0 | 1 | 0 | 0 | 1 | 0 | 0 | 0 | 10931 | 0 | 0 | 10931 | 0 | 10931 | 0.022912 | 0.97579 | 0.0012994 | 1 | 0 | 2 | 0.022912 | 0.97579 | 0.9987 | 0.0012994 | 0.021266 | 0.90568 | 0.92695 | 0.001206 | 0.021375 | 0.91032 | 0.9317 | 0.0012122 | 0.94011 | 0 | 0.86035 | 0.89303 | 0.92695 | 0.96215 | 0.9987 | 0.86919 | 0.8999 | 0.9317 | 0.96462 | 0.9987 | 0.8838 | 0.91152 | 0.94011 | 0.96959 | 1 | 1.0214 | 1.0447 | 1.0685 | 1.0615 | 1.0545 | 1.0511 | 1.0478 | 1.0444 | 1.0411 | 1.0378 | 1.0454 | 1.0532 | 1.061 | 1.0688 | 1.0767 | 1.0811 | 1.0854 | 1.0897 | 1.0941 | 1.0984 | 1.102 | 1.1055 | 1.1091 | 1.1127 | 1.1162 | 1.0214 | 1.0447 | 1.0685 | 1.0615 | 1.0545 | 1.0511 | 1.0478 | 1.0444 | 1.0411 | 1.0378 | 1.0454 | 1.0532 | 1.061 | 1.0688 | 1.0767 | 1.0811 | 1.0854 | 1.0897 | 1.0941 | 1.0984 | 1.102 | 1.1055 | 1.1091 | 1.1127 | 1.1162 | 1.0228 | 1.0461 | 1.0699 | 1.0629 | 1.0559 | 1.0525 | 1.0491 | 1.0458 | 1.0425 | 1.0391 | 1.0468 | 1.0546 | 1.0624 | 1.0702 | 1.0781 | 1.0825 | 1.0868 | 1.0912 | 1.0955 | 1.0999 | 1.1034 | 1.107 | 1.1105 | 1.1141 | 1.1177 | 0.001329 | 0.0013592 | 0.0013902 | 0.0013811 | 0.001372 | 0.0013676 | 0.0013632 | 0.0013589 | 0.0013545 | 0.0013502 | 0.0013602 | 0.0013703 | 0.0013804 | 0.0013906 | 0.0014009 | 0.0014065 | 0.0014122 | 0.0014178 | 0.0014235 | 0.0014291 | 0.0014338 | 0.0014384 | 0.001443 | 0.0014476 | 0.0014523 | 0 | 0 | 0 | 0 | 0 | 0 | 0 | 0 | 0 | 0 | 0 | 0 | 0 | 0 | 0 | 0 | 0 | 0 | 0 | 0 | 0 | 0 | 0 | 0 | 0
123 | 85 | 123,85 | 99705 | North Pole | Y | 154 | 59 | 55 | 4 | 0 | 52 | 52 | 2 | 0 | 0 | 54 | 0 | 2155.5962 | 2155.5962 | 4976 | 0 | 0 | 2260.0556 | 112091 | 9952 | 0 | 59 | 0 | 2 | 0 | 61 | 0 | 55 | 55 | 0 | 0 | 54.761 | 54.761 | 0 | 0 | 51.3102 | 51.3102 | 0 | 1.8802 | 0 | 50.8265 | 52.757 | 54.761 | 56.841 | 59 | 47.8679 | 49.5592 | 51.3102 | 53.1231 | 55 | 1.7676 | 1.823 | 1.8802 | 1.9392 | 2 | 59.2452 | 59.4913 | 59.7385 | 59.3458 | 58.9556 | 58.7673 | 58.5797 | 58.3926 | 58.2061 | 58.0203 | 58.4494 | 58.8818 | 59.3173 | 59.7561 | 60.1981 | 60.4408 | 60.6834 | 60.9261 | 61.1687 | 61.4114 | 61.6103 | 61.8092 | 62.0081 | 62.207 | 62.4059 | 55.2285 | 55.458 | 55.6885 | 55.3223 | 54.9586 | 54.7831 | 54.6082 | 54.4338 | 54.26 | 54.0867 | 54.4868 | 54.8898 | 55.2958 | 55.7048 | 56.1169 | 56.3431 | 56.5693 | 56.7955 | 57.0217 | 57.2479 | 57.4333 | 57.6187 | 57.8041 | 57.9895 | 58.175 | 2.0083 | 2.0167 | 2.025 | 2.0117 | 1.9985 | 1.9921 | 1.9858 | 1.9794 | 1.9731 | 1.9668 | 1.9813 | 1.996 | 2.0108 | 2.0256 | 2.0406 | 2.0488 | 2.0571 | 2.0653 | 2.0735 | 2.0817 | 2.0885 | 2.0952 | 2.102 | 2.1087 | 2.1155 | 0 | 0 | 0 | 0 | 0 | 0 | 0 | 0 | 0 | 0 | 0 | 0 | 0 | 0 | 0 | 0 | 0 | 0 | 0 | 0 | 0 | 0 | 0 | 0 | 0 | 0 | 0 | 0 | 0 | 0 | 0 | 0 | 0 | 0 | 0 | 0 | 0 | 0 | 0 | 0 | 0 | 0 | 0 | 0 | 0 | 0 | 0 | 0 | 0 | 0
124 | 85 | 124,85 | 99705 | North Pole | Y | 645 | 232 | 218 | 14 | 0 | 204 | 204 | 1 | 0 | 0 | 205 | 0 | 2188.6569 | 2188.6569 | 3060 | 0 | 0 | 2192.9073 | 446486 | 3060 | 0 | 232 | 0 | 1 | 0 | 233 | 0 | 218 | 218 | 0 | 0 | 215.3312 | 215.3312 | 0 | 0 | 203.3749 | 203.3749 | 0 | 0.94011 | 0 | 199.86 | 207.4514 | 215.3312 | 223.5103 | 232 | 189.7309 | 196.4345 | 203.3749 | 210.5605 | 218 | 0.8838 | 0.91152 | 0.94011 | 0.96959 | 1 | 236.8641 | 241.8302 | 246.9004 | 245.2771 | 243.6645 | 242.8864 | 242.1108 | 241.3377 | 240.567 | 239.7988 | 241.5726 | 243.3595 | 245.1596 | 246.973 | 248.7999 | 249.8027 | 250.8056 | 251.8085 | 252.8113 | 253.8142 | 254.6363 | 255.4583 | 256.2804 | 257.1024 | 257.9245 | 222.5706 | 227.237 | 232.0012 | 230.4759 | 228.9606 | 228.2295 | 227.5007 | 226.7742 | 226.05 | 225.3282 | 226.9949 | 228.674 | 230.3655 | 232.0695 | 233.7861 | 234.7284 | 235.6708 | 236.6131 | 237.5555 | 238.4978 | 239.2703 | 240.0427 | 240.8152 | 241.5876 | 242.3601 | 1.021 | 1.0424 | 1.0642 | 1.0572 | 1.0503 | 1.0469 | 1.0436 | 1.0402 | 1.0369 | 1.0336 | 1.0413 | 1.049 | 1.0567 | 1.0645 | 1.0724 | 1.0767 | 1.0811 | 1.0854 | 1.0897 | 1.094 | 1.0976 | 1.1011 | 1.1047 | 1.1082 | 1.1117 | 0 | 0 | 0 | 0 | 0 | 0 | 0 | 0 | 0 | 0 | 0 | 0 | 0 | 0 | 0 | 0 | 0 | 0 | 0 | 0 | 0 | 0 | 0 | 0 | 0 | 0 | 0 | 0 | 0 | 0 | 0 | 0 | 0 | 0 | 0 | 0 | 0 | 0 | 0 | 0 | 0 | 0 | 0 | 0 | 0 | 0 | 0 | 0 | 0 | 0
125 | 85 | 125,85 | 99705 | North Pole | Y | 570 | 190 | 183 | 7 | 3 | 138 | 141 | 4 | 0 | 0 | 145 | 3403 | 2294.1884 | 2317.7801 | 7495 | 0 | 0 | 2460.6 | 326807 | 29980 | 4.0426 | 185.9574 | 0 | 4 | 0 | 194 | 3.8936 | 179.1064 | 183 | 0 | 3.7521 | 172.5967 | 176.3488 | 0 | 3.6324 | 167.0905 | 170.7229 | 0 | 3.7604 | 0 | 163.6785 | 169.8956 | 176.3488 | 183.0472 | 190 | 159.2695 | 164.8968 | 170.7229 | 176.7549 | 183 | 3.5352 | 3.6461 | 3.7604 | 3.8784 | 4 | 191.764 | 193.5443 | 195.3412 | 194.0569 | 192.781 | 192.1654 | 191.5518 | 190.9401 | 190.3304 | 189.7226 | 191.1259 | 192.5397 | 193.9639 | 195.3986 | 196.844 | 197.6374 | 198.4309 | 199.2243 | 200.0178 | 200.8112 | 201.4616 | 202.112 | 202.7624 | 203.4128 | 204.0632 | 184.699 | 186.4137 | 188.1444 | 186.9074 | 185.6786 | 185.0856 | 184.4946 | 183.9055 | 183.3182 | 182.7328 | 184.0845 | 185.4461 | 186.8179 | 188.1998 | 189.5919 | 190.3561 | 191.1203 | 191.8845 | 192.6487 | 193.4129 | 194.0393 | 194.6658 | 195.2922 | 195.9186 | 196.545 | 4.0371 | 4.0746 | 4.1124 | 4.0854 | 4.0585 | 4.0456 | 4.0327 | 4.0198 | 4.007 | 3.9942 | 4.0237 | 4.0535 | 4.0835 | 4.1137 | 4.1441 | 4.1608 | 4.1775 | 4.1942 | 4.2109 | 4.2276 | 4.2413 | 4.255 | 4.2687 | 4.2824 | 4.2961 | 0 | 0 | 0 | 0 | 0 | 0 | 0 | 0 | 0 | 0 | 0 | 0 | 0 | 0 | 0 | 0 | 0 | 0 | 0 | 0 | 0 | 0 | 0 | 0 | 0 | 0 | 0 | 0 | 0 | 0 | 0 | 0 | 0 | 0 | 0 | 0 | 0 | 0 | 0 | 0 | 0 | 0 | 0 | 0 | 0 | 0 | 0 | 0 | 0 | 0
126 | 85 | 126,85 | 99705 | North Pole | Y | 38 | 11 | 11 | 0 | 0 | 3 | 3 | 1 | 0 | 0 | 4 | 0 | 4303.3333 | 4303.3333 | 10776 | 0 | 0 | 5921.5 | 12910 | 10776 | 0 | 11 | 0 | 1 | 0 | 12 | 0 | 11 | 11 | 0 | 0 | 10.2097 | 10.2097 | 0 | 0 | 10.262 | 10.262 | 0 | 0.94011 | 0 | 9.4761 | 9.8361 | 10.2097 | 10.5975 | 11 | 9.5736 | 9.9118 | 10.262 | 10.6246 | 11 | 0.8838 | 0.91152 | 0.94011 | 0.96959 | 1 | 11.0887 | 11.1782 | 11.2684 | 11.1943 | 11.1207 | 11.0852 | 11.0498 | 11.0145 | 10.9793 | 10.9442 | 11.0252 | 11.1068 | 11.1889 | 11.2717 | 11.3551 | 11.4008 | 11.4466 | 11.4924 | 11.5381 | 11.5839 | 11.6214 | 11.6589 | 11.6965 | 11.734 | 11.7715 | 11.0887 | 11.1782 | 11.2684 | 11.1943 | 11.1207 | 11.0852 | 11.0498 | 11.0145 | 10.9793 | 10.9442 | 11.0252 | 11.1068 | 11.1889 | 11.2717 | 11.3551 | 11.4008 | 11.4466 | 11.4924 | 11.5381 | 11.5839 | 11.6214 | 11.6589 | 11.6965 | 11.734 | 11.7715 | 1.0081 | 1.0162 | 1.0244 | 1.0177 | 1.011 | 1.0077 | 1.0045 | 1.0013 | 0.99812 | 0.99493 | 1.0023 | 1.0097 | 1.0172 | 1.0247 | 1.0323 | 1.0364 | 1.0406 | 1.0448 | 1.0489 | 1.0531 | 1.0565 | 1.0599 | 1.0633 | 1.0667 | 1.0701 | 0 | 0 | 0 | 0 | 0 | 0 | 0 | 0 | 0 | 0 | 0 | 0 | 0 | 0 | 0 | 0 | 0 | 0 | 0 | 0 | 0 | 0 | 0 | 0 | 0 | 0 | 0 | 0 | 0 | 0 | 0 | 0 | 0 | 0 | 0 | 0 | 0 | 0 | 0 | 0 | 0 | 0 | 0 | 0 | 0 | 0 | 0 | 0 | 0 | 0
96 | 86 | 96,86 | 99709 | - | N | 38 | 18 | 13 | 5 | 0 | 5 | 5 | 1 | 0 | 0 | 6 | 0 | 2236.6 | 2236.6 | 2324 | 0 | 0 | 2251.1667 | 11183 | 2324 | 0 | 18 | 0 | 1 | 0 | 19 | 0 | 13 | 13 | 0 | 0 | 17.1389 | 17.1389 | 0 | 0 | 12.4014 | 12.4014 | 0 | 0.95967 | 0 | 16.3189 | 16.7239 | 17.1389 | 17.5641 | 18 | 11.8304 | 12.1125 | 12.4014 | 12.6972 | 13 | 0.92096 | 0.94011 | 0.95967 | 0.97963 | 1 | 18.1682 | 18.3379 | 18.5093 | 18.3876 | 18.2667 | 18.2084 | 18.1502 | 18.0923 | 18.0345 | 17.9769 | 18.1099 | 18.2438 | 18.3788 | 18.5147 | 18.6517 | 18.7269 | 18.802 | 18.8772 | 18.9524 | 19.0276 | 19.0892 | 19.1508 | 19.2125 | 19.2741 | 19.3357 | 13.1215 | 13.2441 | 13.3678 | 13.2799 | 13.1926 | 13.1505 | 13.1085 | 13.0666 | 13.0249 | 12.9833 | 13.0793 | 13.1761 | 13.2736 | 13.3717 | 13.4706 | 13.5249 | 13.5792 | 13.6335 | 13.6878 | 13.7421 | 13.7866 | 13.8312 | 13.8757 | 13.9202 | 13.9647 | 1.0093 | 1.0188 | 1.0283 | 1.0215 | 1.0148 | 1.0116 | 1.0083 | 1.0051 | 1.0019 | 0.99872 | 1.0061 | 1.0135 | 1.021 | 1.0286 | 1.0362 | 1.0404 | 1.0446 | 1.0487 | 1.0529 | 1.0571 | 1.0605 | 1.0639 | 1.0674 | 1.0708 | 1.0742 | 0 | 0 | 0 | 0 | 0 | 0 | 0 | 0 | 0 | 0 | 0 | 0 | 0 | 0 | 0 | 0 | 0 | 0 | 0 | 0 | 0 | 0 | 0 | 0 | 0 | 0 | 0 | 0 | 0 | 0 | 0 | 0 | 0 | 0 | 0 | 0 | 0 | 0 | 0 | 0 | 0 | 0 | 0 | 0 | 0 | 0 | 0 | 0 | 0 | 0
122 | 86 | 122,86 | 99705 | North Pole | Y | 659 | 256 | 234 | 22 | 1 | 206 | 207 | 5 | 0 | 0 | 212 | 3808 | 1952.5777 | 1961.5411 | 10572.8 | 0 | 0 | 2164.6368 | 406039 | 52864 | 1.2367 | 254.7633 | 0 | 5 | 0 | 261 | 1.1304 | 232.8696 | 234 | 0 | 1.1479 | 236.459 | 237.6068 | 0 | 1.0546 | 217.2469 | 218.3015 | 0 | 4.7005 | 0 | 220.5352 | 228.9119 | 237.6068 | 246.632 | 256 | 203.6561 | 210.8517 | 218.3015 | 226.0145 | 234 | 4.419 | 4.5576 | 4.7005 | 4.848 | 5 | 261.8306 | 267.794 | 273.8932 | 272.0925 | 270.3036 | 269.4404 | 268.58 | 267.7224 | 266.8674 | 266.0152 | 267.9829 | 269.9652 | 271.9621 | 273.9738 | 276.0004 | 277.1129 | 278.2254 | 279.3379 | 280.4504 | 281.5629 | 282.4749 | 283.3868 | 284.2987 | 285.2106 | 286.1226 | 239.3295 | 244.7805 | 250.3555 | 248.7095 | 247.0744 | 246.2854 | 245.4989 | 244.715 | 243.9335 | 243.1546 | 244.9532 | 246.7651 | 248.5904 | 250.4292 | 252.2816 | 253.2985 | 254.3154 | 255.3323 | 256.3492 | 257.3661 | 258.1997 | 259.0332 | 259.8668 | 260.7004 | 261.5339 | 5.1139 | 5.2304 | 5.3495 | 5.3143 | 5.2794 | 5.2625 | 5.2457 | 5.229 | 5.2123 | 5.1956 | 5.234 | 5.2728 | 5.3118 | 5.3511 | 5.3906 | 5.4124 | 5.4341 | 5.4558 | 5.4775 | 5.4993 | 5.5171 | 5.5349 | 5.5527 | 5.5705 | 5.5883 | 0 | 0 | 0 | 0 | 0 | 0 | 0 | 0 | 0 | 0 | 0 | 0 | 0 | 0 | 0 | 0 | 0 | 0 | 0 | 0 | 0 | 0 | 0 | 0 | 0 | 0 | 0 | 0 | 0 | 0 | 0 | 0 | 0 | 0 | 0 | 0 | 0 | 0 | 0 | 0 | 0 | 0 | 0 | 0 | 0 | 0 | 0 | 0 | 0 | 0
123 | 86 | 123,86 | 99705 | North Pole | Y | 772 | 358 | 338 | 20 | 25 | 154 | 179 | 7 | 0 | 0 | 186 | 4898.24 | 2368.0325 | 2721.4134 | 12532.2857 | 0 | 0 | 3090.6398 | 487133 | 87726 | 50 | 308 | 0 | 7 | 0 | 365 | 47.2067 | 290.7933 | 338 | 0 | 46.4076 | 285.8707 | 332.2783 | 0 | 44.0397 | 271.2846 | 315.3244 | 0 | 6.5808 | 0 | 308.4047 | 320.119 | 332.2783 | 344.8995 | 358 | 294.17 | 304.5635 | 315.3244 | 326.4654 | 338 | 6.1866 | 6.3806 | 6.5808 | 6.7871 | 7 | 364.926 | 371.9861 | 379.1827 | 376.6898 | 374.2132 | 373.0182 | 371.827 | 370.6397 | 369.4561 | 368.2763 | 371.0004 | 373.7447 | 376.5093 | 379.2943 | 382.1 | 383.6401 | 385.1803 | 386.7205 | 388.2607 | 389.8008 | 391.0633 | 392.3258 | 393.5883 | 394.8508 | 396.1133 | 344.5391 | 351.2047 | 357.9993 | 355.6456 | 353.3074 | 352.1792 | 351.0546 | 349.9336 | 348.8161 | 347.7022 | 350.2742 | 352.8651 | 355.4753 | 358.1047 | 360.7536 | 362.2077 | 363.6618 | 365.116 | 366.5701 | 368.0242 | 369.2162 | 370.4082 | 371.6001 | 372.7921 | 373.984 | 7.1354 | 7.2735 | 7.4142 | 7.3654 | 7.317 | 7.2937 | 7.2704 | 7.2471 | 7.224 | 7.2009 | 7.2542 | 7.3079 | 7.3619 | 7.4164 | 7.4712 | 7.5013 | 7.5315 | 7.5616 | 7.5917 | 7.6218 | 7.6465 | 7.6712 | 7.6959 | 7.7205 | 7.7452 | 0 | 0 | 0 | 0 | 0 | 0 | 0 | 0 | 0 | 0 | 0 | 0 | 0 | 0 | 0 | 0 | 0 | 0 | 0 | 0 | 0 | 0 | 0 | 0 | 0 | 0 | 0 | 0 | 0 | 0 | 0 | 0 | 0 | 0 | 0 | 0 | 0 | 0 | 0 | 0 | 0 | 0 | 0 | 0 | 0 | 0 | 0 | 0 | 0 | 0
124 | 86 | 124,86 | 99705 | North Pole | Y | 403 | 144 | 140 | 4 | 2 | 153 | 155 | 1 | 0 | 0 | 156 | 4080 | 2515.9608 | 2536.1419 | 4172 | 0 | 0 | 2546.6282 | 393102 | 4172 | 1.8581 | 142.1419 | 0 | 1 | 0 | 145 | 1.8065 | 138.1935 | 140 | 0 | 1.7246 | 131.9293 | 133.6538 | 0 | 1.6853 | 128.9225 | 130.6077 | 0 | 0.94011 | 0 | 124.051 | 128.763 | 133.6538 | 138.7305 | 144 | 121.8455 | 126.1506 | 130.6077 | 135.2223 | 140 | 0.8838 | 0.91152 | 0.94011 | 0.96959 | 1 | 147.0191 | 150.1015 | 153.2485 | 152.241 | 151.24 | 150.7571 | 150.2757 | 149.7958 | 149.3174 | 148.8406 | 149.9416 | 151.0507 | 152.168 | 153.2936 | 154.4275 | 155.05 | 155.6725 | 156.2949 | 156.9174 | 157.5399 | 158.0501 | 158.5603 | 159.0706 | 159.5808 | 160.0911 | 142.9352 | 145.932 | 148.9916 | 148.012 | 147.0389 | 146.5694 | 146.1013 | 145.6348 | 145.1697 | 144.7062 | 145.7765 | 146.8549 | 147.9411 | 149.0354 | 150.1379 | 150.743 | 151.3482 | 151.9534 | 152.5586 | 153.1638 | 153.6598 | 154.1559 | 154.652 | 155.148 | 155.6441 | 1.021 | 1.0424 | 1.0642 | 1.0572 | 1.0503 | 1.0469 | 1.0436 | 1.0402 | 1.0369 | 1.0336 | 1.0413 | 1.049 | 1.0567 | 1.0645 | 1.0724 | 1.0767 | 1.0811 | 1.0854 | 1.0897 | 1.094 | 1.0976 | 1.1011 | 1.1047 | 1.1082 | 1.1117 | 0 | 0 | 0 | 0 | 0 | 0 | 0 | 0 | 0 | 0 | 0 | 0 | 0 | 0 | 0 | 0 | 0 | 0 | 0 | 0 | 0 | 0 | 0 | 0 | 0 | 0 | 0 | 0 | 0 | 0 | 0 | 0 | 0 | 0 | 0 | 0 | 0 | 0 | 0 | 0 | 0 | 0 | 0 | 0 | 0 | 0 | 0 | 0 | 0 | 0
125 | 86 | 125,86 | 99705 | North Pole | Y | 493 | 158 | 152 | 6 | 0 | 134 | 134 | 2 | 0 | 0 | 136 | 0 | 2435.9328 | 2435.9328 | 2460 | 0 | 0 | 2436.2868 | 326415 | 4920 | 0 | 158 | 0 | 2 | 0 | 160 | 0 | 152 | 152 | 0 | 0 | 146.648 | 146.648 | 0 | 0 | 141.8027 | 141.8027 | 0 | 1.8802 | 0 | 136.1116 | 141.2816 | 146.648 | 152.2182 | 158 | 132.2894 | 136.9635 | 141.8027 | 146.8128 | 152 | 1.7676 | 1.823 | 1.8802 | 1.9392 | 2 | 159.4669 | 160.9474 | 162.4416 | 161.3736 | 160.3127 | 159.8007 | 159.2904 | 158.7818 | 158.2747 | 157.7693 | 158.9363 | 160.112 | 161.2963 | 162.4894 | 163.6913 | 164.3511 | 165.011 | 165.6708 | 166.3306 | 166.9904 | 167.5312 | 168.0721 | 168.6129 | 169.1538 | 169.6946 | 153.4112 | 154.8354 | 156.2729 | 155.2455 | 154.2248 | 153.7323 | 153.2414 | 152.7521 | 152.2643 | 151.7781 | 152.9008 | 154.0318 | 155.1711 | 156.3189 | 157.4752 | 158.11 | 158.7447 | 159.3795 | 160.0142 | 160.649 | 161.1693 | 161.6896 | 162.2099 | 162.7302 | 163.2505 | 2.0186 | 2.0373 | 2.0562 | 2.0427 | 2.0293 | 2.0228 | 2.0163 | 2.0099 | 2.0035 | 1.9971 | 2.0119 | 2.0267 | 2.0417 | 2.0568 | 2.072 | 2.0804 | 2.0887 | 2.0971 | 2.1055 | 2.1138 | 2.1206 | 2.1275 | 2.1343 | 2.1412 | 2.148 | 0 | 0 | 0 | 0 | 0 | 0 | 0 | 0 | 0 | 0 | 0 | 0 | 0 | 0 | 0 | 0 | 0 | 0 | 0 | 0 | 0 | 0 | 0 | 0 | 0 | 0 | 0 | 0 | 0 | 0 | 0 | 0 | 0 | 0 | 0 | 0 | 0 | 0 | 0 | 0 | 0 | 0 | 0 | 0 | 0 | 0 | 0 | 0 | 0 | 0
126 | 86 | 126,86 | 99705 | North Pole | Y | 284 | 110 | 98 | 12 | 0 | 130 | 130 | 0 | 0 | 0 | 130 | 0 | 2084.7615 | 2084.7615 | 0 | 0 | 0 | 2084.7615 | 271019 | 0 | 0 | 110 | 0 | 0 | 0 | 110 | 0 | 98 | 98 | 0 | 0 | 102.0967 | 102.0967 | 0 | 0 | 91.4254 | 91.4254 | 0 | 0 | 0 | 94.7612 | 98.3606 | 102.0967 | 105.9747 | 110 | 85.2919 | 88.3054 | 91.4254 | 94.6556 | 98 | 0 | 0 | 0 | 0 | 0 | 110.8874 | 111.7819 | 112.6836 | 111.9428 | 111.2068 | 110.8517 | 110.4977 | 110.1448 | 109.7931 | 109.4425 | 110.252 | 111.0676 | 111.8891 | 112.7168 | 113.5505 | 114.0082 | 114.4659 | 114.9236 | 115.3813 | 115.839 | 116.2142 | 116.5894 | 116.9646 | 117.3398 | 117.7149 | 98.7906 | 99.5875 | 100.3909 | 99.7308 | 99.0751 | 98.7588 | 98.4434 | 98.129 | 97.8157 | 97.5033 | 98.2245 | 98.9511 | 99.683 | 100.4204 | 101.1632 | 101.571 | 101.9787 | 102.3865 | 102.7943 | 103.2021 | 103.5363 | 103.8706 | 104.2048 | 104.5391 | 104.8733 | 0 | 0 | 0 | 0 | 0 | 0 | 0 | 0 | 0 | 0 | 0 | 0 | 0 | 0 | 0 | 0 | 0 | 0 | 0 | 0 | 0 | 0 | 0 | 0 | 0 | 0 | 0 | 0 | 0 | 0 | 0 | 0 | 0 | 0 | 0 | 0 | 0 | 0 | 0 | 0 | 0 | 0 | 0 | 0 | 0 | 0 | 0 | 0 | 0 | 0 | 0 | 0 | 0 | 0 | 0 | 0 | 0 | 0 | 0 | 0 | 0 | 0 | 0 | 0 | 0 | 0 | 0 | 0 | 0 | 0 | 0 | 0 | 0 | 0 | 0
83 | 87 | 83,87 | 99760 | - | N | 28 | 30 | 16 | 14 | 0 | 0 | 0 | 0 | 0 | 0 | 0 | 0 | 834.495 | 834.495 | 1408.3846 | 0 | 0 | 1365.174 | 0 | 0 | 0.68737 | 29.2736 | 0.038981 | 0 | 0 | 30 | 0.3666 | 15.6126 | 15.9792 | 0.02079 | 0.63486 | 27.0374 | 27.6723 | 0.036003 | 0.34189 | 14.5605 | 14.9024 | 0.019389 | 0 | 0 | 25.5583 | 26.5943 | 27.6723 | 28.7939 | 29.961 | 13.8982 | 14.3916 | 14.9024 | 15.4314 | 15.9792 | 0 | 0 | 0 | 0 | 0 | 30.1145 | 30.2688 | 30.4238 | 30.2238 | 30.0251 | 29.9292 | 29.8336 | 29.7384 | 29.6434 | 29.5487 | 29.7673 | 29.9875 | 30.2093 | 30.4328 | 30.6579 | 30.7815 | 30.905 | 31.0286 | 31.1522 | 31.2758 | 31.3771 | 31.4784 | 31.5797 | 31.6809 | 31.7822 | 16.0611 | 16.1433 | 16.226 | 16.1194 | 16.0134 | 15.9622 | 15.9113 | 15.8605 | 15.8098 | 15.7593 | 15.8759 | 15.9933 | 16.1116 | 16.2308 | 16.3509 | 16.4168 | 16.4827 | 16.5486 | 16.6145 | 16.6804 | 16.7344 | 16.7885 | 16.8425 | 16.8965 | 16.9505 | 0 | 0 | 0 | 0 | 0 | 0 | 0 | 0 | 0 | 0 | 0 | 0 | 0 | 0 | 0 | 0 | 0 | 0 | 0 | 0 | 0 | 0 | 0 | 0 | 0 | 0.039181 | 0.039382 | 0.039583 | 0.039323 | 0.039065 | 0.03894 | 0.038816 | 0.038692 | 0.038568 | 0.038445 | 0.038729 | 0.039016 | 0.039304 | 0.039595 | 0.039888 | 0.040049 | 0.04021 | 0.04037 | 0.040531 | 0.040692 | 0.040824 | 0.040955 | 0.041087 | 0.041219 | 0.041351 | 0 | 0 | 0 | 0 | 0 | 0 | 0 | 0 | 0 | 0 | 0 | 0 | 0 | 0 | 0 | 0 | 0 | 0 | 0 | 0 | 0 | 0 | 0 | 0 | 0
96 | 87 | 96,87 | 99709 | - | N | 48 | 21 | 19 | 2 | 0 | 18 | 18 | 0 | 0 | 0 | 18 | 0 | 1779.7778 | 1779.7778 | 0 | 0 | 0 | 1779.7778 | 32036 | 0 | 0 | 21 | 0 | 0 | 0 | 21 | 0 | 19 | 19 | 0 | 0 | 19.9953 | 19.9953 | 0 | 0 | 18.1251 | 18.1251 | 0 | 0 | 0 | 19.0387 | 19.5112 | 19.9953 | 20.4915 | 21 | 17.2906 | 17.7029 | 18.1251 | 18.5574 | 19 | 0 | 0 | 0 | 0 | 0 | 21.1076 | 21.2157 | 21.3244 | 21.1842 | 21.0449 | 20.9777 | 20.9107 | 20.8439 | 20.7774 | 20.711 | 20.8642 | 21.0186 | 21.174 | 21.3307 | 21.4884 | 21.5751 | 21.6617 | 21.7483 | 21.8349 | 21.9215 | 21.9925 | 22.0635 | 22.1345 | 22.2055 | 22.2765 | 19.0973 | 19.1952 | 19.2935 | 19.1666 | 19.0406 | 18.9798 | 18.9192 | 18.8588 | 18.7986 | 18.7386 | 18.8772 | 19.0168 | 19.1575 | 19.2992 | 19.4419 | 19.5203 | 19.5987 | 19.677 | 19.7554 | 19.8338 | 19.898 | 19.9622 | 20.0265 | 20.0907 | 20.1549 | 0 | 0 | 0 | 0 | 0 | 0 | 0 | 0 | 0 | 0 | 0 | 0 | 0 | 0 | 0 | 0 | 0 | 0 | 0 | 0 | 0 | 0 | 0 | 0 | 0 | 0 | 0 | 0 | 0 | 0 | 0 | 0 | 0 | 0 | 0 | 0 | 0 | 0 | 0 | 0 | 0 | 0 | 0 | 0 | 0 | 0 | 0 | 0 | 0 | 0 | 0 | 0 | 0 | 0 | 0 | 0 | 0 | 0 | 0 | 0 | 0 | 0 | 0 | 0 | 0 | 0 | 0 | 0 | 0 | 0 | 0 | 0 | 0 | 0 | 0
98 | 87 | 98,87 | 99709 | - | N | 296 | 147 | 128 | 19 | 0 | 20 | 20 | 0 | 0 | 0 | 20 | 0 | 2541.2 | 2541.2 | 0 | 0 | 0 | 2541.2 | 50824 | 0 | 0 | 147 | 0 | 0 | 0 | 147 | 0 | 128 | 128 | 0 | 0 | 139.9673 | 139.9673 | 0 | 0 | 122.1062 | 122.1062 | 0 | 0 | 0 | 133.271 | 136.5781 | 139.9673 | 143.4405 | 147 | 116.4838 | 119.2619 | 122.1062 | 125.0184 | 128 | 0 | 0 | 0 | 0 | 0 | 148.3735 | 149.7598 | 151.159 | 150.1652 | 149.1779 | 148.7016 | 148.2267 | 147.7534 | 147.2816 | 146.8112 | 147.8972 | 148.9912 | 150.0933 | 151.2035 | 152.322 | 152.9359 | 153.5499 | 154.1639 | 154.7779 | 155.3919 | 155.8952 | 156.3984 | 156.9017 | 157.405 | 157.9083 | 129.1959 | 130.4031 | 131.6215 | 130.7561 | 129.8964 | 129.4816 | 129.0682 | 128.656 | 128.2452 | 127.8356 | 128.7812 | 129.7338 | 130.6935 | 131.6602 | 132.6341 | 133.1687 | 133.7033 | 134.238 | 134.7726 | 135.3072 | 135.7454 | 136.1837 | 136.6219 | 137.0601 | 137.4984 | 0 | 0 | 0 | 0 | 0 | 0 | 0 | 0 | 0 | 0 | 0 | 0 | 0 | 0 | 0 | 0 | 0 | 0 | 0 | 0 | 0 | 0 | 0 | 0 | 0 | 0 | 0 | 0 | 0 | 0 | 0 | 0 | 0 | 0 | 0 | 0 | 0 | 0 | 0 | 0 | 0 | 0 | 0 | 0 | 0 | 0 | 0 | 0 | 0 | 0 | 0 | 0 | 0 | 0 | 0 | 0 | 0 | 0 | 0 | 0 | 0 | 0 | 0 | 0 | 0 | 0 | 0 | 0 | 0 | 0 | 0 | 0 | 0 | 0 | 0
120 | 87 | 120,87 | 99705 | North Pole | Y | 222 | 110 | 89 | 21 | 0 | 1 | 1 | 0 | 0 | 0 | 1 | 0 | 3407 | 3407 | 0 | 0 | 0 | 3407 | 3407 | 0 | 0 | 110 | 0 | 0 | 0 | 110 | 0 | 89 | 89 | 0 | 0 | 102.0967 | 102.0967 | 0 | 0 | 83.0292 | 83.0292 | 0 | 0 | 0 | 94.7612 | 98.3606 | 102.0967 | 105.9747 | 110 | 77.459 | 80.1957 | 83.0292 | 85.9628 | 89 | 0 | 0 | 0 | 0 | 0 | 111.1301 | 112.2718 | 113.4253 | 112.6796 | 111.9388 | 111.5813 | 111.225 | 110.8698 | 110.5158 | 110.1629 | 110.9777 | 111.7986 | 112.6256 | 113.4587 | 114.2979 | 114.7586 | 115.2194 | 115.6801 | 116.1408 | 116.6015 | 116.9791 | 117.3568 | 117.7344 | 118.1121 | 118.4897 | 89.9144 | 90.8381 | 91.7714 | 91.168 | 90.5686 | 90.2794 | 89.9911 | 89.7038 | 89.4173 | 89.1318 | 89.7911 | 90.4552 | 91.1243 | 91.7984 | 92.4774 | 92.8502 | 93.2229 | 93.5957 | 93.9685 | 94.3412 | 94.6468 | 94.9523 | 95.2579 | 95.5634 | 95.869 | 0 | 0 | 0 | 0 | 0 | 0 | 0 | 0 | 0 | 0 | 0 | 0 | 0 | 0 | 0 | 0 | 0 | 0 | 0 | 0 | 0 | 0 | 0 | 0 | 0 | 0 | 0 | 0 | 0 | 0 | 0 | 0 | 0 | 0 | 0 | 0 | 0 | 0 | 0 | 0 | 0 | 0 | 0 | 0 | 0 | 0 | 0 | 0 | 0 | 0 | 0 | 0 | 0 | 0 | 0 | 0 | 0 | 0 | 0 | 0 | 0 | 0 | 0 | 0 | 0 | 0 | 0 | 0 | 0 | 0 | 0 | 0 | 0 | 0 | 0
121 | 87 | 121,87 | 99705 | North Pole | Y | 118 | 46 | 39 | 7 | 0 | 57 | 57 | 7 | 0 | 0 | 64 | 0 | 1870.0877 | 1870.0877 | 4787 | 0 | 0 | 2189.125 | 106595 | 33509 | 0 | 46 | 0 | 7 | 0 | 53 | 0 | 39 | 39 | 0 | 0 | 42.695 | 42.695 | 0 | 0 | 36.3836 | 36.3836 | 0 | 6.5808 | 0 | 39.6274 | 41.1326 | 42.695 | 44.3167 | 46 | 33.9427 | 35.1419 | 36.3836 | 37.6691 | 39 | 6.1866 | 6.3806 | 6.5808 | 6.7871 | 7 | 47.0477 | 48.1192 | 49.2152 | 48.8916 | 48.5702 | 48.4151 | 48.2605 | 48.1064 | 47.9527 | 47.7996 | 48.1532 | 48.5094 | 48.8682 | 49.2297 | 49.5938 | 49.7937 | 49.9936 | 50.1935 | 50.3934 | 50.5933 | 50.7572 | 50.9211 | 51.0849 | 51.2488 | 51.4126 | 39.8883 | 40.7967 | 41.7259 | 41.4516 | 41.1791 | 41.0476 | 40.9165 | 40.7858 | 40.6556 | 40.5258 | 40.8255 | 41.1275 | 41.4317 | 41.7382 | 42.0469 | 42.2164 | 42.3859 | 42.5554 | 42.7249 | 42.8944 | 43.0333 | 43.1722 | 43.3111 | 43.4501 | 43.589 | 7.1594 | 7.3225 | 7.4893 | 7.44 | 7.3911 | 7.3675 | 7.344 | 7.3205 | 7.2972 | 7.2739 | 7.3277 | 7.3819 | 7.4365 | 7.4915 | 7.5469 | 7.5773 | 7.6077 | 7.6381 | 7.6686 | 7.699 | 7.7239 | 7.7489 | 7.7738 | 7.7987 | 7.8237 | 0 | 0 | 0 | 0 | 0 | 0 | 0 | 0 | 0 | 0 | 0 | 0 | 0 | 0 | 0 | 0 | 0 | 0 | 0 | 0 | 0 | 0 | 0 | 0 | 0 | 0 | 0 | 0 | 0 | 0 | 0 | 0 | 0 | 0 | 0 | 0 | 0 | 0 | 0 | 0 | 0 | 0 | 0 | 0 | 0 | 0 | 0 | 0 | 0 | 0
122 | 87 | 122,87 | 99705 | North Pole | Y | 545 | 241 | 206 | 35 | 5 | 147 | 152 | 39 | 0 | 0 | 191 | 9196.4 | 2370.2177 | 2594.7632 | 9219.6923 | 0 | 0 | 3947.4974 | 394404 | 359568 | 7.9276 | 233.0724 | 0 | 39 | 0 | 280 | 6.7763 | 199.2237 | 206 | 0 | 7.358 | 216.3265 | 223.6846 | 0 | 6.3217 | 185.8582 | 192.1799 | 0 | 36.6642 | 0 | 207.6132 | 215.4991 | 223.6846 | 232.1809 | 241 | 179.287 | 185.6216 | 192.1799 | 198.97 | 206 | 34.4683 | 35.5493 | 36.6642 | 37.8141 | 39 | 245.6625 | 250.4152 | 255.2599 | 253.5817 | 251.9145 | 251.11 | 250.3081 | 249.5088 | 248.7121 | 247.9179 | 249.7517 | 251.5991 | 253.4602 | 255.335 | 257.2237 | 258.2605 | 259.2974 | 260.3342 | 261.371 | 262.4078 | 263.2577 | 264.1076 | 264.9575 | 265.8074 | 266.6573 | 209.9854 | 214.0479 | 218.1889 | 216.7544 | 215.3294 | 214.6418 | 213.9563 | 213.2731 | 212.5921 | 211.9132 | 213.4807 | 215.0598 | 216.6506 | 218.2532 | 219.8676 | 220.7538 | 221.6401 | 222.5263 | 223.4126 | 224.2988 | 225.0253 | 225.7517 | 226.4782 | 227.2046 | 227.9311 | 39.7545 | 40.5236 | 41.3076 | 41.036 | 40.7662 | 40.6361 | 40.5063 | 40.3769 | 40.248 | 40.1195 | 40.4162 | 40.7152 | 41.0164 | 41.3198 | 41.6254 | 41.7932 | 41.961 | 42.1288 | 42.2966 | 42.4643 | 42.6019 | 42.7394 | 42.8769 | 43.0145 | 43.152 | 0 | 0 | 0 | 0 | 0 | 0 | 0 | 0 | 0 | 0 | 0 | 0 | 0 | 0 | 0 | 0 | 0 | 0 | 0 | 0 | 0 | 0 | 0 | 0 | 0 | 0 | 0 | 0 | 0 | 0 | 0 | 0 | 0 | 0 | 0 | 0 | 0 | 0 | 0 | 0 | 0 | 0 | 0 | 0 | 0 | 0 | 0 | 0 | 0 | 0
123 | 87 | 123,87 | 99705 | North Pole | Y | 478 | 199 | 188 | 11 | 8 | 178 | 186 | 9 | 0 | 0 | 195 | 13122.75 | 2458.2584 | 2916.9462 | 5029.2222 | 0 | 0 | 3014.4359 | 542552 | 45263 | 8.5591 | 190.4409 | 0 | 9 | 0 | 208 | 8.086 | 179.914 | 188 | 0 | 7.9442 | 176.758 | 184.7022 | 0 | 7.5435 | 167.844 | 175.3875 | 0 | 8.461 | 0 | 171.4317 | 177.9433 | 184.7022 | 191.7179 | 199 | 163.6212 | 169.4022 | 175.3875 | 181.5843 | 188 | 7.9542 | 8.2037 | 8.461 | 8.7263 | 9 | 202.85 | 206.7744 | 210.7748 | 209.389 | 208.0124 | 207.3481 | 206.686 | 206.026 | 205.3681 | 204.7123 | 206.2265 | 207.752 | 209.2887 | 210.8368 | 212.3963 | 213.2525 | 214.1086 | 214.9647 | 215.8209 | 216.677 | 217.3788 | 218.0805 | 218.7823 | 219.4841 | 220.1859 | 191.6371 | 195.3447 | 199.1239 | 197.8147 | 196.5142 | 195.8867 | 195.2611 | 194.6376 | 194.0161 | 193.3965 | 194.827 | 196.2682 | 197.72 | 199.1825 | 200.6558 | 201.4646 | 202.2735 | 203.0823 | 203.8911 | 204.6999 | 205.3629 | 206.0258 | 206.6888 | 207.3518 | 208.0148 | 9.1741 | 9.3516 | 9.5325 | 9.4699 | 9.4076 | 9.3776 | 9.3476 | 9.3178 | 9.288 | 9.2583 | 9.3268 | 9.3958 | 9.4653 | 9.5353 | 9.6059 | 9.6446 | 9.6833 | 9.722 | 9.7607 | 9.7995 | 9.8312 | 9.8629 | 9.8947 | 9.9264 | 9.9582 | 0 | 0 | 0 | 0 | 0 | 0 | 0 | 0 | 0 | 0 | 0 | 0 | 0 | 0 | 0 | 0 | 0 | 0 | 0 | 0 | 0 | 0 | 0 | 0 | 0 | 0 | 0 | 0 | 0 | 0 | 0 | 0 | 0 | 0 | 0 | 0 | 0 | 0 | 0 | 0 | 0 | 0 | 0 | 0 | 0 | 0 | 0 | 0 | 0 | 0
124 | 87 | 124,87 | 99705 | North Pole | Y | 931 | 349 | 330 | 19 | 3 | 211 | 214 | 2 | 0 | 0 | 216 | 3358.6667 | 2376.4076 | 2390.1776 | 3396 | 0 | 0 | 2399.4907 | 511498 | 6792 | 4.8925 | 344.1075 | 0 | 2 | 0 | 351 | 4.6262 | 325.3738 | 330 | 0 | 4.541 | 319.3839 | 323.9249 | 0 | 4.3158 | 303.5452 | 307.8611 | 0 | 1.8802 | 0 | 300.6515 | 312.0713 | 323.9249 | 336.2288 | 349 | 287.2074 | 297.3549 | 307.8611 | 318.7384 | 330 | 1.7676 | 1.823 | 1.8802 | 1.9392 | 2 | 352.2401 | 355.5103 | 358.8109 | 356.4518 | 354.1083 | 352.9775 | 351.8504 | 350.7268 | 349.6068 | 348.4904 | 351.0682 | 353.665 | 356.2811 | 358.9165 | 361.5714 | 363.0288 | 364.4862 | 365.9436 | 367.4011 | 368.8585 | 370.0532 | 371.2478 | 372.4425 | 373.6371 | 374.8318 | 333.0637 | 336.1559 | 339.2767 | 337.0462 | 334.8302 | 333.761 | 332.6952 | 331.6328 | 330.5738 | 329.5181 | 331.9556 | 334.411 | 336.8847 | 339.3766 | 341.887 | 343.265 | 344.6431 | 346.0212 | 347.3993 | 348.7774 | 349.907 | 351.0366 | 352.1662 | 353.2959 | 354.4255 | 2.0186 | 2.0373 | 2.0562 | 2.0427 | 2.0293 | 2.0228 | 2.0163 | 2.0099 | 2.0035 | 1.9971 | 2.0119 | 2.0267 | 2.0417 | 2.0568 | 2.072 | 2.0804 | 2.0887 | 2.0971 | 2.1055 | 2.1138 | 2.1206 | 2.1275 | 2.1343 | 2.1412 | 2.148 | 0 | 0 | 0 | 0 | 0 | 0 | 0 | 0 | 0 | 0 | 0 | 0 | 0 | 0 | 0 | 0 | 0 | 0 | 0 | 0 | 0 | 0 | 0 | 0 | 0 | 0 | 0 | 0 | 0 | 0 | 0 | 0 | 0 | 0 | 0 | 0 | 0 | 0 | 0 | 0 | 0 | 0 | 0 | 0 | 0 | 0 | 0 | 0 | 0 | 0
125 | 87 | 125,87 | 99705 | North Pole | Y | 634 | 218 | 209 | 9 | 0 | 172 | 172 | 2 | 0 | 0 | 174 | 0 | 2376.3023 | 2376.3023 | 1576 | 0 | 0 | 2367.1034 | 408724 | 3152 | 0 | 218 | 0 | 2 | 0 | 220 | 0 | 209 | 209 | 0 | 0 | 202.3371 | 202.3371 | 0 | 0 | 194.9787 | 194.9787 | 0 | 1.8802 | 0 | 187.7995 | 194.9328 | 202.3371 | 210.0226 | 218 | 181.898 | 188.3248 | 194.9787 | 201.8676 | 209 | 1.7676 | 1.823 | 1.8802 | 1.9392 | 2 | 220.0239 | 222.0666 | 224.1283 | 222.6547 | 221.1909 | 220.4845 | 219.7805 | 219.0786 | 218.379 | 217.6817 | 219.2919 | 220.914 | 222.5481 | 224.1942 | 225.8526 | 226.763 | 227.6733 | 228.5837 | 229.4941 | 230.4044 | 231.1507 | 231.8969 | 232.6432 | 233.3894 | 234.1356 | 210.9404 | 212.8987 | 214.8753 | 213.4626 | 212.0591 | 211.382 | 210.707 | 210.0341 | 209.3634 | 208.6948 | 210.2385 | 211.7937 | 213.3603 | 214.9385 | 216.5284 | 217.4012 | 218.274 | 219.1468 | 220.0196 | 220.8923 | 221.6078 | 222.3232 | 223.0386 | 223.754 | 224.4695 | 2.0186 | 2.0373 | 2.0562 | 2.0427 | 2.0293 | 2.0228 | 2.0163 | 2.0099 | 2.0035 | 1.9971 | 2.0119 | 2.0267 | 2.0417 | 2.0568 | 2.072 | 2.0804 | 2.0887 | 2.0971 | 2.1055 | 2.1138 | 2.1206 | 2.1275 | 2.1343 | 2.1412 | 2.148 | 0 | 0 | 0 | 0 | 0 | 0 | 0 | 0 | 0 | 0 | 0 | 0 | 0 | 0 | 0 | 0 | 0 | 0 | 0 | 0 | 0 | 0 | 0 | 0 | 0 | 0 | 0 | 0 | 0 | 0 | 0 | 0 | 0 | 0 | 0 | 0 | 0 | 0 | 0 | 0 | 0 | 0 | 0 | 0 | 0 | 0 | 0 | 0 | 0 | 0
126 | 87 | 126,87 | 99705 | North Pole | Y | 288 | 124 | 111 | 13 | 0 | 143 | 143 | 0 | 0 | 0 | 143 | 0 | 2043.4685 | 2043.4685 | 0 | 0 | 0 | 2043.4685 | 292216 | 0 | 0 | 124 | 0 | 0 | 0 | 124 | 0 | 111 | 111 | 0 | 0 | 115.0908 | 115.0908 | 0 | 0 | 103.5533 | 103.5533 | 0 | 0 | 0 | 106.8217 | 110.8792 | 115.0908 | 119.4624 | 124 | 96.6061 | 100.0194 | 103.5533 | 107.212 | 111 | 0 | 0 | 0 | 0 | 0 | 125.0003 | 126.0087 | 127.0252 | 126.19 | 125.3604 | 124.9601 | 124.561 | 124.1633 | 123.7668 | 123.3715 | 124.2841 | 125.2034 | 126.1296 | 127.0625 | 128.0024 | 128.5184 | 129.0343 | 129.5503 | 130.0662 | 130.5822 | 131.0051 | 131.4281 | 131.851 | 132.2739 | 132.6968 | 111.8954 | 112.7981 | 113.708 | 112.9604 | 112.2178 | 111.8594 | 111.5022 | 111.1461 | 110.7912 | 110.4374 | 111.2543 | 112.0773 | 112.9063 | 113.7415 | 114.5828 | 115.0447 | 115.5065 | 115.9684 | 116.4303 | 116.8921 | 117.2707 | 117.6493 | 118.0279 | 118.4065 | 118.7851 | 0 | 0 | 0 | 0 | 0 | 0 | 0 | 0 | 0 | 0 | 0 | 0 | 0 | 0 | 0 | 0 | 0 | 0 | 0 | 0 | 0 | 0 | 0 | 0 | 0 | 0 | 0 | 0 | 0 | 0 | 0 | 0 | 0 | 0 | 0 | 0 | 0 | 0 | 0 | 0 | 0 | 0 | 0 | 0 | 0 | 0 | 0 | 0 | 0 | 0 | 0 | 0 | 0 | 0 | 0 | 0 | 0 | 0 | 0 | 0 | 0 | 0 | 0 | 0 | 0 | 0 | 0 | 0 | 0 | 0 | 0 | 0 | 0 | 0 | 0
95 | 88 | 95,88 | 99709 | - | N | 68 | 25 | 24 | 1 | 0 | 0 | 0 | 0 | 0 | 0 | 0 | 0 | 834.495 | 834.495 | 1408.3846 | 0 | 0 | 1365.174 | 0 | 0 | 0.57281 | 24.3947 | 0.032484 | 0 | 0 | 25 | 0.5499 | 23.4189 | 23.9688 | 0.031185 | 0.5454 | 23.2276 | 23.773 | 0.03093 | 0.52458 | 22.3406 | 22.8652 | 0.029749 | 0 | 0 | 22.6357 | 23.1974 | 23.773 | 24.363 | 24.9675 | 21.8123 | 22.3325 | 22.8652 | 23.4105 | 23.9688 | 0 | 0 | 0 | 0 | 0 | 25.0954 | 25.224 | 25.3532 | 25.1865 | 25.0209 | 24.941 | 24.8614 | 24.782 | 24.7028 | 24.624 | 24.8061 | 24.9896 | 25.1744 | 25.3606 | 25.5482 | 25.6512 | 25.7542 | 25.8572 | 25.9602 | 26.0631 | 26.1476 | 26.232 | 26.3164 | 26.4008 | 26.4852 | 24.0916 | 24.215 | 24.3391 | 24.179 | 24.0201 | 23.9434 | 23.8669 | 23.7907 | 23.7147 | 23.639 | 23.8138 | 23.99 | 24.1675 | 24.3462 | 24.5263 | 24.6252 | 24.724 | 24.8229 | 24.9218 | 25.0206 | 25.1016 | 25.1827 | 25.2637 | 25.3448 | 25.4258 | 0 | 0 | 0 | 0 | 0 | 0 | 0 | 0 | 0 | 0 | 0 | 0 | 0 | 0 | 0 | 0 | 0 | 0 | 0 | 0 | 0 | 0 | 0 | 0 | 0 | 0.032651 | 0.032818 | 0.032986 | 0.032769 | 0.032554 | 0.03245 | 0.032346 | 0.032243 | 0.03214 | 0.032037 | 0.032274 | 0.032513 | 0.032754 | 0.032996 | 0.03324 | 0.033374 | 0.033508 | 0.033642 | 0.033776 | 0.03391 | 0.03402 | 0.03413 | 0.034239 | 0.034349 | 0.034459 | 0 | 0 | 0 | 0 | 0 | 0 | 0 | 0 | 0 | 0 | 0 | 0 | 0 | 0 | 0 | 0 | 0 | 0 | 0 | 0 | 0 | 0 | 0 | 0 | 0
97 | 88 | 97,88 | 99709 | - | N | 43 | 18 | 16 | 2 | 0 | 23 | 23 | 0 | 0 | 0 | 23 | 0 | 1447.6522 | 1447.6522 | 0 | 0 | 0 | 1447.6522 | 33296 | 0 | 0 | 18 | 0 | 0 | 0 | 18 | 0 | 16 | 16 | 0 | 0 | 17.1389 | 17.1389 | 0 | 0 | 15.2633 | 15.2633 | 0 | 0 | 0 | 16.3189 | 16.7239 | 17.1389 | 17.5641 | 18 | 14.5605 | 14.9077 | 15.2633 | 15.6273 | 16 | 0 | 0 | 0 | 0 | 0 | 18.1682 | 18.3379 | 18.5093 | 18.3876 | 18.2667 | 18.2084 | 18.1502 | 18.0923 | 18.0345 | 17.9769 | 18.1099 | 18.2438 | 18.3788 | 18.5147 | 18.6517 | 18.7269 | 18.802 | 18.8772 | 18.9524 | 19.0276 | 19.0892 | 19.1508 | 19.2125 | 19.2741 | 19.3357 | 16.1495 | 16.3004 | 16.4527 | 16.3445 | 16.2371 | 16.1852 | 16.1335 | 16.082 | 16.0306 | 15.9795 | 16.0977 | 16.2167 | 16.3367 | 16.4575 | 16.5793 | 16.6461 | 16.7129 | 16.7797 | 16.8466 | 16.9134 | 16.9682 | 17.023 | 17.0777 | 17.1325 | 17.1873 | 0 | 0 | 0 | 0 | 0 | 0 | 0 | 0 | 0 | 0 | 0 | 0 | 0 | 0 | 0 | 0 | 0 | 0 | 0 | 0 | 0 | 0 | 0 | 0 | 0 | 0 | 0 | 0 | 0 | 0 | 0 | 0 | 0 | 0 | 0 | 0 | 0 | 0 | 0 | 0 | 0 | 0 | 0 | 0 | 0 | 0 | 0 | 0 | 0 | 0 | 0 | 0 | 0 | 0 | 0 | 0 | 0 | 0 | 0 | 0 | 0 | 0 | 0 | 0 | 0 | 0 | 0 | 0 | 0 | 0 | 0 | 0 | 0 | 0 | 0
98 | 88 | 98,88 | 99709 | - | N | 60 | 31 | 27 | 4 | 0 | 48 | 48 | 0 | 0 | 0 | 48 | 0 | 1689.0417 | 1689.0417 | 0 | 0 | 0 | 1689.0417 | 81074 | 0 | 0 | 31 | 0 | 0 | 0 | 31 | 0 | 27 | 27 | 0 | 0 | 29.5169 | 29.5169 | 0 | 0 | 25.7568 | 25.7568 | 0 | 0 | 0 | 28.1048 | 28.8022 | 29.5169 | 30.2494 | 31 | 24.5708 | 25.1568 | 25.7568 | 26.3711 | 27 | 0 | 0 | 0 | 0 | 0 | 31.2896 | 31.582 | 31.8771 | 31.6675 | 31.4593 | 31.3588 | 31.2587 | 31.1589 | 31.0594 | 30.9602 | 31.1892 | 31.4199 | 31.6523 | 31.8865 | 32.1223 | 32.2518 | 32.3813 | 32.5108 | 32.6402 | 32.7697 | 32.8758 | 32.982 | 33.0881 | 33.1943 | 33.3004 | 27.2523 | 27.5069 | 27.7639 | 27.5814 | 27.4 | 27.3125 | 27.2253 | 27.1384 | 27.0517 | 26.9653 | 27.1648 | 27.3657 | 27.5682 | 27.7721 | 27.9775 | 28.0903 | 28.203 | 28.3158 | 28.4286 | 28.5414 | 28.6338 | 28.7262 | 28.8187 | 28.9111 | 29.0036 | 0 | 0 | 0 | 0 | 0 | 0 | 0 | 0 | 0 | 0 | 0 | 0 | 0 | 0 | 0 | 0 | 0 | 0 | 0 | 0 | 0 | 0 | 0 | 0 | 0 | 0 | 0 | 0 | 0 | 0 | 0 | 0 | 0 | 0 | 0 | 0 | 0 | 0 | 0 | 0 | 0 | 0 | 0 | 0 | 0 | 0 | 0 | 0 | 0 | 0 | 0 | 0 | 0 | 0 | 0 | 0 | 0 | 0 | 0 | 0 | 0 | 0 | 0 | 0 | 0 | 0 | 0 | 0 | 0 | 0 | 0 | 0 | 0 | 0 | 0
119 | 88 | 119,88 | 99705 | North Pole | Y | 16 | 6 | 6 | 0 | 0 | 14 | 14 | 7 | 0 | 0 | 21 | 0 | 1348.9286 | 1348.9286 | 3902.8571 | 0 | 0 | 2200.2381 | 18885 | 27320 | 0 | 6 | 0 | 7 | 0 | 13 | 0 | 6 | 6 | 0 | 0 | 5.5689 | 5.5689 | 0 | 0 | 5.5975 | 5.5975 | 0 | 6.5808 | 0 | 5.1688 | 5.3651 | 5.5689 | 5.7804 | 6 | 5.222 | 5.4065 | 5.5975 | 5.7952 | 6 | 6.1866 | 6.3806 | 6.5808 | 6.7871 | 7 | 6.0616 | 6.1239 | 6.1868 | 6.1462 | 6.1058 | 6.0863 | 6.0668 | 6.0474 | 6.0281 | 6.0089 | 6.0533 | 6.0981 | 6.1432 | 6.1887 | 6.2344 | 6.2596 | 6.2847 | 6.3098 | 6.335 | 6.3601 | 6.3807 | 6.4013 | 6.4219 | 6.4425 | 6.4631 | 6.0616 | 6.1239 | 6.1868 | 6.1462 | 6.1058 | 6.0863 | 6.0668 | 6.0474 | 6.0281 | 6.0089 | 6.0533 | 6.0981 | 6.1432 | 6.1887 | 6.2344 | 6.2596 | 6.2847 | 6.3098 | 6.335 | 6.3601 | 6.3807 | 6.4013 | 6.4219 | 6.4425 | 6.4631 | 7.0719 | 7.1446 | 7.218 | 7.1705 | 7.1234 | 7.1006 | 7.078 | 7.0554 | 7.0328 | 7.0104 | 7.0622 | 7.1145 | 7.1671 | 7.2201 | 7.2735 | 7.3028 | 7.3321 | 7.3615 | 7.3908 | 7.4201 | 7.4441 | 7.4682 | 7.4922 | 7.5162 | 7.5403 | 0 | 0 | 0 | 0 | 0 | 0 | 0 | 0 | 0 | 0 | 0 | 0 | 0 | 0 | 0 | 0 | 0 | 0 | 0 | 0 | 0 | 0 | 0 | 0 | 0 | 0 | 0 | 0 | 0 | 0 | 0 | 0 | 0 | 0 | 0 | 0 | 0 | 0 | 0 | 0 | 0 | 0 | 0 | 0 | 0 | 0 | 0 | 0 | 0 | 0
120 | 88 | 120,88 | 99705 | North Pole | Y | 59 | 34 | 21 | 13 | 0 | 44 | 44 | 6 | 0 | 0 | 50 | 0 | 2236.7955 | 2236.7955 | 3832.5 | 0 | 0 | 2428.28 | 98419 | 22995 | 0 | 34 | 0 | 6 | 0 | 40 | 0 | 21 | 21 | 0 | 0 | 31.5572 | 31.5572 | 0 | 0 | 19.5912 | 19.5912 | 0 | 5.6406 | 0 | 29.2898 | 30.4024 | 31.5572 | 32.7558 | 34 | 18.2768 | 18.9226 | 19.5912 | 20.2834 | 21 | 5.3028 | 5.4691 | 5.6406 | 5.8175 | 6 | 34.3493 | 34.7022 | 35.0587 | 34.8282 | 34.5993 | 34.4888 | 34.3786 | 34.2688 | 34.1594 | 34.0503 | 34.3022 | 34.5559 | 34.8115 | 35.069 | 35.3285 | 35.4709 | 35.6133 | 35.7557 | 35.8981 | 36.0405 | 36.1572 | 36.2739 | 36.3906 | 36.5074 | 36.6241 | 21.2157 | 21.4337 | 21.6539 | 21.5116 | 21.3701 | 21.3019 | 21.2339 | 21.1661 | 21.0985 | 21.0311 | 21.1867 | 21.3434 | 21.5012 | 21.6603 | 21.8205 | 21.9085 | 21.9964 | 22.0844 | 22.1723 | 22.2603 | 22.3324 | 22.4045 | 22.4766 | 22.5487 | 22.6208 | 6.0616 | 6.1239 | 6.1868 | 6.1462 | 6.1058 | 6.0863 | 6.0668 | 6.0474 | 6.0281 | 6.0089 | 6.0533 | 6.0981 | 6.1432 | 6.1887 | 6.2344 | 6.2596 | 6.2847 | 6.3098 | 6.335 | 6.3601 | 6.3807 | 6.4013 | 6.4219 | 6.4425 | 6.4631 | 0 | 0 | 0 | 0 | 0 | 0 | 0 | 0 | 0 | 0 | 0 | 0 | 0 | 0 | 0 | 0 | 0 | 0 | 0 | 0 | 0 | 0 | 0 | 0 | 0 | 0 | 0 | 0 | 0 | 0 | 0 | 0 | 0 | 0 | 0 | 0 | 0 | 0 | 0 | 0 | 0 | 0 | 0 | 0 | 0 | 0 | 0 | 0 | 0 | 0
121 | 88 | 121,88 | 99705 | North Pole | Y | 57 | 24 | 23 | 1 | 0 | 55 | 55 | 6 | 0 | 0 | 61 | 0 | 1767.5455 | 1767.5455 | 5690.5 | 0 | 0 | 2153.4098 | 97215 | 34143 | 0 | 24 | 0 | 6 | 0 | 30 | 0 | 23 | 23 | 0 | 0 | 22.2756 | 22.2756 | 0 | 0 | 21.457 | 21.457 | 0 | 5.6406 | 0 | 20.6752 | 21.4605 | 22.2756 | 23.1218 | 24 | 20.0175 | 20.7247 | 21.457 | 22.2151 | 23 | 5.3028 | 5.4691 | 5.6406 | 5.8175 | 6 | 24.6765 | 25.3721 | 26.0873 | 25.9158 | 25.7454 | 25.6632 | 25.5812 | 25.4995 | 25.4181 | 25.3369 | 25.5243 | 25.7131 | 25.9033 | 26.095 | 26.288 | 26.3939 | 26.4999 | 26.6059 | 26.7118 | 26.8178 | 26.9046 | 26.9915 | 27.0784 | 27.1652 | 27.2521 | 23.6483 | 24.3149 | 25.0003 | 24.8359 | 24.6727 | 24.5939 | 24.5153 | 24.437 | 24.359 | 24.2812 | 24.4608 | 24.6418 | 24.824 | 25.0077 | 25.1926 | 25.2942 | 25.3957 | 25.4973 | 25.5988 | 25.7004 | 25.7836 | 25.8669 | 25.9501 | 26.0333 | 26.1166 | 6.1691 | 6.343 | 6.5218 | 6.4789 | 6.4363 | 6.4158 | 6.3953 | 6.3749 | 6.3545 | 6.3342 | 6.3811 | 6.4283 | 6.4758 | 6.5237 | 6.572 | 6.5985 | 6.625 | 6.6515 | 6.678 | 6.7044 | 6.7262 | 6.7479 | 6.7696 | 6.7913 | 6.813 | 0 | 0 | 0 | 0 | 0 | 0 | 0 | 0 | 0 | 0 | 0 | 0 | 0 | 0 | 0 | 0 | 0 | 0 | 0 | 0 | 0 | 0 | 0 | 0 | 0 | 0 | 0 | 0 | 0 | 0 | 0 | 0 | 0 | 0 | 0 | 0 | 0 | 0 | 0 | 0 | 0 | 0 | 0 | 0 | 0 | 0 | 0 | 0 | 0 | 0
122 | 88 | 122,88 | 99705 | North Pole | Y | 304 | 136 | 114 | 22 | 7 | 41 | 48 | 11 | 0 | 0 | 59 | 6557.5714 | 1965.7073 | 2635.3542 | 7188.5455 | 0 | 0 | 3484.2542 | 126497 | 79074 | 19.8333 | 116.1667 | 0 | 11 | 0 | 147 | 16.625 | 97.375 | 114 | 0 | 18.4083 | 107.8203 | 126.2286 | 0 | 15.5097 | 90.8423 | 106.352 | 0 | 10.3412 | 0 | 117.1593 | 121.6095 | 126.2286 | 131.0233 | 136 | 99.2171 | 102.7226 | 106.352 | 110.1096 | 114 | 9.7218 | 10.0267 | 10.3412 | 10.6655 | 11 | 139.8336 | 143.7752 | 147.8279 | 146.856 | 145.8905 | 145.4246 | 144.9602 | 144.4973 | 144.0359 | 143.5759 | 144.6379 | 145.7078 | 146.7856 | 147.8714 | 148.9652 | 149.5656 | 150.1661 | 150.7665 | 151.367 | 151.9674 | 152.4596 | 152.9518 | 153.444 | 153.9362 | 154.4284 | 117.2134 | 120.5174 | 123.9145 | 123.0999 | 122.2905 | 121.9 | 121.5108 | 121.1227 | 120.7359 | 120.3504 | 121.2406 | 122.1374 | 123.0409 | 123.951 | 124.8679 | 125.3712 | 125.8745 | 126.3778 | 126.8812 | 127.3845 | 127.797 | 128.2096 | 128.6222 | 129.0348 | 129.4473 | 11.3101 | 11.6289 | 11.9567 | 11.8781 | 11.8 | 11.7623 | 11.7247 | 11.6873 | 11.65 | 11.6128 | 11.6987 | 11.7852 | 11.8724 | 11.9602 | 12.0487 | 12.0972 | 12.1458 | 12.1944 | 12.2429 | 12.2915 | 12.3313 | 12.3711 | 12.4109 | 12.4507 | 12.4905 | 0 | 0 | 0 | 0 | 0 | 0 | 0 | 0 | 0 | 0 | 0 | 0 | 0 | 0 | 0 | 0 | 0 | 0 | 0 | 0 | 0 | 0 | 0 | 0 | 0 | 0 | 0 | 0 | 0 | 0 | 0 | 0 | 0 | 0 | 0 | 0 | 0 | 0 | 0 | 0 | 0 | 0 | 0 | 0 | 0 | 0 | 0 | 0 | 0 | 0
123 | 88 | 123,88 | 99705 | North Pole | Y | 601 | 205 | 190 | 15 | 1 | 167 | 168 | 1 | 0 | 0 | 169 | 18192 | 2794.1198 | 2885.7738 | 4980 | 0 | 0 | 2898.1657 | 484810 | 4980 | 1.2202 | 203.7798 | 0 | 1 | 0 | 206 | 1.131 | 188.869 | 190 | 0 | 1.1326 | 189.1385 | 190.2711 | 0 | 1.0551 | 176.1983 | 177.2533 | 0 | 0.94011 | 0 | 176.6004 | 183.3084 | 190.2711 | 197.4983 | 205 | 165.3618 | 171.2044 | 177.2533 | 183.516 | 190 | 0.8838 | 0.91152 | 0.94011 | 0.96959 | 1 | 209.548 | 214.1969 | 218.9489 | 217.5094 | 216.0793 | 215.3893 | 214.7015 | 214.0159 | 213.3325 | 212.6512 | 214.2242 | 215.8088 | 217.4052 | 219.0133 | 220.6333 | 221.5227 | 222.412 | 223.3013 | 224.1907 | 225.08 | 225.809 | 226.538 | 227.267 | 227.996 | 228.7249 | 194.2152 | 198.5239 | 202.9282 | 201.594 | 200.2687 | 199.6291 | 198.9917 | 198.3562 | 197.7228 | 197.0914 | 198.5493 | 200.0179 | 201.4975 | 202.9879 | 204.4894 | 205.3137 | 206.138 | 206.9622 | 207.7865 | 208.6107 | 209.2864 | 209.962 | 210.6377 | 211.3133 | 211.989 | 1.0222 | 1.0449 | 1.068 | 1.061 | 1.054 | 1.0507 | 1.0473 | 1.044 | 1.0406 | 1.0373 | 1.045 | 1.0527 | 1.0605 | 1.0684 | 1.0763 | 1.0806 | 1.0849 | 1.0893 | 1.0936 | 1.098 | 1.1015 | 1.1051 | 1.1086 | 1.1122 | 1.1157 | 0 | 0 | 0 | 0 | 0 | 0 | 0 | 0 | 0 | 0 | 0 | 0 | 0 | 0 | 0 | 0 | 0 | 0 | 0 | 0 | 0 | 0 | 0 | 0 | 0 | 0 | 0 | 0 | 0 | 0 | 0 | 0 | 0 | 0 | 0 | 0 | 0 | 0 | 0 | 0 | 0 | 0 | 0 | 0 | 0 | 0 | 0 | 0 | 0 | 0
124 | 88 | 124,88 | 99705 | North Pole | Y | 580 | 222 | 200 | 22 | 3 | 163 | 166 | 2 | 0 | 0 | 168 | 4097.3333 | 1908.0368 | 1947.6024 | 3980 | 0 | 0 | 1971.7976 | 323302 | 7960 | 4.012 | 217.988 | 0 | 2 | 0 | 224 | 3.6145 | 196.3855 | 200 | 0 | 3.7238 | 202.3259 | 206.0497 | 0 | 3.372 | 183.2105 | 186.5825 | 0 | 1.8802 | 0 | 191.2454 | 198.5096 | 206.0497 | 213.8762 | 222 | 174.0651 | 180.2151 | 186.5825 | 193.1748 | 200 | 1.7676 | 1.823 | 1.8802 | 1.9392 | 2 | 226.9251 | 231.9595 | 237.1056 | 235.5467 | 233.9981 | 233.2509 | 232.506 | 231.7636 | 231.0235 | 230.2857 | 231.9892 | 233.7052 | 235.4339 | 237.1754 | 238.9298 | 239.8928 | 240.8559 | 241.819 | 242.7821 | 243.7452 | 244.5346 | 245.3241 | 246.1135 | 246.9029 | 247.6924 | 204.437 | 208.9725 | 213.6086 | 212.2043 | 210.8091 | 210.1359 | 209.4649 | 208.796 | 208.1293 | 207.4646 | 208.9992 | 210.5452 | 212.1026 | 213.6715 | 215.252 | 216.1197 | 216.9873 | 217.855 | 218.7226 | 219.5902 | 220.3015 | 221.0127 | 221.7239 | 222.4351 | 223.1463 | 2.0444 | 2.0897 | 2.1361 | 2.122 | 2.1081 | 2.1014 | 2.0946 | 2.088 | 2.0813 | 2.0746 | 2.09 | 2.1055 | 2.121 | 2.1367 | 2.1525 | 2.1612 | 2.1699 | 2.1785 | 2.1872 | 2.1959 | 2.203 | 2.2101 | 2.2172 | 2.2244 | 2.2315 | 0 | 0 | 0 | 0 | 0 | 0 | 0 | 0 | 0 | 0 | 0 | 0 | 0 | 0 | 0 | 0 | 0 | 0 | 0 | 0 | 0 | 0 | 0 | 0 | 0 | 0 | 0 | 0 | 0 | 0 | 0 | 0 | 0 | 0 | 0 | 0 | 0 | 0 | 0 | 0 | 0 | 0 | 0 | 0 | 0 | 0 | 0 | 0 | 0 | 0
125 | 88 | 125,88 | 99705 | North Pole | Y | 456 | 153 | 144 | 9 | 0 | 134 | 134 | 1 | 0 | 0 | 135 | 0 | 2169.7463 | 2169.7463 | 1500 | 0 | 0 | 2164.7852 | 290746 | 1500 | 0 | 153 | 0 | 1 | 0 | 154 | 0 | 144 | 144 | 0 | 0 | 142.0072 | 142.0072 | 0 | 0 | 134.3394 | 134.3394 | 0 | 0.94011 | 0 | 131.8042 | 136.8106 | 142.0072 | 147.4012 | 153 | 125.3268 | 129.7549 | 134.3394 | 139.0858 | 144 | 0.8838 | 0.91152 | 0.94011 | 0.96959 | 1 | 154.2342 | 155.4784 | 156.7327 | 155.7022 | 154.6785 | 154.1846 | 153.6922 | 153.2014 | 152.7122 | 152.2246 | 153.3506 | 154.4849 | 155.6276 | 156.7788 | 157.9385 | 158.5751 | 159.2117 | 159.8483 | 160.485 | 161.1216 | 161.6434 | 162.1653 | 162.6871 | 163.2089 | 163.7308 | 145.1616 | 146.3326 | 147.5131 | 146.5433 | 145.5798 | 145.1149 | 144.6515 | 144.1896 | 143.7292 | 143.2702 | 144.3299 | 145.3975 | 146.4731 | 147.5565 | 148.648 | 149.2472 | 149.8463 | 150.4455 | 151.0447 | 151.6438 | 152.135 | 152.6261 | 153.1173 | 153.6084 | 154.0996 | 1.0081 | 1.0162 | 1.0244 | 1.0177 | 1.011 | 1.0077 | 1.0045 | 1.0013 | 0.99812 | 0.99493 | 1.0023 | 1.0097 | 1.0172 | 1.0247 | 1.0323 | 1.0364 | 1.0406 | 1.0448 | 1.0489 | 1.0531 | 1.0565 | 1.0599 | 1.0633 | 1.0667 | 1.0701 | 0 | 0 | 0 | 0 | 0 | 0 | 0 | 0 | 0 | 0 | 0 | 0 | 0 | 0 | 0 | 0 | 0 | 0 | 0 | 0 | 0 | 0 | 0 | 0 | 0 | 0 | 0 | 0 | 0 | 0 | 0 | 0 | 0 | 0 | 0 | 0 | 0 | 0 | 0 | 0 | 0 | 0 | 0 | 0 | 0 | 0 | 0 | 0 | 0 | 0
126 | 88 | 126,88 | 99705 | North Pole | Y | 220 | 76 | 73 | 3 | 1 | 171 | 172 | 1 | 0 | 0 | 173 | 3216 | 2358.9357 | 2363.9186 | 192 | 0 | 0 | 2351.3642 | 406594 | 192 | 0.44186 | 75.5581 | 0 | 1 | 0 | 77 | 0.42442 | 72.5756 | 73 | 0 | 0.41011 | 70.1294 | 70.5395 | 0 | 0.39595 | 67.7067 | 68.1026 | 0 | 0.94011 | 0 | 65.4714 | 67.9582 | 70.5395 | 73.2189 | 76 | 63.5337 | 65.7785 | 68.1026 | 70.5088 | 73 | 0.8838 | 0.91152 | 0.94011 | 0.96959 | 1 | 76.6131 | 77.2311 | 77.8541 | 77.3423 | 76.8338 | 76.5884 | 76.3439 | 76.1001 | 75.8571 | 75.6148 | 76.1741 | 76.7376 | 77.3052 | 77.877 | 78.4531 | 78.7693 | 79.0856 | 79.4018 | 79.718 | 80.0342 | 80.2935 | 80.5527 | 80.8119 | 81.0711 | 81.3303 | 73.5889 | 74.1825 | 74.7809 | 74.2893 | 73.8009 | 73.5652 | 73.3303 | 73.0961 | 72.8627 | 72.63 | 73.1673 | 73.7085 | 74.2537 | 74.803 | 75.3563 | 75.66 | 75.9638 | 76.2675 | 76.5713 | 76.875 | 77.124 | 77.373 | 77.622 | 77.8709 | 78.1199 | 1.0081 | 1.0162 | 1.0244 | 1.0177 | 1.011 | 1.0077 | 1.0045 | 1.0013 | 0.99812 | 0.99493 | 1.0023 | 1.0097 | 1.0172 | 1.0247 | 1.0323 | 1.0364 | 1.0406 | 1.0448 | 1.0489 | 1.0531 | 1.0565 | 1.0599 | 1.0633 | 1.0667 | 1.0701 | 0 | 0 | 0 | 0 | 0 | 0 | 0 | 0 | 0 | 0 | 0 | 0 | 0 | 0 | 0 | 0 | 0 | 0 | 0 | 0 | 0 | 0 | 0 | 0 | 0 | 0 | 0 | 0 | 0 | 0 | 0 | 0 | 0 | 0 | 0 | 0 | 0 | 0 | 0 | 0 | 0 | 0 | 0 | 0 | 0 | 0 | 0 | 0 | 0 | 0
129 | 88 | 129,88 | 99705 | - | N | 7 | 3 | 3 | 0 | 0 | 0 | 0 | 0 | 0 | 0 | 0 | 0 | 834.495 | 834.495 | 1408.3846 | 0 | 0 | 1365.174 | 0 | 0 | 0.068737 | 2.9274 | 0.0038981 | 0 | 0 | 3 | 0.068737 | 2.9274 | 2.9961 | 0.0038981 | 0.063798 | 2.717 | 2.7808 | 0.0036181 | 0.064126 | 2.731 | 2.7951 | 0.0036366 | 0 | 0 | 2.581 | 2.6791 | 2.7808 | 2.8865 | 2.9961 | 2.6076 | 2.6997 | 2.7951 | 2.8939 | 2.9961 | 0 | 0 | 0 | 0 | 0 | 3.0203 | 3.0446 | 3.0692 | 3.049 | 3.029 | 3.0193 | 3.0097 | 3 | 2.9905 | 2.9809 | 3.003 | 3.0252 | 3.0476 | 3.0701 | 3.0928 | 3.1053 | 3.1177 | 3.1302 | 3.1427 | 3.1551 | 3.1654 | 3.1756 | 3.1858 | 3.196 | 3.2062 | 3.0203 | 3.0446 | 3.0692 | 3.049 | 3.029 | 3.0193 | 3.0097 | 3 | 2.9905 | 2.9809 | 3.003 | 3.0252 | 3.0476 | 3.0701 | 3.0928 | 3.1053 | 3.1177 | 3.1302 | 3.1427 | 3.1551 | 3.1654 | 3.1756 | 3.1858 | 3.196 | 3.2062 | 0 | 0 | 0 | 0 | 0 | 0 | 0 | 0 | 0 | 0 | 0 | 0 | 0 | 0 | 0 | 0 | 0 | 0 | 0 | 0 | 0 | 0 | 0 | 0 | 0 | 0.0039296 | 0.0039613 | 0.0039932 | 0.003967 | 0.0039409 | 0.0039283 | 0.0039158 | 0.0039033 | 0.0038908 | 0.0038784 | 0.0039071 | 0.003936 | 0.0039651 | 0.0039944 | 0.004024 | 0.0040402 | 0.0040564 | 0.0040726 | 0.0040888 | 0.0041051 | 0.0041183 | 0.0041316 | 0.0041449 | 0.0041582 | 0.0041715 | 0 | 0 | 0 | 0 | 0 | 0 | 0 | 0 | 0 | 0 | 0 | 0 | 0 | 0 | 0 | 0 | 0 | 0 | 0 | 0 | 0 | 0 | 0 | 0 | 0
98 | 89 | 98,89 | 99709 | - | N | 89 | 47 | 43 | 4 | 0 | 83 | 83 | 0 | 0 | 0 | 83 | 0 | 1835.1084 | 1835.1084 | 0 | 0 | 0 | 1835.1084 | 152314 | 0 | 0 | 47 | 0 | 0 | 0 | 47 | 0 | 43 | 43 | 0 | 0 | 44.7514 | 44.7514 | 0 | 0 | 41.02 | 41.02 | 0 | 0 | 0 | 42.6105 | 43.6678 | 44.7514 | 45.8619 | 47 | 39.1313 | 40.0645 | 41.02 | 41.9984 | 43 | 0 | 0 | 0 | 0 | 0 | 47.4391 | 47.8824 | 48.3298 | 48.012 | 47.6964 | 47.544 | 47.3922 | 47.2409 | 47.09 | 46.9396 | 47.2869 | 47.6366 | 47.989 | 48.344 | 48.7016 | 48.8979 | 49.0942 | 49.2905 | 49.4868 | 49.6831 | 49.844 | 50.0049 | 50.1659 | 50.3268 | 50.4877 | 43.4018 | 43.8073 | 44.2166 | 43.9259 | 43.6371 | 43.4977 | 43.3588 | 43.2204 | 43.0824 | 42.9448 | 43.2624 | 43.5825 | 43.9048 | 44.2296 | 44.5568 | 44.7364 | 44.916 | 45.0956 | 45.2752 | 45.4548 | 45.602 | 45.7492 | 45.8964 | 46.0436 | 46.1909 | 0 | 0 | 0 | 0 | 0 | 0 | 0 | 0 | 0 | 0 | 0 | 0 | 0 | 0 | 0 | 0 | 0 | 0 | 0 | 0 | 0 | 0 | 0 | 0 | 0 | 0 | 0 | 0 | 0 | 0 | 0 | 0 | 0 | 0 | 0 | 0 | 0 | 0 | 0 | 0 | 0 | 0 | 0 | 0 | 0 | 0 | 0 | 0 | 0 | 0 | 0 | 0 | 0 | 0 | 0 | 0 | 0 | 0 | 0 | 0 | 0 | 0 | 0 | 0 | 0 | 0 | 0 | 0 | 0 | 0 | 0 | 0 | 0 | 0 | 0
99 | 89 | 99,89 | 99709 | Fairbanks | Y | 111 | 58 | 49 | 9 | 0 | 76 | 76 | 0 | 0 | 0 | 76 | 0 | 1872.5395 | 1872.5395 | 0 | 0 | 0 | 1872.5395 | 142313 | 0 | 0 | 58 | 0 | 0 | 0 | 58 | 0 | 49 | 49 | 0 | 0 | 55.2252 | 55.2252 | 0 | 0 | 46.7438 | 46.7438 | 0 | 0 | 0 | 52.5831 | 53.888 | 55.2252 | 56.5956 | 58 | 44.5914 | 45.6549 | 46.7438 | 47.8586 | 49 | 0 | 0 | 0 | 0 | 0 | 58.5419 | 59.0889 | 59.641 | 59.2489 | 58.8593 | 58.6714 | 58.484 | 58.2973 | 58.1111 | 57.9255 | 58.354 | 58.7856 | 59.2205 | 59.6585 | 60.0998 | 60.3421 | 60.5843 | 60.8266 | 61.0688 | 61.3111 | 61.5097 | 61.7082 | 61.9068 | 62.1054 | 62.304 | 49.4578 | 49.9199 | 50.3863 | 50.0551 | 49.726 | 49.5672 | 49.4089 | 49.2511 | 49.0939 | 48.9371 | 49.2991 | 49.6637 | 50.0311 | 50.4012 | 50.774 | 50.9786 | 51.1833 | 51.388 | 51.5926 | 51.7973 | 51.9651 | 52.1328 | 52.3006 | 52.4683 | 52.6361 | 0 | 0 | 0 | 0 | 0 | 0 | 0 | 0 | 0 | 0 | 0 | 0 | 0 | 0 | 0 | 0 | 0 | 0 | 0 | 0 | 0 | 0 | 0 | 0 | 0 | 0 | 0 | 0 | 0 | 0 | 0 | 0 | 0 | 0 | 0 | 0 | 0 | 0 | 0 | 0 | 0 | 0 | 0 | 0 | 0 | 0 | 0 | 0 | 0 | 0 | 0 | 0 | 0 | 0 | 0 | 0 | 0 | 0 | 0 | 0 | 0 | 0 | 0 | 0 | 0 | 0 | 0 | 0 | 0 | 0 | 0 | 0 | 0 | 0 | 0
100 | 89 | 100,89 | 99709 | Fairbanks | Y | 32 | 19 | 13 | 6 | 0 | 44 | 44 | 0 | 0 | 0 | 44 | 0 | 1936.3409 | 1936.3409 | 0 | 0 | 0 | 1936.3409 | 85199 | 0 | 0 | 19 | 0 | 0 | 0 | 19 | 0 | 13 | 13 | 0 | 0 | 18.091 | 18.091 | 0 | 0 | 12.4014 | 12.4014 | 0 | 0 | 0 | 17.2255 | 17.653 | 18.091 | 18.5399 | 19 | 11.8304 | 12.1125 | 12.4014 | 12.6972 | 13 | 0 | 0 | 0 | 0 | 0 | 19.1775 | 19.3567 | 19.5376 | 19.4091 | 19.2815 | 19.2199 | 19.1586 | 19.0974 | 19.0364 | 18.9756 | 19.116 | 19.2574 | 19.3998 | 19.5433 | 19.6879 | 19.7672 | 19.8466 | 19.9259 | 20.0053 | 20.0847 | 20.1497 | 20.2148 | 20.2798 | 20.3449 | 20.4099 | 13.1215 | 13.2441 | 13.3678 | 13.2799 | 13.1926 | 13.1505 | 13.1085 | 13.0666 | 13.0249 | 12.9833 | 13.0793 | 13.1761 | 13.2736 | 13.3717 | 13.4706 | 13.5249 | 13.5792 | 13.6335 | 13.6878 | 13.7421 | 13.7866 | 13.8312 | 13.8757 | 13.9202 | 13.9647 | 0 | 0 | 0 | 0 | 0 | 0 | 0 | 0 | 0 | 0 | 0 | 0 | 0 | 0 | 0 | 0 | 0 | 0 | 0 | 0 | 0 | 0 | 0 | 0 | 0 | 0 | 0 | 0 | 0 | 0 | 0 | 0 | 0 | 0 | 0 | 0 | 0 | 0 | 0 | 0 | 0 | 0 | 0 | 0 | 0 | 0 | 0 | 0 | 0 | 0 | 0 | 0 | 0 | 0 | 0 | 0 | 0 | 0 | 0 | 0 | 0 | 0 | 0 | 0 | 0 | 0 | 0 | 0 | 0 | 0 | 0 | 0 | 0 | 0 | 0
116 | 89 | 116,89 | 99705 | North Pole | Y | 132 | 61 | 56 | 5 | 1 | 30 | 31 | 0 | 0 | 0 | 31 | 5824 | 1614.9 | 1750.6774 | 0 | 0 | 0 | 1750.6774 | 54271 | 0 | 1.9677 | 59.0323 | 0 | 0 | 0 | 61 | 1.8065 | 54.1935 | 56 | 0 | 1.8264 | 54.7909 | 56.6173 | 0 | 1.6853 | 50.5578 | 52.2431 | 0 | 0 | 0 | 52.5494 | 54.5454 | 56.6173 | 58.7678 | 61 | 48.7382 | 50.4602 | 52.2431 | 54.0889 | 56 | 0 | 0 | 0 | 0 | 0 | 61.6267 | 62.2598 | 62.8995 | 62.4859 | 62.0751 | 61.8769 | 61.6793 | 61.4823 | 61.286 | 61.0903 | 61.5422 | 61.9974 | 62.456 | 62.918 | 63.3834 | 63.6389 | 63.8944 | 64.1499 | 64.4053 | 64.6608 | 64.8703 | 65.0797 | 65.2891 | 65.4985 | 65.7079 | 56.5753 | 57.1566 | 57.7438 | 57.3641 | 56.987 | 56.805 | 56.6236 | 56.4428 | 56.2626 | 56.0829 | 56.4977 | 56.9157 | 57.3367 | 57.7608 | 58.188 | 58.4226 | 58.6571 | 58.8917 | 59.1262 | 59.3608 | 59.553 | 59.7453 | 59.9375 | 60.1298 | 60.3221 | 0 | 0 | 0 | 0 | 0 | 0 | 0 | 0 | 0 | 0 | 0 | 0 | 0 | 0 | 0 | 0 | 0 | 0 | 0 | 0 | 0 | 0 | 0 | 0 | 0 | 0 | 0 | 0 | 0 | 0 | 0 | 0 | 0 | 0 | 0 | 0 | 0 | 0 | 0 | 0 | 0 | 0 | 0 | 0 | 0 | 0 | 0 | 0 | 0 | 0 | 0 | 0 | 0 | 0 | 0 | 0 | 0 | 0 | 0 | 0 | 0 | 0 | 0 | 0 | 0 | 0 | 0 | 0 | 0 | 0 | 0 | 0 | 0 | 0 | 0
117 | 89 | 117,89 | 99705 | North Pole | Y | 46 | 15 | 12 | 3 | 0 | 18 | 18 | 5 | 0 | 0 | 23 | 0 | 1696.7222 | 1696.7222 | 10182.2 | 0 | 0 | 3541.3913 | 30541 | 50911 | 0 | 15 | 0 | 5 | 0 | 20 | 0 | 12 | 12 | 0 | 0 | 13.9223 | 13.9223 | 0 | 0 | 11.1949 | 11.1949 | 0 | 4.7005 | 0 | 12.922 | 13.4128 | 13.9223 | 14.4511 | 15 | 10.4439 | 10.8129 | 11.1949 | 11.5905 | 12 | 4.419 | 4.5576 | 4.7005 | 4.848 | 5 | 15.1541 | 15.3098 | 15.4671 | 15.3654 | 15.2644 | 15.2156 | 15.167 | 15.1186 | 15.0703 | 15.0222 | 15.1333 | 15.2453 | 15.358 | 15.4716 | 15.5861 | 15.6489 | 15.7117 | 15.7746 | 15.8374 | 15.9002 | 15.9517 | 16.0032 | 16.0547 | 16.1062 | 16.1577 | 12.1233 | 12.2478 | 12.3737 | 12.2923 | 12.2115 | 12.1725 | 12.1336 | 12.0949 | 12.0563 | 12.0178 | 12.1067 | 12.1962 | 12.2864 | 12.3773 | 12.4689 | 12.5191 | 12.5694 | 12.6196 | 12.6699 | 12.7202 | 12.7614 | 12.8026 | 12.8438 | 12.885 | 12.9262 | 5.0514 | 5.1033 | 5.1557 | 5.1218 | 5.0881 | 5.0719 | 5.0557 | 5.0395 | 5.0234 | 5.0074 | 5.0444 | 5.0818 | 5.1193 | 5.1572 | 5.1954 | 5.2163 | 5.2372 | 5.2582 | 5.2791 | 5.3001 | 5.3172 | 5.3344 | 5.3516 | 5.3687 | 5.3859 | 0 | 0 | 0 | 0 | 0 | 0 | 0 | 0 | 0 | 0 | 0 | 0 | 0 | 0 | 0 | 0 | 0 | 0 | 0 | 0 | 0 | 0 | 0 | 0 | 0 | 0 | 0 | 0 | 0 | 0 | 0 | 0 | 0 | 0 | 0 | 0 | 0 | 0 | 0 | 0 | 0 | 0 | 0 | 0 | 0 | 0 | 0 | 0 | 0 | 0
118 | 89 | 118,89 | 99705 | North Pole | Y | 3 | 2 | 2 | 0 | 0 | 8 | 8 | 11 | 0 | 0 | 19 | 0 | 1998.125 | 1998.125 | 10060.4545 | 0 | 0 | 6665.7895 | 15985 | 110665 | 0 | 2 | 0 | 11 | 0 | 13 | 0 | 2 | 2 | 0 | 0 | 1.8563 | 1.8563 | 0 | 0 | 1.8658 | 1.8658 | 0 | 10.3412 | 0 | 1.7229 | 1.7884 | 1.8563 | 1.9268 | 2 | 1.7407 | 1.8022 | 1.8658 | 1.9317 | 2 | 9.7218 | 10.0267 | 10.3412 | 10.6655 | 11 | 2.0205 | 2.0413 | 2.0623 | 2.0487 | 2.0353 | 2.0288 | 2.0223 | 2.0158 | 2.0094 | 2.003 | 2.0178 | 2.0327 | 2.0477 | 2.0629 | 2.0781 | 2.0865 | 2.0949 | 2.1033 | 2.1117 | 2.12 | 2.1269 | 2.1338 | 2.1406 | 2.1475 | 2.1544 | 2.0205 | 2.0413 | 2.0623 | 2.0487 | 2.0353 | 2.0288 | 2.0223 | 2.0158 | 2.0094 | 2.003 | 2.0178 | 2.0327 | 2.0477 | 2.0629 | 2.0781 | 2.0865 | 2.0949 | 2.1033 | 2.1117 | 2.12 | 2.1269 | 2.1338 | 2.1406 | 2.1475 | 2.1544 | 11.113 | 11.2272 | 11.3425 | 11.268 | 11.1939 | 11.1581 | 11.1225 | 11.087 | 11.0516 | 11.0163 | 11.0978 | 11.1799 | 11.2626 | 11.3459 | 11.4298 | 11.4759 | 11.5219 | 11.568 | 11.6141 | 11.6601 | 11.6979 | 11.7357 | 11.7734 | 11.8112 | 11.849 | 0 | 0 | 0 | 0 | 0 | 0 | 0 | 0 | 0 | 0 | 0 | 0 | 0 | 0 | 0 | 0 | 0 | 0 | 0 | 0 | 0 | 0 | 0 | 0 | 0 | 0 | 0 | 0 | 0 | 0 | 0 | 0 | 0 | 0 | 0 | 0 | 0 | 0 | 0 | 0 | 0 | 0 | 0 | 0 | 0 | 0 | 0 | 0 | 0 | 0
120 | 89 | 120,89 | 99705 | North Pole | Y | 13 | 12 | 8 | 4 | 0 | 1 | 1 | 0 | 0 | 0 | 1 | 0 | 2688 | 2688 | 0 | 0 | 0 | 2688 | 2688 | 0 | 0 | 12 | 0 | 0 | 0 | 12 | 0 | 8 | 8 | 0 | 0 | 11.1378 | 11.1378 | 0 | 0 | 7.4633 | 7.4633 | 0 | 0 | 0 | 10.3376 | 10.7302 | 11.1378 | 11.5609 | 12 | 6.9626 | 7.2086 | 7.4633 | 7.727 | 8 | 0 | 0 | 0 | 0 | 0 | 12.3383 | 12.686 | 13.0436 | 12.9579 | 12.8727 | 12.8316 | 12.7906 | 12.7498 | 12.709 | 12.6685 | 12.7622 | 12.8566 | 12.9517 | 13.0475 | 13.144 | 13.197 | 13.2499 | 13.3029 | 13.3559 | 13.4089 | 13.4523 | 13.4957 | 13.5392 | 13.5826 | 13.626 | 8.2255 | 8.4574 | 8.6958 | 8.6386 | 8.5818 | 8.5544 | 8.5271 | 8.4998 | 8.4727 | 8.4456 | 8.5081 | 8.571 | 8.6344 | 8.6983 | 8.7627 | 8.798 | 8.8333 | 8.8686 | 8.9039 | 8.9393 | 8.9682 | 8.9972 | 9.0261 | 9.0551 | 9.084 | 0 | 0 | 0 | 0 | 0 | 0 | 0 | 0 | 0 | 0 | 0 | 0 | 0 | 0 | 0 | 0 | 0 | 0 | 0 | 0 | 0 | 0 | 0 | 0 | 0 | 0 | 0 | 0 | 0 | 0 | 0 | 0 | 0 | 0 | 0 | 0 | 0 | 0 | 0 | 0 | 0 | 0 | 0 | 0 | 0 | 0 | 0 | 0 | 0 | 0 | 0 | 0 | 0 | 0 | 0 | 0 | 0 | 0 | 0 | 0 | 0 | 0 | 0 | 0 | 0 | 0 | 0 | 0 | 0 | 0 | 0 | 0 | 0 | 0 | 0
121 | 89 | 121,89 | 99705 | North Pole | Y | 321 | 137 | 115 | 22 | 0 | 132 | 132 | 2 | 0 | 0 | 134 | 0 | 1946.4924 | 1946.4924 | 4724 | 0 | 0 | 1987.9478 | 256937 | 9448 | 0 | 137 | 0 | 2 | 0 | 139 | 0 | 115 | 115 | 0 | 0 | 127.1568 | 127.1568 | 0 | 0 | 107.2849 | 107.2849 | 0 | 1.8802 | 0 | 118.0208 | 122.5036 | 127.1568 | 131.9867 | 137 | 100.0874 | 103.6237 | 107.2849 | 111.0755 | 115 | 1.7676 | 1.823 | 1.8802 | 1.9392 | 2 | 140.8617 | 144.8323 | 148.9148 | 147.9358 | 146.9632 | 146.4939 | 146.0261 | 145.5598 | 145.095 | 144.6316 | 145.7015 | 146.7792 | 147.8649 | 148.9587 | 150.0605 | 150.6654 | 151.2702 | 151.8751 | 152.48 | 153.0848 | 153.5807 | 154.0765 | 154.5723 | 155.0681 | 155.5639 | 118.2416 | 121.5746 | 125.0015 | 124.1797 | 123.3633 | 122.9693 | 122.5766 | 122.1852 | 121.795 | 121.4061 | 122.3041 | 123.2088 | 124.1202 | 125.0383 | 125.9632 | 126.4709 | 126.9787 | 127.4864 | 127.9941 | 128.5019 | 128.9181 | 129.3343 | 129.7505 | 130.1666 | 130.5828 | 2.0564 | 2.1143 | 2.1739 | 2.1596 | 2.1454 | 2.1386 | 2.1318 | 2.125 | 2.1182 | 2.1114 | 2.127 | 2.1428 | 2.1586 | 2.1746 | 2.1907 | 2.1995 | 2.2083 | 2.2172 | 2.226 | 2.2348 | 2.2421 | 2.2493 | 2.2565 | 2.2638 | 2.271 | 0 | 0 | 0 | 0 | 0 | 0 | 0 | 0 | 0 | 0 | 0 | 0 | 0 | 0 | 0 | 0 | 0 | 0 | 0 | 0 | 0 | 0 | 0 | 0 | 0 | 0 | 0 | 0 | 0 | 0 | 0 | 0 | 0 | 0 | 0 | 0 | 0 | 0 | 0 | 0 | 0 | 0 | 0 | 0 | 0 | 0 | 0 | 0 | 0 | 0
122 | 89 | 122,89 | 99705 | North Pole | Y | 355 | 124 | 115 | 9 | 1 | 132 | 133 | 4 | 0 | 0 | 137 | 3824 | 2442.5606 | 2452.9474 | 6541.25 | 0 | 0 | 2572.3139 | 326242 | 26165 | 0.93233 | 123.0677 | 0 | 4 | 0 | 128 | 0.86466 | 114.1353 | 115 | 0 | 0.86534 | 114.2255 | 115.0908 | 0 | 0.80665 | 106.4783 | 107.2849 | 0 | 3.7604 | 0 | 106.8217 | 110.8792 | 115.0908 | 119.4624 | 124 | 100.0874 | 103.6237 | 107.2849 | 111.0755 | 115 | 3.5352 | 3.6461 | 3.7604 | 3.8784 | 4 | 126.4973 | 129.0449 | 131.6437 | 130.7782 | 129.9184 | 129.5036 | 129.09 | 128.6778 | 128.2669 | 127.8573 | 128.803 | 129.7558 | 130.7156 | 131.6825 | 132.6565 | 133.1913 | 133.726 | 134.2607 | 134.7954 | 135.3301 | 135.7684 | 136.2067 | 136.645 | 137.0833 | 137.5217 | 117.316 | 119.6787 | 122.089 | 121.2863 | 120.4889 | 120.1041 | 119.7206 | 119.3383 | 118.9572 | 118.5773 | 119.4544 | 120.338 | 121.2282 | 122.1249 | 123.0282 | 123.5241 | 124.0201 | 124.516 | 125.0119 | 125.5078 | 125.9143 | 126.3208 | 126.7273 | 127.1337 | 127.5402 | 4.0806 | 4.1627 | 4.2466 | 4.2187 | 4.1909 | 4.1775 | 4.1642 | 4.1509 | 4.1376 | 4.1244 | 4.1549 | 4.1857 | 4.2166 | 4.2478 | 4.2792 | 4.2965 | 4.3137 | 4.331 | 4.3482 | 4.3655 | 4.3796 | 4.3938 | 4.4079 | 4.422 | 4.4362 | 0 | 0 | 0 | 0 | 0 | 0 | 0 | 0 | 0 | 0 | 0 | 0 | 0 | 0 | 0 | 0 | 0 | 0 | 0 | 0 | 0 | 0 | 0 | 0 | 0 | 0 | 0 | 0 | 0 | 0 | 0 | 0 | 0 | 0 | 0 | 0 | 0 | 0 | 0 | 0 | 0 | 0 | 0 | 0 | 0 | 0 | 0 | 0 | 0 | 0
123 | 89 | 123,89 | 99705 | North Pole | Y | 538 | 203 | 190 | 13 | 1 | 163 | 164 | 1 | 0 | 0 | 165 | 4968 | 2189.9877 | 2206.9268 | 5760 | 0 | 0 | 2228.4606 | 361936 | 5760 | 1.2378 | 201.7622 | 0 | 1 | 0 | 204 | 1.1585 | 188.8415 | 190 | 0 | 1.1489 | 187.2659 | 188.4148 | 0 | 1.0808 | 176.1725 | 177.2533 | 0 | 0.94011 | 0 | 174.8775 | 181.52 | 188.4148 | 195.5715 | 203 | 165.3618 | 171.2044 | 177.2533 | 183.516 | 190 | 0.8838 | 0.91152 | 0.94011 | 0.96959 | 1 | 207.0883 | 211.2589 | 215.5136 | 214.0966 | 212.6891 | 212.0099 | 211.3329 | 210.658 | 209.9853 | 209.3147 | 210.863 | 212.4228 | 213.9941 | 215.577 | 217.1716 | 218.047 | 218.9224 | 219.7977 | 220.6731 | 221.5485 | 222.266 | 222.9836 | 223.7011 | 224.4187 | 225.1363 | 193.8265 | 197.73 | 201.7122 | 200.386 | 199.0686 | 198.4329 | 197.7992 | 197.1676 | 196.538 | 195.9104 | 197.3595 | 198.8194 | 200.29 | 201.7716 | 203.2641 | 204.0834 | 204.9027 | 205.722 | 206.5413 | 207.3607 | 208.0323 | 208.7039 | 209.3755 | 210.0471 | 210.7187 | 1.0201 | 1.0407 | 1.0616 | 1.0547 | 1.0477 | 1.0444 | 1.041 | 1.0377 | 1.0344 | 1.0311 | 1.0387 | 1.0464 | 1.0542 | 1.062 | 1.0698 | 1.0741 | 1.0784 | 1.0827 | 1.0871 | 1.0914 | 1.0949 | 1.0984 | 1.102 | 1.1055 | 1.109 | 0 | 0 | 0 | 0 | 0 | 0 | 0 | 0 | 0 | 0 | 0 | 0 | 0 | 0 | 0 | 0 | 0 | 0 | 0 | 0 | 0 | 0 | 0 | 0 | 0 | 0 | 0 | 0 | 0 | 0 | 0 | 0 | 0 | 0 | 0 | 0 | 0 | 0 | 0 | 0 | 0 | 0 | 0 | 0 | 0 | 0 | 0 | 0 | 0 | 0
124 | 89 | 124,89 | 99705 | North Pole | Y | 336 | 130 | 119 | 11 | 0 | 134 | 134 | 0 | 0 | 0 | 134 | 0 | 2016.8657 | 2016.8657 | 0 | 0 | 0 | 2016.8657 | 270260 | 0 | 0 | 130 | 0 | 0 | 0 | 130 | 0 | 119 | 119 | 0 | 0 | 120.6597 | 120.6597 | 0 | 0 | 111.0166 | 111.0166 | 0 | 0 | 0 | 111.9905 | 116.2443 | 120.6597 | 125.2428 | 130 | 103.5687 | 107.228 | 111.0166 | 114.939 | 119 | 0 | 0 | 0 | 0 | 0 | 132.6181 | 135.289 | 138.0136 | 137.1062 | 136.2048 | 135.7699 | 135.3363 | 134.9041 | 134.4733 | 134.0439 | 135.0354 | 136.0343 | 137.0405 | 138.0542 | 139.0754 | 139.636 | 140.1966 | 140.7572 | 141.3178 | 141.8783 | 142.3379 | 142.7974 | 143.2569 | 143.7164 | 144.1759 | 121.3966 | 123.8414 | 126.3355 | 125.5049 | 124.6798 | 124.2816 | 123.8848 | 123.4892 | 123.0948 | 122.7017 | 123.6094 | 124.5237 | 125.4448 | 126.3727 | 127.3075 | 127.8206 | 128.3338 | 128.8469 | 129.3601 | 129.8733 | 130.2939 | 130.7145 | 131.1352 | 131.5558 | 131.9764 | 0 | 0 | 0 | 0 | 0 | 0 | 0 | 0 | 0 | 0 | 0 | 0 | 0 | 0 | 0 | 0 | 0 | 0 | 0 | 0 | 0 | 0 | 0 | 0 | 0 | 0 | 0 | 0 | 0 | 0 | 0 | 0 | 0 | 0 | 0 | 0 | 0 | 0 | 0 | 0 | 0 | 0 | 0 | 0 | 0 | 0 | 0 | 0 | 0 | 0 | 0 | 0 | 0 | 0 | 0 | 0 | 0 | 0 | 0 | 0 | 0 | 0 | 0 | 0 | 0 | 0 | 0 | 0 | 0 | 0 | 0 | 0 | 0 | 0 | 0
125 | 89 | 125,89 | 99705 | North Pole | Y | 316 | 116 | 109 | 7 | 0 | 117 | 117 | 0 | 0 | 0 | 117 | 0 | 2056.8803 | 2056.8803 | 0 | 0 | 0 | 2056.8803 | 240655 | 0 | 0 | 116 | 0 | 0 | 0 | 116 | 0 | 109 | 109 | 0 | 0 | 107.6656 | 107.6656 | 0 | 0 | 101.6874 | 101.6874 | 0 | 0 | 0 | 99.93 | 103.7257 | 107.6656 | 111.7551 | 116 | 94.8655 | 98.2172 | 101.6874 | 105.2802 | 109 | 0 | 0 | 0 | 0 | 0 | 116.9358 | 117.8791 | 118.83 | 118.0487 | 117.2726 | 116.8981 | 116.5248 | 116.1527 | 115.7818 | 115.4121 | 116.2658 | 117.1258 | 117.9922 | 118.865 | 119.7442 | 120.2269 | 120.7095 | 121.1922 | 121.6749 | 122.1575 | 122.5532 | 122.9488 | 123.3445 | 123.7401 | 124.1358 | 109.8793 | 110.7657 | 111.6592 | 110.9251 | 110.1958 | 109.8439 | 109.4932 | 109.1435 | 108.795 | 108.4476 | 109.2498 | 110.0579 | 110.872 | 111.6921 | 112.5183 | 112.9718 | 113.4253 | 113.8789 | 114.3324 | 114.786 | 115.1577 | 115.5295 | 115.9013 | 116.273 | 116.6448 | 0 | 0 | 0 | 0 | 0 | 0 | 0 | 0 | 0 | 0 | 0 | 0 | 0 | 0 | 0 | 0 | 0 | 0 | 0 | 0 | 0 | 0 | 0 | 0 | 0 | 0 | 0 | 0 | 0 | 0 | 0 | 0 | 0 | 0 | 0 | 0 | 0 | 0 | 0 | 0 | 0 | 0 | 0 | 0 | 0 | 0 | 0 | 0 | 0 | 0 | 0 | 0 | 0 | 0 | 0 | 0 | 0 | 0 | 0 | 0 | 0 | 0 | 0 | 0 | 0 | 0 | 0 | 0 | 0 | 0 | 0 | 0 | 0 | 0 | 0
126 | 89 | 126,89 | 99705 | North Pole | Y | 672 | 250 | 231 | 19 | 0 | 59 | 59 | 1 | 0 | 0 | 60 | 0 | 2042 | 2042 | 2748 | 0 | 0 | 2053.7667 | 120478 | 2748 | 0 | 250 | 0 | 1 | 0 | 251 | 0 | 231 | 231 | 0 | 0 | 232.0379 | 232.0379 | 0 | 0 | 215.5027 | 215.5027 | 0 | 0.94011 | 0 | 215.3664 | 223.5468 | 232.0379 | 240.8516 | 250 | 201.0452 | 208.1485 | 215.5027 | 223.1169 | 231 | 0.8838 | 0.91152 | 0.94011 | 0.96959 | 1 | 252.0167 | 254.0497 | 256.0991 | 254.4154 | 252.7427 | 251.9356 | 251.1311 | 250.3292 | 249.5298 | 248.733 | 250.5728 | 252.4263 | 254.2935 | 256.1745 | 258.0694 | 259.1096 | 260.1499 | 261.1901 | 262.2303 | 263.2706 | 264.1232 | 264.9759 | 265.8286 | 266.6813 | 267.534 | 232.8635 | 234.7419 | 236.6356 | 235.0798 | 233.5343 | 232.7885 | 232.0451 | 231.3041 | 230.5655 | 229.8292 | 231.5293 | 233.2419 | 234.9672 | 236.7052 | 238.4561 | 239.4173 | 240.3785 | 241.3396 | 242.3008 | 243.262 | 244.0499 | 244.8378 | 245.6256 | 246.4135 | 247.2014 | 1.0081 | 1.0162 | 1.0244 | 1.0177 | 1.011 | 1.0077 | 1.0045 | 1.0013 | 0.99812 | 0.99493 | 1.0023 | 1.0097 | 1.0172 | 1.0247 | 1.0323 | 1.0364 | 1.0406 | 1.0448 | 1.0489 | 1.0531 | 1.0565 | 1.0599 | 1.0633 | 1.0667 | 1.0701 | 0 | 0 | 0 | 0 | 0 | 0 | 0 | 0 | 0 | 0 | 0 | 0 | 0 | 0 | 0 | 0 | 0 | 0 | 0 | 0 | 0 | 0 | 0 | 0 | 0 | 0 | 0 | 0 | 0 | 0 | 0 | 0 | 0 | 0 | 0 | 0 | 0 | 0 | 0 | 0 | 0 | 0 | 0 | 0 | 0 | 0 | 0 | 0 | 0 | 0
97 | 90 | 97,90 | 99709 | - | N | 119 | 56 | 46 | 10 | 0 | 67 | 67 | 0 | 0 | 0 | 67 | 0 | 1494.5075 | 1494.5075 | 0 | 0 | 0 | 1494.5075 | 100132 | 0 | 0 | 56 | 0 | 0 | 0 | 56 | 0 | 46 | 46 | 0 | 0 | 53.3209 | 53.3209 | 0 | 0 | 43.8819 | 43.8819 | 0 | 0 | 0 | 50.7699 | 52.0298 | 53.3209 | 54.644 | 56 | 41.8614 | 42.8597 | 43.8819 | 44.9285 | 46 | 0 | 0 | 0 | 0 | 0 | 56.2869 | 56.5752 | 56.865 | 56.4912 | 56.1198 | 55.9405 | 55.7619 | 55.5838 | 55.4063 | 55.2294 | 55.6379 | 56.0495 | 56.4641 | 56.8818 | 57.3025 | 57.5335 | 57.7645 | 57.9954 | 58.2264 | 58.4574 | 58.6467 | 58.8361 | 59.0254 | 59.2147 | 59.404 | 46.2356 | 46.4725 | 46.7106 | 46.4034 | 46.0984 | 45.9512 | 45.8044 | 45.6582 | 45.5124 | 45.367 | 45.7026 | 46.0407 | 46.3812 | 46.7243 | 47.0699 | 47.2596 | 47.4494 | 47.6391 | 47.8288 | 48.0186 | 48.1741 | 48.3296 | 48.4851 | 48.6407 | 48.7962 | 0 | 0 | 0 | 0 | 0 | 0 | 0 | 0 | 0 | 0 | 0 | 0 | 0 | 0 | 0 | 0 | 0 | 0 | 0 | 0 | 0 | 0 | 0 | 0 | 0 | 0 | 0 | 0 | 0 | 0 | 0 | 0 | 0 | 0 | 0 | 0 | 0 | 0 | 0 | 0 | 0 | 0 | 0 | 0 | 0 | 0 | 0 | 0 | 0 | 0 | 0 | 0 | 0 | 0 | 0 | 0 | 0 | 0 | 0 | 0 | 0 | 0 | 0 | 0 | 0 | 0 | 0 | 0 | 0 | 0 | 0 | 0 | 0 | 0 | 0
98 | 90 | 98,90 | 99709 | - | N | 223 | 98 | 90 | 8 | 0 | 81 | 81 | 0 | 0 | 0 | 81 | 0 | 1854.1852 | 1854.1852 | 0 | 0 | 0 | 1854.1852 | 150189 | 0 | 0 | 98 | 0 | 0 | 0 | 98 | 0 | 90 | 90 | 0 | 0 | 93.3115 | 93.3115 | 0 | 0 | 85.8559 | 85.8559 | 0 | 0 | 0 | 88.8473 | 91.0521 | 93.3115 | 95.627 | 98 | 81.9026 | 83.856 | 85.8559 | 87.9035 | 90 | 0 | 0 | 0 | 0 | 0 | 98.9156 | 99.8398 | 100.7727 | 100.1101 | 99.452 | 99.1344 | 98.8178 | 98.5023 | 98.1877 | 97.8742 | 98.5981 | 99.3275 | 100.0622 | 100.8023 | 101.548 | 101.9573 | 102.3666 | 102.7759 | 103.1853 | 103.5946 | 103.9301 | 104.2656 | 104.6011 | 104.9367 | 105.2722 | 90.8409 | 91.6897 | 92.5463 | 91.9379 | 91.3334 | 91.0418 | 90.7511 | 90.4613 | 90.1724 | 89.8844 | 90.5493 | 91.2191 | 91.8938 | 92.5736 | 93.2583 | 93.6343 | 94.0102 | 94.3861 | 94.762 | 95.1379 | 95.446 | 95.7541 | 96.0623 | 96.3704 | 96.6785 | 0 | 0 | 0 | 0 | 0 | 0 | 0 | 0 | 0 | 0 | 0 | 0 | 0 | 0 | 0 | 0 | 0 | 0 | 0 | 0 | 0 | 0 | 0 | 0 | 0 | 0 | 0 | 0 | 0 | 0 | 0 | 0 | 0 | 0 | 0 | 0 | 0 | 0 | 0 | 0 | 0 | 0 | 0 | 0 | 0 | 0 | 0 | 0 | 0 | 0 | 0 | 0 | 0 | 0 | 0 | 0 | 0 | 0 | 0 | 0 | 0 | 0 | 0 | 0 | 0 | 0 | 0 | 0 | 0 | 0 | 0 | 0 | 0 | 0 | 0
99 | 90 | 99,90 | 99709 | Fairbanks | Y | 438 | 200 | 180 | 20 | 1 | 52 | 53 | 0 | 0 | 0 | 53 | 4128 | 3235.2692 | 3252.1132 | 0 | 0 | 0 | 3252.1132 | 172362 | 0 | 3.7736 | 196.2264 | 0 | 0 | 0 | 200 | 3.3962 | 176.6038 | 180 | 0 | 3.5931 | 186.8386 | 190.4317 | 0 | 3.2398 | 168.472 | 171.7118 | 0 | 0 | 0 | 181.3211 | 185.8206 | 190.4317 | 195.1572 | 200 | 163.8053 | 167.712 | 171.7118 | 175.8071 | 180 | 0 | 0 | 0 | 0 | 0 | 201.8687 | 203.7548 | 205.6585 | 204.3064 | 202.9632 | 202.3151 | 201.669 | 201.025 | 200.3831 | 199.7432 | 201.2207 | 202.7091 | 204.2085 | 205.7191 | 207.2408 | 208.0761 | 208.9115 | 209.7468 | 210.5822 | 211.4175 | 212.1022 | 212.787 | 213.4717 | 214.1565 | 214.8412 | 181.6818 | 183.3793 | 185.0927 | 183.8758 | 182.6669 | 182.0836 | 181.5021 | 180.9225 | 180.3448 | 179.7689 | 181.0986 | 182.4382 | 183.7877 | 185.1472 | 186.5167 | 187.2685 | 188.0203 | 188.7721 | 189.5239 | 190.2758 | 190.892 | 191.5083 | 192.1246 | 192.7408 | 193.3571 | 0 | 0 | 0 | 0 | 0 | 0 | 0 | 0 | 0 | 0 | 0 | 0 | 0 | 0 | 0 | 0 | 0 | 0 | 0 | 0 | 0 | 0 | 0 | 0 | 0 | 0 | 0 | 0 | 0 | 0 | 0 | 0 | 0 | 0 | 0 | 0 | 0 | 0 | 0 | 0 | 0 | 0 | 0 | 0 | 0 | 0 | 0 | 0 | 0 | 0 | 0 | 0 | 0 | 0 | 0 | 0 | 0 | 0 | 0 | 0 | 0 | 0 | 0 | 0 | 0 | 0 | 0 | 0 | 0 | 0 | 0 | 0 | 0 | 0 | 0
100 | 90 | 100,90 | 99709 | Fairbanks | Y | 272 | 114 | 102 | 12 | 0 | 121 | 121 | 1 | 0 | 0 | 122 | 0 | 2776.8099 | 2776.8099 | 832 | 0 | 0 | 2760.8689 | 335994 | 832 | 0 | 114 | 0 | 1 | 0 | 115 | 0 | 102 | 102 | 0 | 0 | 108.5461 | 108.5461 | 0 | 0 | 97.3034 | 97.3034 | 0 | 0.95967 | 0 | 103.353 | 105.9177 | 108.5461 | 111.2396 | 114 | 92.823 | 95.0368 | 97.3034 | 99.624 | 102 | 0.92096 | 0.94011 | 0.95967 | 0.97963 | 1 | 114.9215 | 115.8504 | 116.7868 | 116.0189 | 115.2562 | 114.8881 | 114.5212 | 114.1555 | 113.791 | 113.4276 | 114.2667 | 115.1119 | 115.9634 | 116.8211 | 117.6853 | 118.1596 | 118.634 | 119.1084 | 119.5827 | 120.0571 | 120.4459 | 120.8348 | 121.2236 | 121.6125 | 122.0013 | 102.8245 | 103.6556 | 104.4934 | 103.8064 | 103.1239 | 102.7946 | 102.4664 | 102.1392 | 101.813 | 101.4879 | 102.2386 | 102.9948 | 103.7567 | 104.5242 | 105.2973 | 105.7218 | 106.1462 | 106.5706 | 106.9951 | 107.4195 | 107.7674 | 108.1153 | 108.4632 | 108.8111 | 109.1591 | 1.0081 | 1.0162 | 1.0244 | 1.0177 | 1.011 | 1.0078 | 1.0046 | 1.0014 | 0.99817 | 0.99498 | 1.0023 | 1.0098 | 1.0172 | 1.0247 | 1.0323 | 1.0365 | 1.0406 | 1.0448 | 1.049 | 1.0531 | 1.0565 | 1.06 | 1.0634 | 1.0668 | 1.0702 | 0 | 0 | 0 | 0 | 0 | 0 | 0 | 0 | 0 | 0 | 0 | 0 | 0 | 0 | 0 | 0 | 0 | 0 | 0 | 0 | 0 | 0 | 0 | 0 | 0 | 0 | 0 | 0 | 0 | 0 | 0 | 0 | 0 | 0 | 0 | 0 | 0 | 0 | 0 | 0 | 0 | 0 | 0 | 0 | 0 | 0 | 0 | 0 | 0 | 0
101 | 90 | 101,90 | 99709 | Fairbanks | Y | 18 | 9 | 8 | 1 | 0 | 39 | 39 | 0 | 0 | 0 | 39 | 0 | 2900.7436 | 2900.7436 | 0 | 0 | 0 | 2900.7436 | 113129 | 0 | 0 | 9 | 0 | 0 | 0 | 9 | 0 | 8 | 8 | 0 | 0 | 8.5694 | 8.5694 | 0 | 0 | 7.6316 | 7.6316 | 0 | 0 | 0 | 8.1595 | 8.3619 | 8.5694 | 8.7821 | 9 | 7.2802 | 7.4539 | 7.6316 | 7.8136 | 8 | 0 | 0 | 0 | 0 | 0 | 9.0841 | 9.169 | 9.2546 | 9.1938 | 9.1333 | 9.1042 | 9.0751 | 9.0461 | 9.0172 | 8.9884 | 9.0549 | 9.1219 | 9.1894 | 9.2574 | 9.3258 | 9.3634 | 9.401 | 9.4386 | 9.4762 | 9.5138 | 9.5446 | 9.5754 | 9.6062 | 9.637 | 9.6679 | 8.0747 | 8.1502 | 8.2263 | 8.1723 | 8.1185 | 8.0926 | 8.0668 | 8.041 | 8.0153 | 7.9897 | 8.0488 | 8.1084 | 8.1683 | 8.2288 | 8.2896 | 8.323 | 8.3565 | 8.3899 | 8.4233 | 8.4567 | 8.4841 | 8.5115 | 8.5389 | 8.5663 | 8.5936 | 0 | 0 | 0 | 0 | 0 | 0 | 0 | 0 | 0 | 0 | 0 | 0 | 0 | 0 | 0 | 0 | 0 | 0 | 0 | 0 | 0 | 0 | 0 | 0 | 0 | 0 | 0 | 0 | 0 | 0 | 0 | 0 | 0 | 0 | 0 | 0 | 0 | 0 | 0 | 0 | 0 | 0 | 0 | 0 | 0 | 0 | 0 | 0 | 0 | 0 | 0 | 0 | 0 | 0 | 0 | 0 | 0 | 0 | 0 | 0 | 0 | 0 | 0 | 0 | 0 | 0 | 0 | 0 | 0 | 0 | 0 | 0 | 0 | 0 | 0
115 | 90 | 115,90 | 99705 | North Pole | Y | 90 | 51 | 39 | 12 | 0 | 16 | 16 | 9 | 0 | 0 | 25 | 0 | 1584.1875 | 1584.1875 | 6421.4444 | 0 | 0 | 3325.6 | 25347 | 57793 | 0 | 51 | 0 | 9 | 0 | 60 | 0 | 39 | 39 | 0 | 0 | 47.3357 | 47.3357 | 0 | 0 | 36.3836 | 36.3836 | 0 | 8.461 | 0 | 43.9347 | 45.6035 | 47.3357 | 49.1337 | 51 | 33.9427 | 35.1419 | 36.3836 | 37.6691 | 39 | 7.9542 | 8.2037 | 8.461 | 8.7263 | 9 | 51.524 | 52.0533 | 52.5881 | 52.2423 | 51.8989 | 51.7331 | 51.5679 | 51.4033 | 51.2391 | 51.0755 | 51.4533 | 51.8339 | 52.2173 | 52.6036 | 52.9927 | 53.2063 | 53.4199 | 53.6335 | 53.8471 | 54.0607 | 54.2358 | 54.4109 | 54.586 | 54.7611 | 54.9362 | 39.4007 | 39.8055 | 40.2144 | 39.95 | 39.6874 | 39.5606 | 39.4343 | 39.3084 | 39.1829 | 39.0577 | 39.3466 | 39.6377 | 39.9309 | 40.2263 | 40.5238 | 40.6872 | 40.8505 | 41.0138 | 41.1772 | 41.3405 | 41.4744 | 41.6083 | 41.7422 | 41.8761 | 42.01 | 9.0925 | 9.1859 | 9.2803 | 9.2192 | 9.1586 | 9.1294 | 9.1002 | 9.0712 | 9.0422 | 9.0133 | 9.08 | 9.1472 | 9.2148 | 9.283 | 9.3516 | 9.3893 | 9.427 | 9.4647 | 9.5024 | 9.5401 | 9.571 | 9.6019 | 9.6328 | 9.6637 | 9.6946 | 0 | 0 | 0 | 0 | 0 | 0 | 0 | 0 | 0 | 0 | 0 | 0 | 0 | 0 | 0 | 0 | 0 | 0 | 0 | 0 | 0 | 0 | 0 | 0 | 0 | 0 | 0 | 0 | 0 | 0 | 0 | 0 | 0 | 0 | 0 | 0 | 0 | 0 | 0 | 0 | 0 | 0 | 0 | 0 | 0 | 0 | 0 | 0 | 0 | 0
116 | 90 | 116,90 | 99705 | North Pole | Y | 114 | 50 | 41 | 9 | 0 | 40 | 40 | 14 | 0 | 0 | 54 | 0 | 1491.675 | 1491.675 | 6842.1429 | 0 | 0 | 2878.8333 | 59667 | 95790 | 0 | 50 | 0 | 14 | 0 | 64 | 0 | 41 | 41 | 0 | 0 | 46.4076 | 46.4076 | 0 | 0 | 38.2494 | 38.2494 | 0 | 13.1615 | 0 | 43.0733 | 44.7094 | 46.4076 | 48.1703 | 50 | 35.6833 | 36.9441 | 38.2494 | 39.6008 | 41 | 12.3732 | 12.7613 | 13.1615 | 13.5743 | 14 | 50.5137 | 51.0327 | 51.557 | 51.218 | 50.8813 | 50.7188 | 50.5568 | 50.3954 | 50.2344 | 50.074 | 50.4444 | 50.8176 | 51.1935 | 51.5721 | 51.9536 | 52.163 | 52.3724 | 52.5819 | 52.7913 | 53.0007 | 53.1723 | 53.344 | 53.5157 | 53.6873 | 53.859 | 41.4212 | 41.8468 | 42.2767 | 41.9988 | 41.7226 | 41.5894 | 41.4566 | 41.3242 | 41.1922 | 41.0607 | 41.3644 | 41.6704 | 41.9786 | 42.2891 | 42.602 | 42.7737 | 42.9454 | 43.1171 | 43.2888 | 43.4606 | 43.6013 | 43.7421 | 43.8828 | 44.0236 | 44.1644 | 14.1438 | 14.2891 | 14.4359 | 14.341 | 14.2468 | 14.2013 | 14.1559 | 14.1107 | 14.0656 | 14.0207 | 14.1244 | 14.2289 | 14.3342 | 14.4402 | 14.547 | 14.6056 | 14.6643 | 14.7229 | 14.7816 | 14.8402 | 14.8883 | 14.9363 | 14.9844 | 15.0324 | 15.0805 | 0 | 0 | 0 | 0 | 0 | 0 | 0 | 0 | 0 | 0 | 0 | 0 | 0 | 0 | 0 | 0 | 0 | 0 | 0 | 0 | 0 | 0 | 0 | 0 | 0 | 0 | 0 | 0 | 0 | 0 | 0 | 0 | 0 | 0 | 0 | 0 | 0 | 0 | 0 | 0 | 0 | 0 | 0 | 0 | 0 | 0 | 0 | 0 | 0 | 0
118 | 90 | 118,90 | 99705 | North Pole | Y | 242 | 103 | 88 | 15 | 0 | 1 | 1 | 0 | 0 | 0 | 1 | 0 | 720 | 720 | 0 | 0 | 0 | 720 | 720 | 0 | 0 | 103 | 0 | 0 | 0 | 103 | 0 | 88 | 88 | 0 | 0 | 95.5996 | 95.5996 | 0 | 0 | 82.0963 | 82.0963 | 0 | 0 | 0 | 88.731 | 92.1013 | 95.5996 | 99.2308 | 103 | 76.5886 | 79.2947 | 82.0963 | 84.9969 | 88 | 0 | 0 | 0 | 0 | 0 | 104.0582 | 105.1273 | 106.2073 | 105.5091 | 104.8154 | 104.4807 | 104.147 | 103.8145 | 103.4829 | 103.1525 | 103.9155 | 104.6842 | 105.4585 | 106.2386 | 107.0244 | 107.4558 | 107.8872 | 108.3186 | 108.75 | 109.1814 | 109.535 | 109.8886 | 110.2423 | 110.5959 | 110.9495 | 88.9041 | 89.8175 | 90.7402 | 90.1437 | 89.551 | 89.265 | 88.98 | 88.6958 | 88.4126 | 88.1303 | 88.7822 | 89.4389 | 90.1005 | 90.7669 | 91.4383 | 91.8069 | 92.1755 | 92.5441 | 92.9126 | 93.2812 | 93.5833 | 93.8854 | 94.1876 | 94.4897 | 94.7918 | 0 | 0 | 0 | 0 | 0 | 0 | 0 | 0 | 0 | 0 | 0 | 0 | 0 | 0 | 0 | 0 | 0 | 0 | 0 | 0 | 0 | 0 | 0 | 0 | 0 | 0 | 0 | 0 | 0 | 0 | 0 | 0 | 0 | 0 | 0 | 0 | 0 | 0 | 0 | 0 | 0 | 0 | 0 | 0 | 0 | 0 | 0 | 0 | 0 | 0 | 0 | 0 | 0 | 0 | 0 | 0 | 0 | 0 | 0 | 0 | 0 | 0 | 0 | 0 | 0 | 0 | 0 | 0 | 0 | 0 | 0 | 0 | 0 | 0 | 0
120 | 90 | 120,90 | 99705 | North Pole | Y | 540 | 202 | 185 | 17 | 0 | 85 | 85 | 0 | 0 | 0 | 85 | 0 | 1850.0118 | 1850.0118 | 0 | 0 | 0 | 1850.0118 | 157251 | 0 | 0 | 202 | 0 | 0 | 0 | 202 | 0 | 185 | 185 | 0 | 0 | 187.4866 | 187.4866 | 0 | 0 | 172.5888 | 172.5888 | 0 | 0 | 0 | 174.016 | 180.6258 | 187.4866 | 194.6081 | 202 | 161.0102 | 166.699 | 172.5888 | 178.6867 | 185 | 0 | 0 | 0 | 0 | 0 | 204.0753 | 206.1719 | 208.2901 | 206.9207 | 205.5603 | 204.9038 | 204.2495 | 203.5973 | 202.9471 | 202.2991 | 203.7955 | 205.3029 | 206.8215 | 208.3514 | 209.8926 | 210.7386 | 211.5846 | 212.4307 | 213.2767 | 214.1228 | 214.8163 | 215.5098 | 216.2033 | 216.8968 | 217.5903 | 186.9006 | 188.8208 | 190.7607 | 189.5066 | 188.2606 | 187.6595 | 187.0602 | 186.4629 | 185.8674 | 185.2739 | 186.6443 | 188.025 | 189.4158 | 190.8169 | 192.2283 | 193.0032 | 193.778 | 194.5528 | 195.3277 | 196.1025 | 196.7377 | 197.3728 | 198.0079 | 198.6431 | 199.2782 | 0 | 0 | 0 | 0 | 0 | 0 | 0 | 0 | 0 | 0 | 0 | 0 | 0 | 0 | 0 | 0 | 0 | 0 | 0 | 0 | 0 | 0 | 0 | 0 | 0 | 0 | 0 | 0 | 0 | 0 | 0 | 0 | 0 | 0 | 0 | 0 | 0 | 0 | 0 | 0 | 0 | 0 | 0 | 0 | 0 | 0 | 0 | 0 | 0 | 0 | 0 | 0 | 0 | 0 | 0 | 0 | 0 | 0 | 0 | 0 | 0 | 0 | 0 | 0 | 0 | 0 | 0 | 0 | 0 | 0 | 0 | 0 | 0 | 0 | 0
121 | 90 | 121,90 | 99705 | North Pole | Y | 536 | 180 | 169 | 11 | 1 | 211 | 212 | 2 | 0 | 0 | 214 | 2654 | 2404.2559 | 2405.434 | 10195.5 | 0 | 0 | 2478.2383 | 509952 | 20391 | 0.84906 | 179.1509 | 0 | 2 | 0 | 182 | 0.79717 | 168.2028 | 169 | 0 | 0.78805 | 166.2793 | 167.0673 | 0 | 0.74369 | 156.9185 | 157.6622 | 0 | 1.8802 | 0 | 155.0638 | 160.9537 | 167.0673 | 173.4131 | 180 | 147.085 | 152.2818 | 157.6622 | 163.2327 | 169 | 1.7676 | 1.823 | 1.8802 | 1.9392 | 2 | 182.9325 | 185.9127 | 188.9415 | 187.6993 | 186.4653 | 185.8698 | 185.2763 | 184.6846 | 184.0949 | 183.507 | 184.8644 | 186.2318 | 187.6094 | 188.9971 | 190.3951 | 191.1626 | 191.93 | 192.6975 | 193.4649 | 194.2324 | 194.8614 | 195.4905 | 196.1196 | 196.7487 | 197.3778 | 171.7533 | 174.5514 | 177.3951 | 176.2288 | 175.0702 | 174.5111 | 173.9538 | 173.3983 | 172.8446 | 172.2927 | 173.5671 | 174.851 | 176.1444 | 177.4473 | 178.7599 | 179.4804 | 180.201 | 180.9215 | 181.6421 | 182.3626 | 182.9532 | 183.5439 | 184.1345 | 184.7252 | 185.3158 | 2.0326 | 2.0657 | 2.0994 | 2.0855 | 2.0718 | 2.0652 | 2.0586 | 2.0521 | 2.0455 | 2.039 | 2.054 | 2.0692 | 2.0845 | 2.1 | 2.1155 | 2.124 | 2.1326 | 2.1411 | 2.1496 | 2.1581 | 2.1651 | 2.1721 | 2.1791 | 2.1861 | 2.1931 | 0 | 0 | 0 | 0 | 0 | 0 | 0 | 0 | 0 | 0 | 0 | 0 | 0 | 0 | 0 | 0 | 0 | 0 | 0 | 0 | 0 | 0 | 0 | 0 | 0 | 0 | 0 | 0 | 0 | 0 | 0 | 0 | 0 | 0 | 0 | 0 | 0 | 0 | 0 | 0 | 0 | 0 | 0 | 0 | 0 | 0 | 0 | 0 | 0 | 0
122 | 90 | 122,90 | 99705 | North Pole | Y | 204 | 77 | 70 | 7 | 0 | 46 | 46 | 0 | 0 | 0 | 46 | 0 | 2494.7174 | 2494.7174 | 0 | 0 | 0 | 2494.7174 | 114757 | 0 | 0 | 77 | 0 | 0 | 0 | 77 | 0 | 70 | 70 | 0 | 0 | 71.4677 | 71.4677 | 0 | 0 | 65.3039 | 65.3039 | 0 | 0 | 0 | 66.3328 | 68.8524 | 71.4677 | 74.1823 | 77 | 60.9228 | 63.0753 | 65.3039 | 67.6112 | 70 | 0 | 0 | 0 | 0 | 0 | 78.2544 | 79.5293 | 80.825 | 80.2936 | 79.7657 | 79.511 | 79.2571 | 79.004 | 78.7517 | 78.5002 | 79.0809 | 79.6658 | 80.2551 | 80.8488 | 81.4468 | 81.7751 | 82.1034 | 82.4317 | 82.76 | 83.0883 | 83.3574 | 83.6265 | 83.8956 | 84.1647 | 84.4338 | 71.1404 | 72.2994 | 73.4773 | 72.9942 | 72.5143 | 72.2827 | 72.0519 | 71.8218 | 71.5924 | 71.3638 | 71.8917 | 72.4235 | 72.9592 | 73.4989 | 74.0425 | 74.341 | 74.6395 | 74.9379 | 75.2364 | 75.5348 | 75.7795 | 76.0241 | 76.2687 | 76.5134 | 76.758 | 0 | 0 | 0 | 0 | 0 | 0 | 0 | 0 | 0 | 0 | 0 | 0 | 0 | 0 | 0 | 0 | 0 | 0 | 0 | 0 | 0 | 0 | 0 | 0 | 0 | 0 | 0 | 0 | 0 | 0 | 0 | 0 | 0 | 0 | 0 | 0 | 0 | 0 | 0 | 0 | 0 | 0 | 0 | 0 | 0 | 0 | 0 | 0 | 0 | 0 | 0 | 0 | 0 | 0 | 0 | 0 | 0 | 0 | 0 | 0 | 0 | 0 | 0 | 0 | 0 | 0 | 0 | 0 | 0 | 0 | 0 | 0 | 0 | 0 | 0
123 | 90 | 123,90 | 99705 | North Pole | Y | 11 | 6 | 6 | 0 | 0 | 53 | 53 | 1 | 0 | 0 | 54 | 0 | 1868.8491 | 1868.8491 | 4064 | 0 | 0 | 1909.5 | 99049 | 4064 | 0 | 6 | 0 | 1 | 0 | 7 | 0 | 6 | 6 | 0 | 0 | 5.5689 | 5.5689 | 0 | 0 | 5.5975 | 5.5975 | 0 | 0.94011 | 0 | 5.1688 | 5.3651 | 5.5689 | 5.7804 | 6 | 5.222 | 5.4065 | 5.5975 | 5.7952 | 6 | 0.8838 | 0.91152 | 0.94011 | 0.96959 | 1 | 6.0977 | 6.1971 | 6.2981 | 6.2566 | 6.2155 | 6.1957 | 6.1759 | 6.1562 | 6.1365 | 6.1169 | 6.1621 | 6.2077 | 6.2536 | 6.2999 | 6.3465 | 6.3721 | 6.3977 | 6.4232 | 6.4488 | 6.4744 | 6.4954 | 6.5164 | 6.5373 | 6.5583 | 6.5793 | 6.0977 | 6.1971 | 6.2981 | 6.2566 | 6.2155 | 6.1957 | 6.1759 | 6.1562 | 6.1365 | 6.1169 | 6.1621 | 6.2077 | 6.2536 | 6.2999 | 6.3465 | 6.3721 | 6.3977 | 6.4232 | 6.4488 | 6.4744 | 6.4954 | 6.5164 | 6.5373 | 6.5583 | 6.5793 | 1.0163 | 1.0328 | 1.0497 | 1.0428 | 1.0359 | 1.0326 | 1.0293 | 1.026 | 1.0227 | 1.0195 | 1.027 | 1.0346 | 1.0423 | 1.05 | 1.0578 | 1.062 | 1.0663 | 1.0705 | 1.0748 | 1.0791 | 1.0826 | 1.0861 | 1.0896 | 1.093 | 1.0965 | 0 | 0 | 0 | 0 | 0 | 0 | 0 | 0 | 0 | 0 | 0 | 0 | 0 | 0 | 0 | 0 | 0 | 0 | 0 | 0 | 0 | 0 | 0 | 0 | 0 | 0 | 0 | 0 | 0 | 0 | 0 | 0 | 0 | 0 | 0 | 0 | 0 | 0 | 0 | 0 | 0 | 0 | 0 | 0 | 0 | 0 | 0 | 0 | 0 | 0
95 | 91 | 95,91 | 99709 | - | N | 67 | 28 | 26 | 2 | 0 | 0 | 0 | 0 | 0 | 0 | 0 | 0 | 834.495 | 834.495 | 1408.3846 | 0 | 0 | 1365.174 | 0 | 0 | 0.64155 | 27.3221 | 0.036383 | 0 | 0 | 28 | 0.59572 | 25.3705 | 25.9662 | 0.033784 | 0.61085 | 26.0149 | 26.6258 | 0.034642 | 0.56829 | 24.2023 | 24.7706 | 0.032228 | 0 | 0 | 25.352 | 25.9811 | 26.6258 | 27.2865 | 27.9636 | 23.63 | 24.1936 | 24.7706 | 25.3614 | 25.9662 | 0 | 0 | 0 | 0 | 0 | 28.1069 | 28.2508 | 28.3956 | 28.2089 | 28.0234 | 27.9339 | 27.8447 | 27.7558 | 27.6672 | 27.5788 | 27.7828 | 27.9883 | 28.1954 | 28.4039 | 28.614 | 28.7294 | 28.8447 | 28.96 | 29.0754 | 29.1907 | 29.2853 | 29.3798 | 29.4743 | 29.5689 | 29.6634 | 26.0992 | 26.2329 | 26.3673 | 26.194 | 26.0217 | 25.9386 | 25.8558 | 25.7733 | 25.6909 | 25.6089 | 25.7983 | 25.9892 | 26.1814 | 26.3751 | 26.5702 | 26.6773 | 26.7844 | 26.8915 | 26.9986 | 27.1057 | 27.1935 | 27.2812 | 27.369 | 27.4568 | 27.5446 | 0 | 0 | 0 | 0 | 0 | 0 | 0 | 0 | 0 | 0 | 0 | 0 | 0 | 0 | 0 | 0 | 0 | 0 | 0 | 0 | 0 | 0 | 0 | 0 | 0 | 0.036569 | 0.036756 | 0.036945 | 0.036702 | 0.03646 | 0.036344 | 0.036228 | 0.036112 | 0.035997 | 0.035882 | 0.036147 | 0.036415 | 0.036684 | 0.036955 | 0.037229 | 0.037379 | 0.037529 | 0.037679 | 0.037829 | 0.037979 | 0.038102 | 0.038225 | 0.038348 | 0.038471 | 0.038594 | 0 | 0 | 0 | 0 | 0 | 0 | 0 | 0 | 0 | 0 | 0 | 0 | 0 | 0 | 0 | 0 | 0 | 0 | 0 | 0 | 0 | 0 | 0 | 0 | 0
96 | 91 | 96,91 | 99709 | - | N | 14 | 5 | 5 | 0 | 0 | 7 | 7 | 0 | 0 | 0 | 7 | 0 | 2868.7143 | 2868.7143 | 0 | 0 | 0 | 2868.7143 | 20081 | 0 | 0 | 5 | 0 | 0 | 0 | 5 | 0 | 5 | 5 | 0 | 0 | 4.7608 | 4.7608 | 0 | 0 | 4.7698 | 4.7698 | 0 | 0 | 0 | 4.533 | 4.6455 | 4.7608 | 4.8789 | 5 | 4.5501 | 4.6587 | 4.7698 | 4.8835 | 5 | 0 | 0 | 0 | 0 | 0 | 5.0256 | 5.0514 | 5.0772 | 5.0439 | 5.0107 | 4.9947 | 4.9787 | 4.9628 | 4.947 | 4.9312 | 4.9677 | 5.0044 | 5.0414 | 5.0787 | 5.1163 | 5.1369 | 5.1575 | 5.1782 | 5.1988 | 5.2194 | 5.2363 | 5.2532 | 5.2701 | 5.287 | 5.3039 | 5.0256 | 5.0514 | 5.0772 | 5.0439 | 5.0107 | 4.9947 | 4.9787 | 4.9628 | 4.947 | 4.9312 | 4.9677 | 5.0044 | 5.0414 | 5.0787 | 5.1163 | 5.1369 | 5.1575 | 5.1782 | 5.1988 | 5.2194 | 5.2363 | 5.2532 | 5.2701 | 5.287 | 5.3039 | 0 | 0 | 0 | 0 | 0 | 0 | 0 | 0 | 0 | 0 | 0 | 0 | 0 | 0 | 0 | 0 | 0 | 0 | 0 | 0 | 0 | 0 | 0 | 0 | 0 | 0 | 0 | 0 | 0 | 0 | 0 | 0 | 0 | 0 | 0 | 0 | 0 | 0 | 0 | 0 | 0 | 0 | 0 | 0 | 0 | 0 | 0 | 0 | 0 | 0 | 0 | 0 | 0 | 0 | 0 | 0 | 0 | 0 | 0 | 0 | 0 | 0 | 0 | 0 | 0 | 0 | 0 | 0 | 0 | 0 | 0 | 0 | 0 | 0 | 0
97 | 91 | 97,91 | 99709 | - | N | 83 | 37 | 34 | 3 | 0 | 41 | 41 | 0 | 0 | 0 | 41 | 0 | 2164.6341 | 2164.6341 | 0 | 0 | 0 | 2164.6341 | 88750 | 0 | 0 | 37 | 0 | 0 | 0 | 37 | 0 | 34 | 34 | 0 | 0 | 35.2299 | 35.2299 | 0 | 0 | 32.4345 | 32.4345 | 0 | 0 | 0 | 33.5444 | 34.3768 | 35.2299 | 36.1041 | 37 | 30.941 | 31.6789 | 32.4345 | 33.208 | 34 | 0 | 0 | 0 | 0 | 0 | 37.3457 | 37.6946 | 38.0468 | 37.7967 | 37.5482 | 37.4283 | 37.3088 | 37.1896 | 37.0709 | 36.9525 | 37.2258 | 37.5012 | 37.7786 | 38.058 | 38.3395 | 38.4941 | 38.6486 | 38.8032 | 38.9577 | 39.1122 | 39.2389 | 39.3656 | 39.4923 | 39.6189 | 39.7456 | 34.3177 | 34.6383 | 34.962 | 34.7321 | 34.5037 | 34.3936 | 34.2837 | 34.1743 | 34.0651 | 33.9563 | 34.2075 | 34.4605 | 34.7155 | 34.9722 | 35.2309 | 35.3729 | 35.5149 | 35.657 | 35.799 | 35.941 | 36.0574 | 36.1738 | 36.2902 | 36.4066 | 36.523 | 0 | 0 | 0 | 0 | 0 | 0 | 0 | 0 | 0 | 0 | 0 | 0 | 0 | 0 | 0 | 0 | 0 | 0 | 0 | 0 | 0 | 0 | 0 | 0 | 0 | 0 | 0 | 0 | 0 | 0 | 0 | 0 | 0 | 0 | 0 | 0 | 0 | 0 | 0 | 0 | 0 | 0 | 0 | 0 | 0 | 0 | 0 | 0 | 0 | 0 | 0 | 0 | 0 | 0 | 0 | 0 | 0 | 0 | 0 | 0 | 0 | 0 | 0 | 0 | 0 | 0 | 0 | 0 | 0 | 0 | 0 | 0 | 0 | 0 | 0
100 | 91 | 100,91 | 99709 | Fairbanks | Y | 571 | 193 | 185 | 8 | 0 | 104 | 104 | 0 | 0 | 0 | 104 | 0 | 3187.9904 | 3187.9904 | 0 | 0 | 0 | 3187.9904 | 331551 | 0 | 0 | 193 | 0 | 0 | 0 | 193 | 0 | 185 | 185 | 0 | 0 | 183.7666 | 183.7666 | 0 | 0 | 176.4816 | 176.4816 | 0 | 0 | 0 | 174.9749 | 179.3169 | 183.7666 | 188.3267 | 193 | 168.3554 | 172.3706 | 176.4816 | 180.6906 | 185 | 0 | 0 | 0 | 0 | 0 | 194.56 | 196.1326 | 197.7179 | 196.418 | 195.1267 | 194.5036 | 193.8825 | 193.2633 | 192.6462 | 192.031 | 193.4514 | 194.8824 | 196.3239 | 197.7761 | 199.2391 | 200.0422 | 200.8453 | 201.6484 | 202.4515 | 203.2546 | 203.9129 | 204.5712 | 205.2295 | 205.8878 | 206.5461 | 186.4953 | 188.0028 | 189.5224 | 188.2763 | 187.0385 | 186.4412 | 185.8459 | 185.2524 | 184.6608 | 184.0712 | 185.4327 | 186.8044 | 188.1861 | 189.5782 | 190.9805 | 191.7503 | 192.5201 | 193.2899 | 194.0597 | 194.8295 | 195.4605 | 196.0915 | 196.7225 | 197.3536 | 197.9846 | 0 | 0 | 0 | 0 | 0 | 0 | 0 | 0 | 0 | 0 | 0 | 0 | 0 | 0 | 0 | 0 | 0 | 0 | 0 | 0 | 0 | 0 | 0 | 0 | 0 | 0 | 0 | 0 | 0 | 0 | 0 | 0 | 0 | 0 | 0 | 0 | 0 | 0 | 0 | 0 | 0 | 0 | 0 | 0 | 0 | 0 | 0 | 0 | 0 | 0 | 0 | 0 | 0 | 0 | 0 | 0 | 0 | 0 | 0 | 0 | 0 | 0 | 0 | 0 | 0 | 0 | 0 | 0 | 0 | 0 | 0 | 0 | 0 | 0 | 0
101 | 91 | 101,91 | 99709 | Fairbanks | Y | 107 | 59 | 49 | 10 | 0 | 34 | 34 | 0 | 0 | 0 | 34 | 0 | 3441.1471 | 3441.1471 | 0 | 0 | 0 | 3441.1471 | 116999 | 0 | 0 | 59 | 0 | 0 | 0 | 59 | 0 | 49 | 49 | 0 | 0 | 56.1773 | 56.1773 | 0 | 0 | 46.7438 | 46.7438 | 0 | 0 | 0 | 53.4897 | 54.8171 | 56.1773 | 57.5714 | 59 | 44.5914 | 45.6549 | 46.7438 | 47.8586 | 49 | 0 | 0 | 0 | 0 | 0 | 59.4769 | 59.9576 | 60.4423 | 60.0449 | 59.6501 | 59.4596 | 59.2698 | 59.0805 | 58.8918 | 58.7038 | 59.138 | 59.5754 | 60.0161 | 60.4601 | 60.9073 | 61.1528 | 61.3983 | 61.6438 | 61.8893 | 62.1348 | 62.3361 | 62.5373 | 62.7385 | 62.9398 | 63.141 | 49.3961 | 49.7953 | 50.1978 | 49.8678 | 49.5399 | 49.3817 | 49.224 | 49.0669 | 48.9102 | 48.754 | 49.1146 | 49.4779 | 49.8439 | 50.2126 | 50.584 | 50.7879 | 50.9918 | 51.1957 | 51.3996 | 51.6035 | 51.7706 | 51.9378 | 52.1049 | 52.272 | 52.4392 | 0 | 0 | 0 | 0 | 0 | 0 | 0 | 0 | 0 | 0 | 0 | 0 | 0 | 0 | 0 | 0 | 0 | 0 | 0 | 0 | 0 | 0 | 0 | 0 | 0 | 0 | 0 | 0 | 0 | 0 | 0 | 0 | 0 | 0 | 0 | 0 | 0 | 0 | 0 | 0 | 0 | 0 | 0 | 0 | 0 | 0 | 0 | 0 | 0 | 0 | 0 | 0 | 0 | 0 | 0 | 0 | 0 | 0 | 0 | 0 | 0 | 0 | 0 | 0 | 0 | 0 | 0 | 0 | 0 | 0 | 0 | 0 | 0 | 0 | 0
102 | 91 | 102,91 | 99709 | Fairbanks | Y | 131 | 67 | 57 | 10 | 2 | 69 | 71 | 12 | 0 | 0 | 83 | 3726 | 2085.7826 | 2131.9859 | 3642.75 | 0 | 0 | 2350.4096 | 151371 | 43713 | 1.8873 | 65.1127 | 0 | 12 | 0 | 79 | 1.6056 | 55.3944 | 57 | 0 | 1.797 | 61.9976 | 63.7946 | 0 | 1.5317 | 52.8437 | 54.3754 | 0 | 11.516 | 0 | 60.7426 | 62.2499 | 63.7946 | 65.3777 | 67 | 51.8717 | 53.1088 | 54.3754 | 55.6722 | 57 | 11.0515 | 11.2814 | 11.516 | 11.7555 | 12 | 67.5416 | 68.0875 | 68.6378 | 68.1866 | 67.7383 | 67.522 | 67.3063 | 67.0914 | 66.8772 | 66.6636 | 67.1567 | 67.6535 | 68.1539 | 68.658 | 69.1659 | 69.4447 | 69.7235 | 70.0023 | 70.2811 | 70.5599 | 70.7884 | 71.0169 | 71.2455 | 71.474 | 71.7025 | 57.4607 | 57.9252 | 58.3934 | 58.0095 | 57.6281 | 57.4441 | 57.2606 | 57.0778 | 56.8955 | 56.7138 | 57.1333 | 57.5559 | 57.9817 | 58.4106 | 58.8426 | 59.0798 | 59.317 | 59.5542 | 59.7914 | 60.0285 | 60.223 | 60.4174 | 60.6118 | 60.8062 | 61.0007 | 12.097 | 12.1948 | 12.2933 | 12.2125 | 12.1322 | 12.0935 | 12.0549 | 12.0164 | 11.978 | 11.9398 | 12.0281 | 12.117 | 12.2067 | 12.297 | 12.3879 | 12.4379 | 12.4878 | 12.5377 | 12.5877 | 12.6376 | 12.6785 | 12.7195 | 12.7604 | 12.8013 | 12.8422 | 0 | 0 | 0 | 0 | 0 | 0 | 0 | 0 | 0 | 0 | 0 | 0 | 0 | 0 | 0 | 0 | 0 | 0 | 0 | 0 | 0 | 0 | 0 | 0 | 0 | 0 | 0 | 0 | 0 | 0 | 0 | 0 | 0 | 0 | 0 | 0 | 0 | 0 | 0 | 0 | 0 | 0 | 0 | 0 | 0 | 0 | 0 | 0 | 0 | 0
103 | 91 | 103,91 | 99709 | Fairbanks | Y | 278 | 142 | 126 | 16 | 0 | 29 | 29 | 15 | 0 | 0 | 44 | 0 | 2830.4483 | 2830.4483 | 6957.4 | 0 | 0 | 4237.3636 | 82083 | 104361 | 0 | 142 | 0 | 15 | 0 | 157 | 0 | 126 | 126 | 0 | 0 | 135.2065 | 135.2065 | 0 | 0 | 120.1983 | 120.1983 | 0 | 14.395 | 0 | 128.738 | 131.9326 | 135.2065 | 138.5616 | 142 | 114.6637 | 117.3984 | 120.1983 | 123.065 | 126 | 13.8144 | 14.1017 | 14.395 | 14.6944 | 15 | 145.3316 | 148.7413 | 152.2311 | 151.2302 | 150.236 | 149.7562 | 149.278 | 148.8013 | 148.3261 | 147.8525 | 148.9461 | 150.0479 | 151.1578 | 152.2759 | 153.4023 | 154.0206 | 154.6389 | 155.2573 | 155.8756 | 156.494 | 157.0008 | 157.5077 | 158.0145 | 158.5214 | 159.0282 | 128.9562 | 131.9818 | 135.0783 | 134.1902 | 133.308 | 132.8823 | 132.4579 | 132.035 | 131.6133 | 131.193 | 132.1635 | 133.1411 | 134.1259 | 135.118 | 136.1175 | 136.6662 | 137.2148 | 137.7635 | 138.3122 | 138.8608 | 139.3106 | 139.7603 | 140.2101 | 140.6598 | 141.1095 | 15.3519 | 15.7121 | 16.0807 | 15.975 | 15.87 | 15.8193 | 15.7688 | 15.7184 | 15.6683 | 15.6182 | 15.7337 | 15.8501 | 15.9674 | 16.0855 | 16.2045 | 16.2698 | 16.3351 | 16.4004 | 16.4657 | 16.5311 | 16.5846 | 16.6381 | 16.6917 | 16.7452 | 16.7988 | 0 | 0 | 0 | 0 | 0 | 0 | 0 | 0 | 0 | 0 | 0 | 0 | 0 | 0 | 0 | 0 | 0 | 0 | 0 | 0 | 0 | 0 | 0 | 0 | 0 | 0 | 0 | 0 | 0 | 0 | 0 | 0 | 0 | 0 | 0 | 0 | 0 | 0 | 0 | 0 | 0 | 0 | 0 | 0 | 0 | 0 | 0 | 0 | 0 | 0
104 | 91 | 104,91 | 99709 | Fairbanks | Y | 14 | 0 | 0 | 0 | 0 | 0 | 0 | 11 | 0 | 0 | 11 | 0 | 0 | 0 | 15636.6364 | 0 | 0 | 15636.6364 | 0 | 172003 | 0 | 0 | 0 | 11 | 0 | 11 | 0 | 0 | 0 | 0 | 0 | 0 | 0 | 0 | 0 | 0 | 0 | 0 | 10.5563 | 0 | 0 | 0 | 0 | 0 | 0 | 0 | 0 | 0 | 0 | 0 | 10.1305 | 10.3412 | 10.5563 | 10.7759 | 11 | 0 | 0 | 0 | 0 | 0 | 0 | 0 | 0 | 0 | 0 | 0 | 0 | 0 | 0 | 0 | 0 | 0 | 0 | 0 | 0 | 0 | 0 | 0 | 0 | 0 | 0 | 0 | 0 | 0 | 0 | 0 | 0 | 0 | 0 | 0 | 0 | 0 | 0 | 0 | 0 | 0 | 0 | 0 | 0 | 0 | 0 | 0 | 0 | 0 | 0 | 11.2581 | 11.5222 | 11.7925 | 11.715 | 11.638 | 11.6008 | 11.5638 | 11.5269 | 11.4901 | 11.4534 | 11.5381 | 11.6234 | 11.7094 | 11.796 | 11.8833 | 11.9312 | 11.9791 | 12.027 | 12.0749 | 12.1228 | 12.162 | 12.2013 | 12.2406 | 12.2798 | 12.3191 | 0 | 0 | 0 | 0 | 0 | 0 | 0 | 0 | 0 | 0 | 0 | 0 | 0 | 0 | 0 | 0 | 0 | 0 | 0 | 0 | 0 | 0 | 0 | 0 | 0 | 0 | 0 | 0 | 0 | 0 | 0 | 0 | 0 | 0 | 0 | 0 | 0 | 0 | 0 | 0 | 0 | 0 | 0 | 0 | 0 | 0 | 0 | 0 | 0 | 0
106 | 91 | 106,91 | 99709 | Fairbanks | Y | 2 | 2 | 1 | 1 | 0 | 0 | 0 | 1 | 0 | 0 | 1 | 0 | 0 | 0 | 4800 | 0 | 0 | 4800 | 0 | 4800 | 0.045825 | 1.9516 | 0.0025988 | 1 | 0 | 3 | 0.022912 | 0.97579 | 0.9987 | 0.0012994 | 0.043632 | 1.8582 | 1.9018 | 0.0024744 | 0.021857 | 0.93086 | 0.95272 | 0.0012395 | 0.95967 | 0 | 1.8109 | 1.8558 | 1.9018 | 1.949 | 1.9974 | 0.90885 | 0.93052 | 0.95272 | 0.97544 | 0.9987 | 0.92096 | 0.94011 | 0.95967 | 0.97963 | 1 | 2.0338 | 2.0709 | 2.1087 | 2.0948 | 2.081 | 2.0744 | 2.0678 | 2.0612 | 2.0546 | 2.048 | 2.0632 | 2.0784 | 2.0938 | 2.1093 | 2.1249 | 2.1334 | 2.142 | 2.1506 | 2.1591 | 2.1677 | 2.1747 | 2.1817 | 2.1888 | 2.1958 | 2.2028 | 1.0169 | 1.0355 | 1.0543 | 1.0474 | 1.0405 | 1.0372 | 1.0339 | 1.0306 | 1.0273 | 1.024 | 1.0316 | 1.0392 | 1.0469 | 1.0546 | 1.0624 | 1.0667 | 1.071 | 1.0753 | 1.0796 | 1.0839 | 1.0874 | 1.0909 | 1.0944 | 1.0979 | 1.1014 | 1.0182 | 1.0368 | 1.0557 | 1.0488 | 1.0419 | 1.0385 | 1.0352 | 1.0319 | 1.0286 | 1.0253 | 1.0329 | 1.0406 | 1.0483 | 1.056 | 1.0638 | 1.0681 | 1.0724 | 1.0767 | 1.081 | 1.0853 | 1.0888 | 1.0923 | 1.0958 | 1.0993 | 1.1028 | 0.0026461 | 0.0026944 | 0.0027435 | 0.0027255 | 0.0027076 | 0.0026989 | 0.0026903 | 0.0026817 | 0.0026731 | 0.0026646 | 0.0026843 | 0.0027042 | 0.0027242 | 0.0027443 | 0.0027646 | 0.0027758 | 0.0027869 | 0.002798 | 0.0028092 | 0.0028203 | 0.0028295 | 0.0028386 | 0.0028477 | 0.0028569 | 0.002866 | 0 | 0 | 0 | 0 | 0 | 0 | 0 | 0 | 0 | 0 | 0 | 0 | 0 | 0 | 0 | 0 | 0 | 0 | 0 | 0 | 0 | 0 | 0 | 0 | 0
107 | 91 | 107,91 | 99709 | Fairbanks | Y | 52 | 28 | 23 | 5 | 1 | 9 | 10 | 30 | 0 | 0 | 40 | 5197 | 2878.5556 | 3110.4 | 5389.3667 | 0 | 0 | 4819.625 | 31104 | 161681 | 2.8 | 25.2 | 0 | 30 | 0 | 58 | 2.3 | 20.7 | 23 | 0 | 2.666 | 23.9944 | 26.6604 | 0 | 2.1941 | 19.7469 | 21.941 | 0 | 28.79 | 0 | 25.385 | 26.0149 | 26.6604 | 27.322 | 28 | 20.9307 | 21.4299 | 21.941 | 22.4642 | 23 | 27.6287 | 28.2034 | 28.79 | 29.3888 | 30 | 28.5105 | 29.0303 | 29.5596 | 29.3653 | 29.1722 | 29.0791 | 28.9862 | 28.8937 | 28.8014 | 28.7094 | 28.9218 | 29.1357 | 29.3512 | 29.5683 | 29.7871 | 29.9071 | 30.0272 | 30.1473 | 30.2673 | 30.3874 | 30.4858 | 30.5842 | 30.6826 | 30.7811 | 30.8795 | 23.4194 | 23.8464 | 24.2811 | 24.1215 | 23.9629 | 23.8864 | 23.8101 | 23.7341 | 23.6583 | 23.5827 | 23.7572 | 23.9329 | 24.1099 | 24.2883 | 24.4679 | 24.5666 | 24.6652 | 24.7638 | 24.8624 | 24.9611 | 25.0419 | 25.1228 | 25.2036 | 25.2844 | 25.3653 | 30.547 | 31.1039 | 31.671 | 31.4628 | 31.256 | 31.1562 | 31.0567 | 30.9575 | 30.8586 | 30.7601 | 30.9876 | 31.2168 | 31.4478 | 31.6804 | 31.9147 | 32.0433 | 32.172 | 32.3006 | 32.4293 | 32.5579 | 32.6634 | 32.7688 | 32.8743 | 32.9797 | 33.0852 | 0 | 0 | 0 | 0 | 0 | 0 | 0 | 0 | 0 | 0 | 0 | 0 | 0 | 0 | 0 | 0 | 0 | 0 | 0 | 0 | 0 | 0 | 0 | 0 | 0 | 0 | 0 | 0 | 0 | 0 | 0 | 0 | 0 | 0 | 0 | 0 | 0 | 0 | 0 | 0 | 0 | 0 | 0 | 0 | 0 | 0 | 0 | 0 | 0 | 0
108 | 91 | 108,91 | 99701 | Fairbanks | Y | 69 | 27 | 25 | 2 | 0 | 6 | 6 | 37 | 0 | 0 | 43 | 0 | 3048.6667 | 3048.6667 | 6037.4054 | 0 | 0 | 5620.3721 | 18292 | 223384 | 0 | 27 | 0 | 37 | 0 | 64 | 0 | 25 | 25 | 0 | 0 | 26.7003 | 26.7003 | 0 | 0 | 24.768 | 24.768 | 0 | 36.8089 | 0 | 26.4039 | 26.5517 | 26.7003 | 26.8497 | 27 | 24.5382 | 24.6529 | 24.768 | 24.8837 | 25 | 36.6188 | 36.7137 | 36.8089 | 36.9043 | 37 | 27.4923 | 27.9935 | 28.5039 | 28.3165 | 28.1304 | 28.0405 | 27.951 | 27.8617 | 27.7728 | 27.6841 | 27.8889 | 28.0952 | 28.303 | 28.5123 | 28.7232 | 28.839 | 28.9548 | 29.0706 | 29.1863 | 29.3021 | 29.397 | 29.4919 | 29.5868 | 29.6817 | 29.7766 | 25.4558 | 25.9199 | 26.3925 | 26.219 | 26.0466 | 25.9635 | 25.8806 | 25.7979 | 25.7155 | 25.6334 | 25.823 | 26.014 | 26.2065 | 26.4003 | 26.5956 | 26.7028 | 26.81 | 26.9172 | 27.0244 | 27.1316 | 27.2195 | 27.3073 | 27.3952 | 27.4831 | 27.571 | 37.6746 | 38.3615 | 39.061 | 38.8041 | 38.549 | 38.4259 | 38.3032 | 38.1809 | 38.059 | 37.9375 | 38.2181 | 38.5008 | 38.7856 | 39.0725 | 39.3615 | 39.5201 | 39.6788 | 39.8374 | 39.9961 | 40.1548 | 40.2848 | 40.4149 | 40.5449 | 40.675 | 40.805 | 0 | 0 | 0 | 0 | 0 | 0 | 0 | 0 | 0 | 0 | 0 | 0 | 0 | 0 | 0 | 0 | 0 | 0 | 0 | 0 | 0 | 0 | 0 | 0 | 0 | 0 | 0 | 0 | 0 | 0 | 0 | 0 | 0 | 0 | 0 | 0 | 0 | 0 | 0 | 0 | 0 | 0 | 0 | 0 | 0 | 0 | 0 | 0 | 0 | 0
109 | 91 | 109,91 | 99701 | Fairbanks | Y | 3 | 2 | 2 | 0 | 0 | 1 | 1 | 30 | 0 | 0 | 31 | 0 | 1152 | 1152 | 7752.3667 | 0 | 0 | 7539.4516 | 1152 | 232571 | 0 | 2 | 0 | 30 | 0 | 32 | 0 | 2 | 2 | 0 | 0 | 1.9778 | 1.9778 | 0 | 0 | 1.9814 | 1.9814 | 0 | 29.8451 | 0 | 1.9558 | 1.9668 | 1.9778 | 1.9889 | 2 | 1.9631 | 1.9722 | 1.9814 | 1.9907 | 2 | 29.6909 | 29.7679 | 29.8451 | 29.9224 | 30 | 2.0365 | 2.0736 | 2.1114 | 2.0975 | 2.0837 | 2.0771 | 2.0704 | 2.0638 | 2.0572 | 2.0507 | 2.0658 | 2.0811 | 2.0965 | 2.112 | 2.1276 | 2.1362 | 2.1448 | 2.1534 | 2.162 | 2.1705 | 2.1776 | 2.1846 | 2.1916 | 2.1986 | 2.2057 | 2.0365 | 2.0736 | 2.1114 | 2.0975 | 2.0837 | 2.0771 | 2.0704 | 2.0638 | 2.0572 | 2.0507 | 2.0658 | 2.0811 | 2.0965 | 2.112 | 2.1276 | 2.1362 | 2.1448 | 2.1534 | 2.162 | 2.1705 | 2.1776 | 2.1846 | 2.1916 | 2.1986 | 2.2057 | 30.547 | 31.1039 | 31.671 | 31.4628 | 31.256 | 31.1562 | 31.0567 | 30.9575 | 30.8586 | 30.7601 | 30.9876 | 31.2168 | 31.4478 | 31.6804 | 31.9147 | 32.0433 | 32.172 | 32.3006 | 32.4293 | 32.5579 | 32.6634 | 32.7688 | 32.8743 | 32.9797 | 33.0852 | 0 | 0 | 0 | 0 | 0 | 0 | 0 | 0 | 0 | 0 | 0 | 0 | 0 | 0 | 0 | 0 | 0 | 0 | 0 | 0 | 0 | 0 | 0 | 0 | 0 | 0 | 0 | 0 | 0 | 0 | 0 | 0 | 0 | 0 | 0 | 0 | 0 | 0 | 0 | 0 | 0 | 0 | 0 | 0 | 0 | 0 | 0 | 0 | 0 | 0
110 | 91 | 110,91 | 99701 | Fairbanks | Y | 78 | 24 | 24 | 0 | 0 | 51 | 51 | 30 | 0 | 0 | 81 | 0 | 1142.9804 | 1142.9804 | 10373.5333 | 0 | 0 | 4561.7037 | 58292 | 311206 | 0 | 24 | 0 | 30 | 0 | 54 | 0 | 24 | 24 | 0 | 0 | 23.7336 | 23.7336 | 0 | 0 | 23.7773 | 23.7773 | 0 | 29.8451 | 0 | 23.4702 | 23.6015 | 23.7336 | 23.8664 | 24 | 23.5567 | 23.6667 | 23.7773 | 23.8884 | 24 | 29.6909 | 29.7679 | 29.8451 | 29.9224 | 30 | 24.4376 | 24.8831 | 25.3368 | 25.1703 | 25.0048 | 24.9249 | 24.8453 | 24.766 | 24.6869 | 24.6081 | 24.7901 | 24.9735 | 25.1582 | 25.3443 | 25.5318 | 25.6347 | 25.7376 | 25.8405 | 25.9434 | 26.0463 | 26.1307 | 26.2151 | 26.2994 | 26.3838 | 26.4681 | 24.4376 | 24.8831 | 25.3368 | 25.1703 | 25.0048 | 24.9249 | 24.8453 | 24.766 | 24.6869 | 24.6081 | 24.7901 | 24.9735 | 25.1582 | 25.3443 | 25.5318 | 25.6347 | 25.7376 | 25.8405 | 25.9434 | 26.0463 | 26.1307 | 26.2151 | 26.2994 | 26.3838 | 26.4681 | 30.547 | 31.1039 | 31.671 | 31.4628 | 31.256 | 31.1562 | 31.0567 | 30.9575 | 30.8586 | 30.7601 | 30.9876 | 31.2168 | 31.4478 | 31.6804 | 31.9147 | 32.0433 | 32.172 | 32.3006 | 32.4293 | 32.5579 | 32.6634 | 32.7688 | 32.8743 | 32.9797 | 33.0852 | 0 | 0 | 0 | 0 | 0 | 0 | 0 | 0 | 0 | 0 | 0 | 0 | 0 | 0 | 0 | 0 | 0 | 0 | 0 | 0 | 0 | 0 | 0 | 0 | 0 | 0 | 0 | 0 | 0 | 0 | 0 | 0 | 0 | 0 | 0 | 0 | 0 | 0 | 0 | 0 | 0 | 0 | 0 | 0 | 0 | 0 | 0 | 0 | 0 | 0
111 | 91 | 111,91 | 99701 | Fairbanks | Y | 93 | 49 | 45 | 4 | 0 | 16 | 16 | 1 | 0 | 0 | 17 | 0 | 1735.4375 | 1735.4375 | 2704 | 0 | 0 | 1792.4118 | 27767 | 2704 | 0 | 49 | 0 | 1 | 0 | 50 | 0 | 45 | 45 | 0 | 0 | 48.4561 | 48.4561 | 0 | 0 | 44.5825 | 44.5825 | 0 | 0.99484 | 0 | 47.9182 | 48.1864 | 48.4561 | 48.7273 | 49 | 44.1688 | 44.3751 | 44.5825 | 44.7907 | 45 | 0.9897 | 0.99226 | 0.99484 | 0.99741 | 1 | 49.8934 | 50.8031 | 51.7294 | 51.3893 | 51.0514 | 50.8884 | 50.7259 | 50.5639 | 50.4024 | 50.2415 | 50.6131 | 50.9875 | 51.3647 | 51.7446 | 52.1274 | 52.3375 | 52.5476 | 52.7577 | 52.9678 | 53.1779 | 53.3502 | 53.5224 | 53.6946 | 53.8669 | 54.0391 | 45.8205 | 46.6559 | 47.5066 | 47.1942 | 46.884 | 46.7342 | 46.585 | 46.4362 | 46.288 | 46.1401 | 46.4814 | 46.8253 | 47.1716 | 47.5206 | 47.8721 | 48.065 | 48.258 | 48.451 | 48.6439 | 48.8369 | 48.9951 | 49.1532 | 49.3114 | 49.4696 | 49.6277 | 1.0182 | 1.0368 | 1.0557 | 1.0488 | 1.0419 | 1.0385 | 1.0352 | 1.0319 | 1.0286 | 1.0253 | 1.0329 | 1.0406 | 1.0483 | 1.056 | 1.0638 | 1.0681 | 1.0724 | 1.0767 | 1.081 | 1.0853 | 1.0888 | 1.0923 | 1.0958 | 1.0993 | 1.1028 | 0 | 0 | 0 | 0 | 0 | 0 | 0 | 0 | 0 | 0 | 0 | 0 | 0 | 0 | 0 | 0 | 0 | 0 | 0 | 0 | 0 | 0 | 0 | 0 | 0 | 0 | 0 | 0 | 0 | 0 | 0 | 0 | 0 | 0 | 0 | 0 | 0 | 0 | 0 | 0 | 0 | 0 | 0 | 0 | 0 | 0 | 0 | 0 | 0 | 0
115 | 91 | 115,91 | 99705 | North Pole | Y | 330 | 166 | 135 | 31 | 3 | 85 | 88 | 14 | 0 | 0 | 102 | 2805 | 1947.9647 | 1977.1818 | 7261.6429 | 0 | 0 | 2702.5 | 173992 | 101663 | 5.6591 | 160.3409 | 0 | 14 | 0 | 180 | 4.6023 | 130.3977 | 135 | 0 | 5.2525 | 148.8207 | 154.0732 | 0 | 4.2935 | 121.6496 | 125.9432 | 0 | 13.1615 | 0 | 143.0033 | 148.4351 | 154.0732 | 159.9254 | 166 | 117.4939 | 121.6452 | 125.9432 | 130.393 | 135 | 12.3732 | 12.7613 | 13.1615 | 13.5743 | 14 | 169.9972 | 174.0907 | 178.2827 | 177.1106 | 175.9461 | 175.3843 | 174.8242 | 174.266 | 173.7095 | 173.1548 | 174.4356 | 175.7259 | 177.0257 | 178.3352 | 179.6543 | 180.3785 | 181.1026 | 181.8268 | 182.5509 | 183.2751 | 183.8687 | 184.4623 | 185.0559 | 185.6494 | 186.243 | 138.2507 | 141.5798 | 144.9889 | 144.0357 | 143.0887 | 142.6318 | 142.1763 | 141.7223 | 141.2698 | 140.8186 | 141.8603 | 142.9096 | 143.9667 | 145.0316 | 146.1044 | 146.6933 | 147.2823 | 147.8712 | 148.4601 | 149.049 | 149.5318 | 150.0145 | 150.4972 | 150.98 | 151.4627 | 14.3371 | 14.6823 | 15.0359 | 14.937 | 14.8388 | 14.7914 | 14.7442 | 14.6971 | 14.6502 | 14.6034 | 14.7114 | 14.8203 | 14.9299 | 15.0403 | 15.1516 | 15.2126 | 15.2737 | 15.3348 | 15.3959 | 15.4569 | 15.507 | 15.5571 | 15.6071 | 15.6572 | 15.7072 | 0 | 0 | 0 | 0 | 0 | 0 | 0 | 0 | 0 | 0 | 0 | 0 | 0 | 0 | 0 | 0 | 0 | 0 | 0 | 0 | 0 | 0 | 0 | 0 | 0 | 0 | 0 | 0 | 0 | 0 | 0 | 0 | 0 | 0 | 0 | 0 | 0 | 0 | 0 | 0 | 0 | 0 | 0 | 0 | 0 | 0 | 0 | 0 | 0 | 0
116 | 91 | 116,91 | 99705 | North Pole | Y | 218 | 90 | 80 | 10 | 3 | 124 | 127 | 2 | 0 | 0 | 129 | 3752 | 1826.4194 | 1871.9055 | 5420 | 0 | 0 | 1926.9147 | 237732 | 10840 | 2.126 | 87.874 | 0 | 2 | 0 | 92 | 1.8898 | 78.1102 | 80 | 0 | 1.9732 | 81.5604 | 83.5337 | 0 | 1.763 | 72.87 | 74.633 | 0 | 1.8802 | 0 | 77.5319 | 80.4768 | 83.5337 | 86.7066 | 90 | 69.626 | 72.086 | 74.633 | 77.2699 | 80 | 1.7676 | 1.823 | 1.8802 | 1.9392 | 2 | 90.9246 | 91.8588 | 92.8025 | 92.1924 | 91.5863 | 91.2938 | 91.0023 | 90.7117 | 90.422 | 90.1332 | 90.8 | 91.4716 | 92.1482 | 92.8298 | 93.5165 | 93.8934 | 94.2704 | 94.6473 | 95.0243 | 95.4012 | 95.7102 | 96.0192 | 96.3282 | 96.6372 | 96.9462 | 80.8219 | 81.6522 | 82.4911 | 81.9488 | 81.41 | 81.15 | 80.8909 | 80.6326 | 80.3751 | 80.1184 | 80.7111 | 81.3081 | 81.9095 | 82.5154 | 83.1258 | 83.4608 | 83.7959 | 84.131 | 84.466 | 84.8011 | 85.0757 | 85.3504 | 85.6251 | 85.8997 | 86.1744 | 2.0205 | 2.0413 | 2.0623 | 2.0487 | 2.0353 | 2.0288 | 2.0223 | 2.0158 | 2.0094 | 2.003 | 2.0178 | 2.0327 | 2.0477 | 2.0629 | 2.0781 | 2.0865 | 2.0949 | 2.1033 | 2.1117 | 2.12 | 2.1269 | 2.1338 | 2.1406 | 2.1475 | 2.1544 | 0 | 0 | 0 | 0 | 0 | 0 | 0 | 0 | 0 | 0 | 0 | 0 | 0 | 0 | 0 | 0 | 0 | 0 | 0 | 0 | 0 | 0 | 0 | 0 | 0 | 0 | 0 | 0 | 0 | 0 | 0 | 0 | 0 | 0 | 0 | 0 | 0 | 0 | 0 | 0 | 0 | 0 | 0 | 0 | 0 | 0 | 0 | 0 | 0 | 0
119 | 91 | 119,91 | 99705 | North Pole | Y | 207 | 94 | 84 | 10 | 1 | 92 | 93 | 0 | 0 | 0 | 93 | 3928 | 1613.8587 | 1638.7419 | 0 | 0 | 0 | 1638.7419 | 152403 | 0 | 1.0108 | 92.9892 | 0 | 0 | 0 | 94 | 0.90323 | 83.0968 | 84 | 0 | 0.93813 | 86.3081 | 87.2463 | 0 | 0.84263 | 77.522 | 78.3646 | 0 | 0 | 0 | 80.9778 | 84.0536 | 87.2463 | 90.5602 | 94 | 73.1073 | 75.6903 | 78.3646 | 81.1334 | 84 | 0 | 0 | 0 | 0 | 0 | 94.9657 | 95.9414 | 96.9271 | 96.2898 | 95.6568 | 95.3513 | 95.0468 | 94.7433 | 94.4407 | 94.1392 | 94.8355 | 95.537 | 96.2437 | 96.9556 | 97.6728 | 98.0665 | 98.4602 | 98.8539 | 99.2476 | 99.6413 | 99.964 | 100.2867 | 100.6094 | 100.9322 | 101.2549 | 84.863 | 85.7349 | 86.6157 | 86.0462 | 85.4805 | 85.2075 | 84.9354 | 84.6642 | 84.3939 | 84.1244 | 84.7466 | 85.3735 | 86.005 | 86.6412 | 87.2821 | 87.6339 | 87.9857 | 88.3375 | 88.6893 | 89.0411 | 89.3295 | 89.6179 | 89.9063 | 90.1947 | 90.4831 | 0 | 0 | 0 | 0 | 0 | 0 | 0 | 0 | 0 | 0 | 0 | 0 | 0 | 0 | 0 | 0 | 0 | 0 | 0 | 0 | 0 | 0 | 0 | 0 | 0 | 0 | 0 | 0 | 0 | 0 | 0 | 0 | 0 | 0 | 0 | 0 | 0 | 0 | 0 | 0 | 0 | 0 | 0 | 0 | 0 | 0 | 0 | 0 | 0 | 0 | 0 | 0 | 0 | 0 | 0 | 0 | 0 | 0 | 0 | 0 | 0 | 0 | 0 | 0 | 0 | 0 | 0 | 0 | 0 | 0 | 0 | 0 | 0 | 0 | 0
120 | 91 | 120,91 | 99705 | North Pole | Y | 425 | 175 | 154 | 21 | 2 | 202 | 204 | 3 | 0 | 0 | 207 | 6717 | 2064.1782 | 2109.7941 | 6720 | 0 | 0 | 2176.6087 | 430398 | 20160 | 1.7157 | 173.2843 | 0 | 3 | 0 | 178 | 1.5098 | 152.4902 | 154 | 0 | 1.5924 | 160.8341 | 162.4265 | 0 | 1.4085 | 142.26 | 143.6685 | 0 | 2.8203 | 0 | 150.7565 | 156.4828 | 162.4265 | 168.5961 | 175 | 134.0301 | 138.7656 | 143.6685 | 148.7446 | 154 | 2.6514 | 2.7346 | 2.8203 | 2.9088 | 3 | 176.7979 | 178.6143 | 180.4493 | 179.263 | 178.0844 | 177.5157 | 176.9488 | 176.3838 | 175.8205 | 175.2591 | 176.5555 | 177.8614 | 179.1771 | 180.5024 | 181.8376 | 182.5706 | 183.3035 | 184.0365 | 184.7694 | 185.5024 | 186.1032 | 186.704 | 187.3048 | 187.9056 | 188.5064 | 155.5822 | 157.1806 | 158.7954 | 157.7514 | 156.7143 | 156.2138 | 155.715 | 155.2177 | 154.7221 | 154.228 | 155.3688 | 156.5181 | 157.6758 | 158.8422 | 160.0171 | 160.6621 | 161.3071 | 161.9521 | 162.5971 | 163.2421 | 163.7708 | 164.2995 | 164.8282 | 165.3569 | 165.8856 | 3.0308 | 3.062 | 3.0934 | 3.0731 | 3.0529 | 3.0431 | 3.0334 | 3.0237 | 3.0141 | 3.0044 | 3.0267 | 3.0491 | 3.0716 | 3.0943 | 3.1172 | 3.1298 | 3.1423 | 3.1549 | 3.1675 | 3.18 | 3.1903 | 3.2006 | 3.2109 | 3.2212 | 3.2315 | 0 | 0 | 0 | 0 | 0 | 0 | 0 | 0 | 0 | 0 | 0 | 0 | 0 | 0 | 0 | 0 | 0 | 0 | 0 | 0 | 0 | 0 | 0 | 0 | 0 | 0 | 0 | 0 | 0 | 0 | 0 | 0 | 0 | 0 | 0 | 0 | 0 | 0 | 0 | 0 | 0 | 0 | 0 | 0 | 0 | 0 | 0 | 0 | 0 | 0
121 | 91 | 121,91 | 99705 | North Pole | Y | 312 | 122 | 114 | 8 | 2 | 100 | 102 | 0 | 0 | 0 | 102 | 6301 | 2345.45 | 2423.0098 | 0 | 0 | 0 | 2423.0098 | 247147 | 0 | 2.3922 | 119.6078 | 0 | 0 | 0 | 122 | 2.2353 | 111.7647 | 114 | 0 | 2.2203 | 111.0142 | 113.2345 | 0 | 2.0853 | 104.2667 | 106.352 | 0 | 0 | 0 | 105.0988 | 109.0908 | 113.2345 | 117.5356 | 122 | 99.2171 | 102.7226 | 106.352 | 110.1096 | 114 | 0 | 0 | 0 | 0 | 0 | 123.9876 | 126.0075 | 128.0604 | 127.2184 | 126.382 | 125.9784 | 125.5761 | 125.1751 | 124.7754 | 124.377 | 125.297 | 126.2238 | 127.1575 | 128.098 | 129.0456 | 129.5657 | 130.0859 | 130.6061 | 131.1262 | 131.6464 | 132.0728 | 132.4991 | 132.9255 | 133.3519 | 133.7783 | 115.8572 | 117.7447 | 119.663 | 118.8762 | 118.0947 | 117.7176 | 117.3416 | 116.9669 | 116.5934 | 116.2211 | 117.0808 | 117.9468 | 118.8193 | 119.6982 | 120.5836 | 121.0696 | 121.5557 | 122.0417 | 122.5278 | 123.0138 | 123.4122 | 123.8107 | 124.2091 | 124.6075 | 125.0059 | 0 | 0 | 0 | 0 | 0 | 0 | 0 | 0 | 0 | 0 | 0 | 0 | 0 | 0 | 0 | 0 | 0 | 0 | 0 | 0 | 0 | 0 | 0 | 0 | 0 | 0 | 0 | 0 | 0 | 0 | 0 | 0 | 0 | 0 | 0 | 0 | 0 | 0 | 0 | 0 | 0 | 0 | 0 | 0 | 0 | 0 | 0 | 0 | 0 | 0 | 0 | 0 | 0 | 0 | 0 | 0 | 0 | 0 | 0 | 0 | 0 | 0 | 0 | 0 | 0 | 0 | 0 | 0 | 0 | 0 | 0 | 0 | 0 | 0 | 0
90 | 92 | 90,92 | 99709 | - | N | 10 | 5 | 4 | 1 | 0 | 1 | 1 | 0 | 0 | 0 | 1 | 0 | 180 | 180 | 0 | 0 | 0 | 180 | 180 | 0 | 0 | 5 | 0 | 0 | 0 | 5 | 0 | 4 | 4 | 0 | 0 | 4.7608 | 4.7608 | 0 | 0 | 3.8158 | 3.8158 | 0 | 0 | 0 | 4.533 | 4.6455 | 4.7608 | 4.8789 | 5 | 3.6401 | 3.7269 | 3.8158 | 3.9068 | 4 | 0 | 0 | 0 | 0 | 0 | 5.0256 | 5.0514 | 5.0772 | 5.0439 | 5.0107 | 4.9947 | 4.9787 | 4.9628 | 4.947 | 4.9312 | 4.9677 | 5.0044 | 5.0414 | 5.0787 | 5.1163 | 5.1369 | 5.1575 | 5.1782 | 5.1988 | 5.2194 | 5.2363 | 5.2532 | 5.2701 | 5.287 | 5.3039 | 4.0205 | 4.0411 | 4.0618 | 4.0351 | 4.0086 | 3.9958 | 3.983 | 3.9703 | 3.9576 | 3.945 | 3.9741 | 4.0035 | 4.0331 | 4.063 | 4.093 | 4.1095 | 4.126 | 4.1425 | 4.159 | 4.1755 | 4.1891 | 4.2026 | 4.2161 | 4.2296 | 4.2431 | 0 | 0 | 0 | 0 | 0 | 0 | 0 | 0 | 0 | 0 | 0 | 0 | 0 | 0 | 0 | 0 | 0 | 0 | 0 | 0 | 0 | 0 | 0 | 0 | 0 | 0 | 0 | 0 | 0 | 0 | 0 | 0 | 0 | 0 | 0 | 0 | 0 | 0 | 0 | 0 | 0 | 0 | 0 | 0 | 0 | 0 | 0 | 0 | 0 | 0 | 0 | 0 | 0 | 0 | 0 | 0 | 0 | 0 | 0 | 0 | 0 | 0 | 0 | 0 | 0 | 0 | 0 | 0 | 0 | 0 | 0 | 0 | 0 | 0 | 0
95 | 92 | 95,92 | 99709 | - | N | 118 | 59 | 51 | 8 | 0 | 0 | 0 | 0 | 0 | 0 | 0 | 0 | 834.495 | 834.495 | 1408.3846 | 0 | 0 | 1365.174 | 0 | 0 | 1.3518 | 57.5715 | 0.076663 | 0 | 0 | 59 | 1.1685 | 49.7652 | 50.9337 | 0.066268 | 1.2872 | 54.8172 | 56.1043 | 0.072996 | 1.1147 | 47.4737 | 48.5885 | 0.063217 | 0 | 0 | 53.4202 | 54.7458 | 56.1043 | 57.4966 | 58.9233 | 46.3512 | 47.4566 | 48.5885 | 49.7473 | 50.9337 | 0 | 0 | 0 | 0 | 0 | 59.2252 | 59.5286 | 59.8335 | 59.4401 | 59.0493 | 58.8608 | 58.6728 | 58.4855 | 58.2987 | 58.1125 | 58.5424 | 58.9754 | 59.4117 | 59.8511 | 60.2938 | 60.5369 | 60.7799 | 61.0229 | 61.266 | 61.509 | 61.7082 | 61.9074 | 62.1067 | 62.3059 | 62.5051 | 51.1946 | 51.4569 | 51.7205 | 51.3805 | 51.0426 | 50.8797 | 50.7172 | 50.5552 | 50.3938 | 50.2329 | 50.6044 | 50.9787 | 51.3558 | 51.7357 | 52.1184 | 52.3285 | 52.5386 | 52.7486 | 52.9587 | 53.1688 | 53.341 | 53.5132 | 53.6854 | 53.8576 | 54.0298 | 0 | 0 | 0 | 0 | 0 | 0 | 0 | 0 | 0 | 0 | 0 | 0 | 0 | 0 | 0 | 0 | 0 | 0 | 0 | 0 | 0 | 0 | 0 | 0 | 0 | 0.077056 | 0.077451 | 0.077847 | 0.077336 | 0.076827 | 0.076582 | 0.076337 | 0.076093 | 0.07585 | 0.075608 | 0.076168 | 0.076731 | 0.077299 | 0.07787 | 0.078446 | 0.078763 | 0.079079 | 0.079395 | 0.079711 | 0.080027 | 0.080287 | 0.080546 | 0.080805 | 0.081064 | 0.081323 | 0 | 0 | 0 | 0 | 0 | 0 | 0 | 0 | 0 | 0 | 0 | 0 | 0 | 0 | 0 | 0 | 0 | 0 | 0 | 0 | 0 | 0 | 0 | 0 | 0
97 | 92 | 97,92 | 99709 | - | N | 38 | 13 | 13 | 0 | 0 | 16 | 16 | 0 | 0 | 0 | 16 | 0 | 1753 | 1753 | 0 | 0 | 0 | 1753 | 28048 | 0 | 0 | 13 | 0 | 0 | 0 | 13 | 0 | 13 | 13 | 0 | 0 | 12.3781 | 12.3781 | 0 | 0 | 12.4014 | 12.4014 | 0 | 0 | 0 | 11.7859 | 12.0783 | 12.3781 | 12.6852 | 13 | 11.8304 | 12.1125 | 12.4014 | 12.6972 | 13 | 0 | 0 | 0 | 0 | 0 | 13.0666 | 13.1335 | 13.2008 | 13.114 | 13.0278 | 12.9862 | 12.9447 | 12.9034 | 12.8622 | 12.8211 | 12.916 | 13.0115 | 13.1077 | 13.2047 | 13.3024 | 13.356 | 13.4096 | 13.4632 | 13.5168 | 13.5705 | 13.6144 | 13.6584 | 13.7023 | 13.7463 | 13.7902 | 13.0666 | 13.1335 | 13.2008 | 13.114 | 13.0278 | 12.9862 | 12.9447 | 12.9034 | 12.8622 | 12.8211 | 12.916 | 13.0115 | 13.1077 | 13.2047 | 13.3024 | 13.356 | 13.4096 | 13.4632 | 13.5168 | 13.5705 | 13.6144 | 13.6584 | 13.7023 | 13.7463 | 13.7902 | 0 | 0 | 0 | 0 | 0 | 0 | 0 | 0 | 0 | 0 | 0 | 0 | 0 | 0 | 0 | 0 | 0 | 0 | 0 | 0 | 0 | 0 | 0 | 0 | 0 | 0 | 0 | 0 | 0 | 0 | 0 | 0 | 0 | 0 | 0 | 0 | 0 | 0 | 0 | 0 | 0 | 0 | 0 | 0 | 0 | 0 | 0 | 0 | 0 | 0 | 0 | 0 | 0 | 0 | 0 | 0 | 0 | 0 | 0 | 0 | 0 | 0 | 0 | 0 | 0 | 0 | 0 | 0 | 0 | 0 | 0 | 0 | 0 | 0 | 0
98 | 92 | 98,92 | 99709 | - | N | 2 | 1 | 1 | 0 | 0 | 23 | 23 | 0 | 0 | 0 | 23 | 0 | 2423.5652 | 2423.5652 | 0 | 0 | 0 | 2423.5652 | 55742 | 0 | 0 | 1 | 0 | 0 | 0 | 1 | 0 | 1 | 1 | 0 | 0 | 0.95216 | 0.95216 | 0 | 0 | 0.95395 | 0.95395 | 0 | 0 | 0 | 0.90661 | 0.9291 | 0.95216 | 0.97579 | 1 | 0.91003 | 0.93173 | 0.95395 | 0.97671 | 1 | 0 | 0 | 0 | 0 | 0 | 1.0051 | 1.0103 | 1.0154 | 1.0088 | 1.0021 | 0.99894 | 0.99575 | 0.99257 | 0.9894 | 0.98624 | 0.99353 | 1.0009 | 1.0083 | 1.0157 | 1.0233 | 1.0274 | 1.0315 | 1.0356 | 1.0398 | 1.0439 | 1.0473 | 1.0506 | 1.054 | 1.0574 | 1.0608 | 1.0051 | 1.0103 | 1.0154 | 1.0088 | 1.0021 | 0.99894 | 0.99575 | 0.99257 | 0.9894 | 0.98624 | 0.99353 | 1.0009 | 1.0083 | 1.0157 | 1.0233 | 1.0274 | 1.0315 | 1.0356 | 1.0398 | 1.0439 | 1.0473 | 1.0506 | 1.054 | 1.0574 | 1.0608 | 0 | 0 | 0 | 0 | 0 | 0 | 0 | 0 | 0 | 0 | 0 | 0 | 0 | 0 | 0 | 0 | 0 | 0 | 0 | 0 | 0 | 0 | 0 | 0 | 0 | 0 | 0 | 0 | 0 | 0 | 0 | 0 | 0 | 0 | 0 | 0 | 0 | 0 | 0 | 0 | 0 | 0 | 0 | 0 | 0 | 0 | 0 | 0 | 0 | 0 | 0 | 0 | 0 | 0 | 0 | 0 | 0 | 0 | 0 | 0 | 0 | 0 | 0 | 0 | 0 | 0 | 0 | 0 | 0 | 0 | 0 | 0 | 0 | 0 | 0
101 | 92 | 101,92 | 99709 | Fairbanks | Y | 487 | 178 | 173 | 5 | 0 | 127 | 127 | 0 | 0 | 0 | 127 | 0 | 3062.748 | 3062.748 | 0 | 0 | 0 | 3062.748 | 388969 | 0 | 0 | 178 | 0 | 0 | 0 | 178 | 0 | 173 | 173 | 0 | 0 | 169.4842 | 169.4842 | 0 | 0 | 165.0342 | 165.0342 | 0 | 0 | 0 | 161.3758 | 165.3803 | 169.4842 | 173.6899 | 178 | 157.4351 | 161.1898 | 165.0342 | 168.9701 | 173 | 0 | 0 | 0 | 0 | 0 | 179.4388 | 180.8891 | 182.3513 | 181.1524 | 179.9614 | 179.3867 | 178.8139 | 178.2429 | 177.6737 | 177.1063 | 178.4163 | 179.7361 | 181.0656 | 182.4049 | 183.7542 | 184.4948 | 185.2355 | 185.9762 | 186.7169 | 187.4576 | 188.0647 | 188.6718 | 189.279 | 189.8861 | 190.4933 | 174.3983 | 175.808 | 177.229 | 176.0638 | 174.9063 | 174.3478 | 173.791 | 173.236 | 172.6828 | 172.1314 | 173.4047 | 174.6873 | 175.9795 | 177.2812 | 178.5925 | 179.3124 | 180.0323 | 180.7522 | 181.472 | 182.1919 | 182.782 | 183.3721 | 183.9622 | 184.5522 | 185.1423 | 0 | 0 | 0 | 0 | 0 | 0 | 0 | 0 | 0 | 0 | 0 | 0 | 0 | 0 | 0 | 0 | 0 | 0 | 0 | 0 | 0 | 0 | 0 | 0 | 0 | 0 | 0 | 0 | 0 | 0 | 0 | 0 | 0 | 0 | 0 | 0 | 0 | 0 | 0 | 0 | 0 | 0 | 0 | 0 | 0 | 0 | 0 | 0 | 0 | 0 | 0 | 0 | 0 | 0 | 0 | 0 | 0 | 0 | 0 | 0 | 0 | 0 | 0 | 0 | 0 | 0 | 0 | 0 | 0 | 0 | 0 | 0 | 0 | 0 | 0
102 | 92 | 102,92 | 99709 | Fairbanks | Y | 320 | 172 | 149 | 23 | 1 | 89 | 90 | 12 | 0 | 0 | 102 | 4000 | 2038.6629 | 2060.4556 | 4407.75 | 0 | 0 | 2336.6078 | 185441 | 52893 | 1.9111 | 170.0889 | 0 | 12 | 0 | 184 | 1.6556 | 147.3444 | 149 | 0 | 1.8197 | 161.9516 | 163.7712 | 0 | 1.5793 | 140.5599 | 142.1392 | 0 | 11.516 | 0 | 155.9362 | 159.8057 | 163.7712 | 167.8352 | 172 | 135.5944 | 138.8282 | 142.1392 | 145.5292 | 149 | 11.0515 | 11.2814 | 11.516 | 11.7555 | 12 | 173.3903 | 174.7918 | 176.2046 | 175.0461 | 173.8953 | 173.34 | 172.7864 | 172.2347 | 171.6847 | 171.1364 | 172.4023 | 173.6776 | 174.9623 | 176.2564 | 177.5602 | 178.2759 | 178.9916 | 179.7073 | 180.4231 | 181.1388 | 181.7254 | 182.3121 | 182.8988 | 183.4855 | 184.0721 | 150.2044 | 151.4184 | 152.6423 | 151.6388 | 150.6418 | 150.1608 | 149.6813 | 149.2033 | 148.7268 | 148.2519 | 149.3485 | 150.4532 | 151.5661 | 152.6873 | 153.8167 | 154.4367 | 155.0567 | 155.6767 | 156.2967 | 156.9167 | 157.425 | 157.9332 | 158.4414 | 158.9496 | 159.4578 | 12.097 | 12.1948 | 12.2933 | 12.2125 | 12.1322 | 12.0935 | 12.0549 | 12.0164 | 11.978 | 11.9398 | 12.0281 | 12.117 | 12.2067 | 12.297 | 12.3879 | 12.4379 | 12.4878 | 12.5377 | 12.5877 | 12.6376 | 12.6785 | 12.7195 | 12.7604 | 12.8013 | 12.8422 | 0 | 0 | 0 | 0 | 0 | 0 | 0 | 0 | 0 | 0 | 0 | 0 | 0 | 0 | 0 | 0 | 0 | 0 | 0 | 0 | 0 | 0 | 0 | 0 | 0 | 0 | 0 | 0 | 0 | 0 | 0 | 0 | 0 | 0 | 0 | 0 | 0 | 0 | 0 | 0 | 0 | 0 | 0 | 0 | 0 | 0 | 0 | 0 | 0 | 0
103 | 92 | 103,92 | 99709 | Fairbanks | Y | 138 | 55 | 49 | 6 | 3 | 127 | 130 | 5 | 0 | 0 | 135 | 3599 | 2650.1732 | 2672.0692 | 6711.2 | 0 | 0 | 2821.6667 | 347369 | 33556 | 1.2692 | 53.7308 | 0 | 5 | 0 | 60 | 1.1308 | 47.8692 | 49 | 0 | 1.2085 | 51.1602 | 52.3687 | 0 | 1.0787 | 45.6651 | 46.7438 | 0 | 4.7983 | 0 | 49.8633 | 51.1007 | 52.3687 | 53.6682 | 55 | 44.5914 | 45.6549 | 46.7438 | 47.8586 | 49 | 4.6048 | 4.7006 | 4.7983 | 4.8981 | 5 | 55.4446 | 55.8927 | 56.3445 | 55.974 | 55.606 | 55.4285 | 55.2515 | 55.075 | 54.8992 | 54.7239 | 55.1286 | 55.5364 | 55.9472 | 56.3611 | 56.778 | 57.0068 | 57.2357 | 57.4646 | 57.6934 | 57.9223 | 58.1099 | 58.2975 | 58.4851 | 58.6727 | 58.8603 | 49.3961 | 49.7953 | 50.1978 | 49.8678 | 49.5399 | 49.3817 | 49.224 | 49.0669 | 48.9102 | 48.754 | 49.1146 | 49.4779 | 49.8439 | 50.2126 | 50.584 | 50.7879 | 50.9918 | 51.1957 | 51.3996 | 51.6035 | 51.7706 | 51.9378 | 52.1049 | 52.272 | 52.4392 | 5.0404 | 5.0812 | 5.1222 | 5.0885 | 5.0551 | 5.039 | 5.0229 | 5.0068 | 4.9908 | 4.9749 | 5.0117 | 5.0488 | 5.0861 | 5.1237 | 5.1616 | 5.1824 | 5.2032 | 5.2241 | 5.2449 | 5.2657 | 5.2827 | 5.2998 | 5.3168 | 5.3339 | 5.3509 | 0 | 0 | 0 | 0 | 0 | 0 | 0 | 0 | 0 | 0 | 0 | 0 | 0 | 0 | 0 | 0 | 0 | 0 | 0 | 0 | 0 | 0 | 0 | 0 | 0 | 0 | 0 | 0 | 0 | 0 | 0 | 0 | 0 | 0 | 0 | 0 | 0 | 0 | 0 | 0 | 0 | 0 | 0 | 0 | 0 | 0 | 0 | 0 | 0 | 0
104 | 92 | 104,92 | 99709 | Fairbanks | Y | 100 | 47 | 43 | 4 | 1 | 44 | 45 | 17 | 0 | 0 | 62 | 4608 | 2256.7727 | 2309.0222 | 10169.1176 | 0 | 0 | 4464.2097 | 103906 | 172875 | 1.0444 | 45.9556 | 0 | 17 | 0 | 64 | 0.95556 | 42.0444 | 43 | 0 | 0.99448 | 43.757 | 44.7514 | 0 | 0.91156 | 40.1085 | 41.02 | 0 | 16.3143 | 0 | 42.6105 | 43.6678 | 44.7514 | 45.8619 | 47 | 39.1313 | 40.0645 | 41.02 | 41.9984 | 43 | 15.6563 | 15.9819 | 16.3143 | 16.6536 | 17 | 48.1027 | 49.2313 | 50.3863 | 50.0551 | 49.726 | 49.5672 | 49.4089 | 49.2511 | 49.0939 | 48.9371 | 49.2991 | 49.6637 | 50.0311 | 50.4012 | 50.774 | 50.9787 | 51.1833 | 51.388 | 51.5926 | 51.7973 | 51.9651 | 52.1328 | 52.3006 | 52.4683 | 52.6361 | 44.0089 | 45.0414 | 46.0981 | 45.7951 | 45.494 | 45.3487 | 45.2039 | 45.0595 | 44.9157 | 44.7722 | 45.1034 | 45.437 | 45.7731 | 46.1117 | 46.4528 | 46.64 | 46.8273 | 47.0145 | 47.2018 | 47.389 | 47.5425 | 47.696 | 47.8495 | 48.0029 | 48.1564 | 17.3989 | 17.8071 | 18.2248 | 18.105 | 17.986 | 17.9286 | 17.8713 | 17.8142 | 17.7574 | 17.7006 | 17.8316 | 17.9635 | 18.0964 | 18.2302 | 18.3651 | 18.4391 | 18.5131 | 18.5871 | 18.6612 | 18.7352 | 18.7959 | 18.8566 | 18.9172 | 18.9779 | 19.0386 | 0 | 0 | 0 | 0 | 0 | 0 | 0 | 0 | 0 | 0 | 0 | 0 | 0 | 0 | 0 | 0 | 0 | 0 | 0 | 0 | 0 | 0 | 0 | 0 | 0 | 0 | 0 | 0 | 0 | 0 | 0 | 0 | 0 | 0 | 0 | 0 | 0 | 0 | 0 | 0 | 0 | 0 | 0 | 0 | 0 | 0 | 0 | 0 | 0 | 0
105 | 92 | 105,92 | 99709 | Fairbanks | Y | 0 | 1 | 0 | 1 | 0 | 0 | 0 | 32 | 0 | 0 | 32 | 0 | 0 | 0 | 3682.0938 | 0 | 0 | 3682.0938 | 0 | 117827 | 0.022912 | 0.97579 | 0.0012994 | 32 | 0 | 33 | 0 | 0 | 0 | 0 | 0.021816 | 0.92911 | 0.95092 | 0.0012372 | 0 | 0 | 0 | 0 | 30.7093 | 0 | 0.90543 | 0.9279 | 0.95092 | 0.97452 | 0.9987 | 0 | 0 | 0 | 0 | 0 | 29.4707 | 30.0836 | 30.7093 | 31.348 | 32 | 1.0221 | 1.0461 | 1.0707 | 1.0636 | 1.0566 | 1.0533 | 1.0499 | 1.0465 | 1.0432 | 1.0399 | 1.0476 | 1.0553 | 1.0631 | 1.071 | 1.0789 | 1.0832 | 1.0876 | 1.0919 | 1.0963 | 1.1006 | 1.1042 | 1.1078 | 1.1113 | 1.1149 | 1.1185 | 0 | 0 | 0 | 0 | 0 | 0 | 0 | 0 | 0 | 0 | 0 | 0 | 0 | 0 | 0 | 0 | 0 | 0 | 0 | 0 | 0 | 0 | 0 | 0 | 0 | 32.7508 | 33.5192 | 34.3056 | 34.0801 | 33.856 | 33.7479 | 33.6401 | 33.5327 | 33.4256 | 33.3189 | 33.5653 | 33.8136 | 34.0637 | 34.3157 | 34.5695 | 34.7089 | 34.8482 | 34.9876 | 35.1269 | 35.2662 | 35.3805 | 35.4947 | 35.6089 | 35.7231 | 35.8373 | 0.0013299 | 0.0013611 | 0.001393 | 0.0013838 | 0.0013747 | 0.0013703 | 0.001366 | 0.0013616 | 0.0013573 | 0.0013529 | 0.0013629 | 0.001373 | 0.0013832 | 0.0013934 | 0.0014037 | 0.0014094 | 0.001415 | 0.0014207 | 0.0014263 | 0.001432 | 0.0014366 | 0.0014413 | 0.0014459 | 0.0014506 | 0.0014552 | 0 | 0 | 0 | 0 | 0 | 0 | 0 | 0 | 0 | 0 | 0 | 0 | 0 | 0 | 0 | 0 | 0 | 0 | 0 | 0 | 0 | 0 | 0 | 0 | 0
106 | 92 | 106,92 | 99709 | Fairbanks | Y | 15 | 14 | 8 | 6 | 0 | 5 | 5 | 2 | 0 | 0 | 7 | 0 | 971.8 | 971.8 | 13200.5 | 0 | 0 | 4465.7143 | 4859 | 26401 | 0 | 14 | 0 | 2 | 0 | 16 | 0 | 8 | 8 | 0 | 0 | 13.3302 | 13.3302 | 0 | 0 | 7.6316 | 7.6316 | 0 | 1.9193 | 0 | 12.6925 | 13.0074 | 13.3302 | 13.661 | 14 | 7.2802 | 7.4539 | 7.6316 | 7.8136 | 8 | 1.8419 | 1.8802 | 1.9193 | 1.9593 | 2 | 14.2553 | 14.5152 | 14.7798 | 14.6827 | 14.5861 | 14.5395 | 14.4931 | 14.4468 | 14.4007 | 14.3547 | 14.4609 | 14.5679 | 14.6756 | 14.7842 | 14.8935 | 14.9536 | 15.0136 | 15.0736 | 15.1337 | 15.1937 | 15.2429 | 15.2921 | 15.3413 | 15.3905 | 15.4397 | 8.1459 | 8.2944 | 8.4456 | 8.3901 | 8.3349 | 8.3083 | 8.2818 | 8.2553 | 8.229 | 8.2027 | 8.2634 | 8.3245 | 8.3861 | 8.4481 | 8.5106 | 8.5449 | 8.5792 | 8.6135 | 8.6478 | 8.6821 | 8.7102 | 8.7384 | 8.7665 | 8.7946 | 8.8227 | 2.0365 | 2.0736 | 2.1114 | 2.0975 | 2.0837 | 2.0771 | 2.0704 | 2.0638 | 2.0572 | 2.0507 | 2.0658 | 2.0811 | 2.0965 | 2.112 | 2.1276 | 2.1362 | 2.1448 | 2.1534 | 2.162 | 2.1705 | 2.1776 | 2.1846 | 2.1916 | 2.1986 | 2.2057 | 0 | 0 | 0 | 0 | 0 | 0 | 0 | 0 | 0 | 0 | 0 | 0 | 0 | 0 | 0 | 0 | 0 | 0 | 0 | 0 | 0 | 0 | 0 | 0 | 0 | 0 | 0 | 0 | 0 | 0 | 0 | 0 | 0 | 0 | 0 | 0 | 0 | 0 | 0 | 0 | 0 | 0 | 0 | 0 | 0 | 0 | 0 | 0 | 0 | 0
107 | 92 | 107,92 | 99709 | Fairbanks | Y | 150 | 69 | 59 | 10 | 0 | 7 | 7 | 56 | 0 | 0 | 63 | 0 | 2052.8571 | 2052.8571 | 8787.3214 | 0 | 0 | 8039.0476 | 14370 | 492090 | 0 | 69 | 0 | 56 | 0 | 125 | 0 | 59 | 59 | 0 | 0 | 65.6989 | 65.6989 | 0 | 0 | 56.2833 | 56.2833 | 0 | 53.7413 | 0 | 62.5558 | 64.1081 | 65.6989 | 67.3292 | 69 | 53.6917 | 54.9723 | 56.2833 | 57.6257 | 59 | 51.5737 | 52.6463 | 53.7413 | 54.859 | 56 | 70.2581 | 71.5391 | 72.8434 | 72.3645 | 71.8887 | 71.6592 | 71.4303 | 71.2022 | 70.9749 | 70.7482 | 71.2715 | 71.7987 | 72.3298 | 72.8648 | 73.4038 | 73.6997 | 73.9956 | 74.2915 | 74.5873 | 74.8832 | 75.1257 | 75.3683 | 75.6108 | 75.8533 | 76.0959 | 60.0757 | 61.1711 | 62.2864 | 61.8769 | 61.4701 | 61.2738 | 61.0781 | 60.8831 | 60.6887 | 60.4949 | 60.9423 | 61.3931 | 61.8472 | 62.3047 | 62.7656 | 63.0186 | 63.2716 | 63.5246 | 63.7776 | 64.0306 | 64.238 | 64.4453 | 64.6527 | 64.8601 | 65.0675 | 57.021 | 58.0607 | 59.1193 | 58.7306 | 58.3445 | 58.1582 | 57.9724 | 57.7873 | 57.6028 | 57.4188 | 57.8436 | 58.2714 | 58.7025 | 59.1367 | 59.5741 | 59.8143 | 60.0544 | 60.2945 | 60.5347 | 60.7748 | 60.9716 | 61.1685 | 61.3653 | 61.5621 | 61.759 | 0 | 0 | 0 | 0 | 0 | 0 | 0 | 0 | 0 | 0 | 0 | 0 | 0 | 0 | 0 | 0 | 0 | 0 | 0 | 0 | 0 | 0 | 0 | 0 | 0 | 0 | 0 | 0 | 0 | 0 | 0 | 0 | 0 | 0 | 0 | 0 | 0 | 0 | 0 | 0 | 0 | 0 | 0 | 0 | 0 | 0 | 0 | 0 | 0 | 0
108 | 92 | 108,92 | 99701 | Fairbanks | Y | 83 | 33 | 30 | 3 | 2 | 40 | 42 | 68 | 0 | 0 | 110 | 8361 | 2615.575 | 2889.1667 | 9206.2941 | 0 | 0 | 6794.3 | 121345 | 626028 | 1.5714 | 31.4286 | 0 | 68 | 0 | 101 | 1.4286 | 28.5714 | 30 | 0 | 1.554 | 31.0797 | 32.6337 | 0 | 1.4153 | 28.3063 | 29.7216 | 0 | 67.6488 | 0 | 32.2715 | 32.4521 | 32.6337 | 32.8163 | 33 | 29.4459 | 29.5834 | 29.7216 | 29.8605 | 30 | 67.2994 | 67.4739 | 67.6488 | 67.8242 | 68 | 33.6017 | 34.2143 | 34.8382 | 34.6091 | 34.3816 | 34.2718 | 34.1623 | 34.0532 | 33.9445 | 33.8361 | 34.0864 | 34.3385 | 34.5925 | 34.8484 | 35.1062 | 35.2477 | 35.3892 | 35.5307 | 35.6722 | 35.8137 | 35.9297 | 36.0457 | 36.1617 | 36.2777 | 36.3937 | 30.547 | 31.1039 | 31.671 | 31.4628 | 31.256 | 31.1562 | 31.0567 | 30.9575 | 30.8586 | 30.7601 | 30.9876 | 31.2168 | 31.4478 | 31.6804 | 31.9147 | 32.0433 | 32.172 | 32.3006 | 32.4293 | 32.5579 | 32.6634 | 32.7688 | 32.8743 | 32.9797 | 33.0852 | 69.2398 | 70.5023 | 71.7877 | 71.3157 | 70.8469 | 70.6206 | 70.3951 | 70.1703 | 69.9462 | 69.7229 | 70.2386 | 70.7582 | 71.2816 | 71.8088 | 72.34 | 72.6316 | 72.9232 | 73.2148 | 73.5064 | 73.798 | 74.037 | 74.276 | 74.515 | 74.754 | 74.993 | 0 | 0 | 0 | 0 | 0 | 0 | 0 | 0 | 0 | 0 | 0 | 0 | 0 | 0 | 0 | 0 | 0 | 0 | 0 | 0 | 0 | 0 | 0 | 0 | 0 | 0 | 0 | 0 | 0 | 0 | 0 | 0 | 0 | 0 | 0 | 0 | 0 | 0 | 0 | 0 | 0 | 0 | 0 | 0 | 0 | 0 | 0 | 0 | 0 | 0
109 | 92 | 109,92 | 99701 | Fairbanks | Y | 1880 | 642 | 593 | 49 | 39 | 222 | 261 | 47 | 0 | 0 | 308 | 4493.1795 | 1789.4099 | 2193.4215 | 22259.4681 | 0 | 0 | 5255.4481 | 572483 | 1046195 | 95.931 | 546.069 | 0 | 47 | 0 | 689 | 88.6092 | 504.3908 | 593 | 0 | 94.8662 | 540.0076 | 634.8738 | 0 | 87.787 | 499.7107 | 587.4977 | 0 | 46.7572 | 0 | 627.8267 | 631.3404 | 634.8738 | 638.427 | 642 | 582.0465 | 584.7657 | 587.4977 | 590.2424 | 593 | 46.5157 | 46.6363 | 46.7572 | 46.8785 | 47 | 653.7054 | 665.6243 | 677.7604 | 673.3044 | 668.8778 | 666.7418 | 664.6127 | 662.4904 | 660.3748 | 658.266 | 663.1352 | 668.0404 | 672.9819 | 677.9599 | 682.9747 | 685.7277 | 688.4806 | 691.2336 | 693.9865 | 696.7395 | 698.9961 | 701.2527 | 703.5093 | 705.7659 | 708.0225 | 603.812 | 614.8212 | 626.031 | 621.9152 | 617.8263 | 615.8534 | 613.8868 | 611.9265 | 609.9724 | 608.0245 | 612.5221 | 617.0529 | 621.6172 | 626.2153 | 630.8474 | 633.3902 | 635.933 | 638.4759 | 641.0187 | 643.5615 | 645.6459 | 647.7303 | 649.8146 | 651.899 | 653.9834 | 47.8569 | 48.7295 | 49.618 | 49.2918 | 48.9677 | 48.8113 | 48.6554 | 48.5001 | 48.3452 | 48.1908 | 48.5473 | 48.9064 | 49.2681 | 49.6326 | 49.9997 | 50.2012 | 50.4028 | 50.6043 | 50.8059 | 51.0074 | 51.1726 | 51.3378 | 51.503 | 51.6682 | 51.8334 | 0 | 0 | 0 | 0 | 0 | 0 | 0 | 0 | 0 | 0 | 0 | 0 | 0 | 0 | 0 | 0 | 0 | 0 | 0 | 0 | 0 | 0 | 0 | 0 | 0 | 0 | 0 | 0 | 0 | 0 | 0 | 0 | 0 | 0 | 0 | 0 | 0 | 0 | 0 | 0 | 0 | 0 | 0 | 0 | 0 | 0 | 0 | 0 | 0 | 0
110 | 92 | 110,92 | 99701 | Fairbanks | Y | 139 | 64 | 58 | 6 | 0 | 31 | 31 | 66 | 0 | 0 | 97 | 0 | 1157.9677 | 1157.9677 | 11259.0909 | 0 | 0 | 8030.8969 | 35897 | 743100 | 0 | 64 | 0 | 66 | 0 | 130 | 0 | 58 | 58 | 0 | 0 | 63.2896 | 63.2896 | 0 | 0 | 57.4618 | 57.4618 | 0 | 65.6591 | 0 | 62.5871 | 62.9374 | 63.2896 | 63.6438 | 64 | 56.9287 | 57.1946 | 57.4618 | 57.7303 | 58 | 65.32 | 65.4893 | 65.6591 | 65.8293 | 66 | 65.1669 | 66.3551 | 67.5649 | 67.1207 | 66.6794 | 66.4665 | 66.2542 | 66.0427 | 65.8318 | 65.6215 | 66.1069 | 66.5959 | 67.0885 | 67.5848 | 68.0847 | 68.3591 | 68.6336 | 68.908 | 69.1825 | 69.4569 | 69.6819 | 69.9068 | 70.1318 | 70.3567 | 70.5817 | 59.0575 | 60.1343 | 61.2307 | 60.8281 | 60.4282 | 60.2352 | 60.0429 | 59.8512 | 59.66 | 59.4695 | 59.9094 | 60.3526 | 60.799 | 61.2487 | 61.7018 | 61.9505 | 62.1992 | 62.4479 | 62.6966 | 62.9453 | 63.1492 | 63.353 | 63.5569 | 63.7608 | 63.9646 | 67.2034 | 68.4287 | 69.6763 | 69.2182 | 68.7631 | 68.5436 | 68.3247 | 68.1065 | 67.889 | 67.6722 | 68.1728 | 68.677 | 69.1851 | 69.6968 | 70.2124 | 70.4954 | 70.7784 | 71.0614 | 71.3444 | 71.6274 | 71.8594 | 72.0914 | 72.3234 | 72.5554 | 72.7874 | 0 | 0 | 0 | 0 | 0 | 0 | 0 | 0 | 0 | 0 | 0 | 0 | 0 | 0 | 0 | 0 | 0 | 0 | 0 | 0 | 0 | 0 | 0 | 0 | 0 | 0 | 0 | 0 | 0 | 0 | 0 | 0 | 0 | 0 | 0 | 0 | 0 | 0 | 0 | 0 | 0 | 0 | 0 | 0 | 0 | 0 | 0 | 0 | 0 | 0
111 | 92 | 111,92 | 99701 | Fairbanks | Y | 482 | 178 | 147 | 31 | 0 | 14 | 14 | 26 | 0 | 0 | 40 | 0 | 2151.5714 | 2151.5714 | 5604.5385 | 0 | 0 | 4396 | 30122 | 145718 | 0 | 178 | 0 | 26 | 0 | 204 | 0 | 147 | 147 | 0 | 0 | 176.0242 | 176.0242 | 0 | 0 | 145.636 | 145.636 | 0 | 25.8657 | 0 | 174.0703 | 175.0445 | 176.0242 | 177.0093 | 178 | 144.2847 | 144.9588 | 145.636 | 146.3164 | 147 | 25.7321 | 25.7988 | 25.8657 | 25.9328 | 26 | 181.2454 | 184.55 | 187.9149 | 186.6794 | 185.4521 | 184.8599 | 184.2696 | 183.6811 | 183.0946 | 182.5099 | 183.8599 | 185.2199 | 186.59 | 187.9702 | 189.3606 | 190.1239 | 190.8872 | 191.6504 | 192.4137 | 193.177 | 193.8026 | 194.4283 | 195.054 | 195.6796 | 196.3053 | 149.6802 | 152.4093 | 155.1881 | 154.1678 | 153.1543 | 152.6652 | 152.1777 | 151.6917 | 151.2073 | 150.7245 | 151.8394 | 152.9625 | 154.094 | 155.2338 | 156.3821 | 157.0124 | 157.6428 | 158.2731 | 158.9035 | 159.5338 | 160.0505 | 160.5672 | 161.0839 | 161.6006 | 162.1173 | 26.4741 | 26.9567 | 27.4482 | 27.2678 | 27.0885 | 27.002 | 26.9158 | 26.8298 | 26.7442 | 26.6587 | 26.8559 | 27.0546 | 27.2547 | 27.4563 | 27.6594 | 27.7709 | 27.8824 | 27.9939 | 28.1054 | 28.2169 | 28.3083 | 28.3996 | 28.491 | 28.5824 | 28.6738 | 0 | 0 | 0 | 0 | 0 | 0 | 0 | 0 | 0 | 0 | 0 | 0 | 0 | 0 | 0 | 0 | 0 | 0 | 0 | 0 | 0 | 0 | 0 | 0 | 0 | 0 | 0 | 0 | 0 | 0 | 0 | 0 | 0 | 0 | 0 | 0 | 0 | 0 | 0 | 0 | 0 | 0 | 0 | 0 | 0 | 0 | 0 | 0 | 0 | 0
113 | 92 | 113,92 | 99703 | Fairbanks | Y | 228 | 3 | 0 | 3 | 0 | 0 | 0 | 0 | 0 | 0 | 0 | 0 | 834.495 | 834.495 | 1408.3846 | 0 | 0 | 1365.174 | 0 | 0 | 0.068737 | 2.9274 | 0.0038981 | 0 | 0 | 3 | 0 | 0 | 0 | 0 | 0.067412 | 2.8709 | 2.9383 | 0.003823 | 0 | 0 | 0 | 0 | 0 | 0 | 2.8817 | 2.9099 | 2.9383 | 2.9671 | 2.9961 | 0 | 0 | 0 | 0 | 0 | 0 | 0 | 0 | 0 | 0 | 3.0086 | 3.0211 | 3.0336 | 3.0137 | 2.9938 | 2.9843 | 2.9748 | 2.9653 | 2.9558 | 2.9463 | 2.9681 | 2.9901 | 3.0122 | 3.0345 | 3.0569 | 3.0693 | 3.0816 | 3.0939 | 3.1062 | 3.1186 | 3.1287 | 3.1388 | 3.1489 | 3.159 | 3.1691 | 0 | 0 | 0 | 0 | 0 | 0 | 0 | 0 | 0 | 0 | 0 | 0 | 0 | 0 | 0 | 0 | 0 | 0 | 0 | 0 | 0 | 0 | 0 | 0 | 0 | 0 | 0 | 0 | 0 | 0 | 0 | 0 | 0 | 0 | 0 | 0 | 0 | 0 | 0 | 0 | 0 | 0 | 0 | 0 | 0 | 0 | 0 | 0 | 0 | 0 | 0.0039143 | 0.0039306 | 0.0039469 | 0.003921 | 0.0038952 | 0.0038828 | 0.0038704 | 0.003858 | 0.0038457 | 0.0038334 | 0.0038618 | 0.0038903 | 0.0039191 | 0.0039481 | 0.0039773 | 0.0039933 | 0.0040094 | 0.0040254 | 0.0040414 | 0.0040574 | 0.0040706 | 0.0040837 | 0.0040969 | 0.00411 | 0.0041232 | 0 | 0 | 0 | 0 | 0 | 0 | 0 | 0 | 0 | 0 | 0 | 0 | 0 | 0 | 0 | 0 | 0 | 0 | 0 | 0 | 0 | 0 | 0 | 0 | 0
115 | 92 | 115,92 | 99705 | North Pole | Y | 348 | 158 | 136 | 22 | 3 | 130 | 133 | 6 | 0 | 0 | 139 | 4293 | 1719.2692 | 1777.3233 | 18915.1667 | 0 | 0 | 2517.0863 | 236384 | 113491 | 3.5639 | 154.4361 | 0 | 6 | 0 | 164 | 3.0677 | 132.9323 | 136 | 0 | 3.3078 | 143.3401 | 146.648 | 0 | 2.8619 | 124.0142 | 126.8761 | 0 | 5.6406 | 0 | 136.1116 | 141.2816 | 146.648 | 152.2182 | 158 | 118.3642 | 122.5463 | 126.8761 | 131.3588 | 136 | 5.3028 | 5.4691 | 5.6406 | 5.8175 | 6 | 161.8046 | 165.7008 | 169.6908 | 168.5751 | 167.4668 | 166.932 | 166.399 | 165.8676 | 165.3379 | 164.81 | 166.0291 | 167.2572 | 168.4944 | 169.7407 | 170.9963 | 171.6855 | 172.3748 | 173.064 | 173.7533 | 174.4425 | 175.0075 | 175.5725 | 176.1375 | 176.7025 | 177.2675 | 139.2748 | 142.6285 | 146.0629 | 145.1026 | 144.1486 | 143.6883 | 143.2295 | 142.7721 | 142.3162 | 141.8617 | 142.9111 | 143.9682 | 145.0331 | 146.1059 | 147.1867 | 147.7799 | 148.3732 | 148.9665 | 149.5598 | 150.1531 | 150.6394 | 151.1257 | 151.612 | 152.0983 | 152.5847 | 6.1445 | 6.2924 | 6.444 | 6.4016 | 6.3595 | 6.3392 | 6.3189 | 6.2988 | 6.2787 | 6.2586 | 6.3049 | 6.3515 | 6.3985 | 6.4458 | 6.4935 | 6.5197 | 6.5459 | 6.5721 | 6.5982 | 6.6244 | 6.6459 | 6.6673 | 6.6888 | 6.7102 | 6.7317 | 0 | 0 | 0 | 0 | 0 | 0 | 0 | 0 | 0 | 0 | 0 | 0 | 0 | 0 | 0 | 0 | 0 | 0 | 0 | 0 | 0 | 0 | 0 | 0 | 0 | 0 | 0 | 0 | 0 | 0 | 0 | 0 | 0 | 0 | 0 | 0 | 0 | 0 | 0 | 0 | 0 | 0 | 0 | 0 | 0 | 0 | 0 | 0 | 0 | 0
116 | 92 | 116,92 | 99705 | North Pole | Y | 856 | 324 | 300 | 24 | 2 | 210 | 212 | 11 | 0 | 0 | 223 | 4232 | 2089.3619 | 2109.5755 | 3282.5455 | 0 | 0 | 2167.435 | 447230 | 36108 | 3.0566 | 320.9434 | 0 | 11 | 0 | 335 | 2.8302 | 297.1698 | 300 | 0 | 2.837 | 297.8842 | 300.7212 | 0 | 2.6403 | 277.2334 | 279.8737 | 0 | 10.3412 | 0 | 279.1148 | 289.7167 | 300.7212 | 312.1436 | 324 | 261.0976 | 270.3227 | 279.8737 | 289.7622 | 300 | 9.7218 | 10.0267 | 10.3412 | 10.6655 | 11 | 331.76 | 339.7058 | 347.8419 | 345.555 | 343.2831 | 342.1869 | 341.0942 | 340.005 | 338.9192 | 337.8369 | 340.3359 | 342.8534 | 345.3894 | 347.9443 | 350.518 | 351.9309 | 353.3437 | 354.7566 | 356.1695 | 357.5824 | 358.7405 | 359.8986 | 361.0568 | 362.2149 | 363.3731 | 307.1851 | 314.5424 | 322.0758 | 319.9583 | 317.8547 | 316.8397 | 315.8279 | 314.8194 | 313.8141 | 312.812 | 315.1258 | 317.4568 | 319.805 | 322.1706 | 324.5537 | 325.8619 | 327.1701 | 328.4784 | 329.7866 | 331.0948 | 332.1671 | 333.2395 | 334.3118 | 335.3842 | 336.4565 | 11.2635 | 11.5332 | 11.8094 | 11.7318 | 11.6547 | 11.6175 | 11.5804 | 11.5434 | 11.5065 | 11.4698 | 11.5546 | 11.6401 | 11.7262 | 11.8129 | 11.9003 | 11.9483 | 11.9962 | 12.0442 | 12.0922 | 12.1401 | 12.1795 | 12.2188 | 12.2581 | 12.2974 | 12.3367 | 0 | 0 | 0 | 0 | 0 | 0 | 0 | 0 | 0 | 0 | 0 | 0 | 0 | 0 | 0 | 0 | 0 | 0 | 0 | 0 | 0 | 0 | 0 | 0 | 0 | 0 | 0 | 0 | 0 | 0 | 0 | 0 | 0 | 0 | 0 | 0 | 0 | 0 | 0 | 0 | 0 | 0 | 0 | 0 | 0 | 0 | 0 | 0 | 0 | 0
117 | 92 | 117,92 | 99705 | North Pole | Y | 81 | 33 | 31 | 2 | 1 | 89 | 90 | 3 | 0 | 0 | 93 | 3292 | 2004.3146 | 2018.6222 | 5510.6667 | 0 | 0 | 2131.2688 | 181676 | 16532 | 0.36667 | 32.6333 | 0 | 3 | 0 | 36 | 0.34444 | 30.6556 | 31 | 0 | 0.34032 | 30.2887 | 30.629 | 0 | 0.32134 | 28.5989 | 28.9203 | 0 | 2.8203 | 0 | 28.4284 | 29.5082 | 30.629 | 31.7924 | 33 | 26.9801 | 27.9333 | 28.9203 | 29.9421 | 31 | 2.6514 | 2.7346 | 2.8203 | 2.9088 | 3 | 33.339 | 33.6816 | 34.0276 | 33.8039 | 33.5816 | 33.4744 | 33.3675 | 33.2609 | 33.1547 | 33.0489 | 33.2933 | 33.5396 | 33.7877 | 34.0376 | 34.2894 | 34.4276 | 34.5658 | 34.704 | 34.8422 | 34.9804 | 35.0937 | 35.207 | 35.3203 | 35.4336 | 35.5469 | 31.3185 | 31.6402 | 31.9653 | 31.7552 | 31.5464 | 31.4456 | 31.3452 | 31.2451 | 31.1454 | 31.0459 | 31.2755 | 31.5069 | 31.7399 | 31.9747 | 32.2112 | 32.3411 | 32.4709 | 32.6007 | 32.7306 | 32.8604 | 32.9669 | 33.0733 | 33.1797 | 33.2861 | 33.3926 | 3.0308 | 3.062 | 3.0934 | 3.0731 | 3.0529 | 3.0431 | 3.0334 | 3.0237 | 3.0141 | 3.0044 | 3.0267 | 3.0491 | 3.0716 | 3.0943 | 3.1172 | 3.1298 | 3.1423 | 3.1549 | 3.1675 | 3.18 | 3.1903 | 3.2006 | 3.2109 | 3.2212 | 3.2315 | 0 | 0 | 0 | 0 | 0 | 0 | 0 | 0 | 0 | 0 | 0 | 0 | 0 | 0 | 0 | 0 | 0 | 0 | 0 | 0 | 0 | 0 | 0 | 0 | 0 | 0 | 0 | 0 | 0 | 0 | 0 | 0 | 0 | 0 | 0 | 0 | 0 | 0 | 0 | 0 | 0 | 0 | 0 | 0 | 0 | 0 | 0 | 0 | 0 | 0
118 | 92 | 118,92 | 99705 | North Pole | Y | 123 | 54 | 49 | 5 | 0 | 15 | 15 | 0 | 0 | 0 | 15 | 0 | 1687.8 | 1687.8 | 0 | 0 | 0 | 1687.8 | 25317 | 0 | 0 | 54 | 0 | 0 | 0 | 54 | 0 | 49 | 49 | 0 | 0 | 50.1202 | 50.1202 | 0 | 0 | 45.7127 | 45.7127 | 0 | 0 | 0 | 46.5191 | 48.2861 | 50.1202 | 52.0239 | 54 | 42.6459 | 44.1527 | 45.7127 | 47.3278 | 49 | 0 | 0 | 0 | 0 | 0 | 54.5548 | 55.1153 | 55.6815 | 55.3154 | 54.9518 | 54.7763 | 54.6014 | 54.427 | 54.2532 | 54.0799 | 54.48 | 54.883 | 55.2889 | 55.6979 | 56.1099 | 56.3361 | 56.5622 | 56.7884 | 57.0146 | 57.2407 | 57.4261 | 57.6115 | 57.7969 | 57.9823 | 58.1677 | 49.5034 | 50.012 | 50.5258 | 50.1936 | 49.8636 | 49.7044 | 49.5457 | 49.3875 | 49.2297 | 49.0725 | 49.4355 | 49.8012 | 50.1696 | 50.5407 | 50.9145 | 51.1198 | 51.325 | 51.5302 | 51.7354 | 51.9407 | 52.1089 | 52.2771 | 52.4453 | 52.6136 | 52.7818 | 0 | 0 | 0 | 0 | 0 | 0 | 0 | 0 | 0 | 0 | 0 | 0 | 0 | 0 | 0 | 0 | 0 | 0 | 0 | 0 | 0 | 0 | 0 | 0 | 0 | 0 | 0 | 0 | 0 | 0 | 0 | 0 | 0 | 0 | 0 | 0 | 0 | 0 | 0 | 0 | 0 | 0 | 0 | 0 | 0 | 0 | 0 | 0 | 0 | 0 | 0 | 0 | 0 | 0 | 0 | 0 | 0 | 0 | 0 | 0 | 0 | 0 | 0 | 0 | 0 | 0 | 0 | 0 | 0 | 0 | 0 | 0 | 0 | 0 | 0
119 | 92 | 119,92 | 99705 | North Pole | Y | 274 | 104 | 93 | 11 | 1 | 102 | 103 | 9 | 0 | 0 | 112 | 3536 | 2194.3431 | 2207.3689 | 4649.2222 | 0 | 0 | 2403.5893 | 227359 | 41843 | 1.0097 | 102.9903 | 0 | 9 | 0 | 113 | 0.90291 | 92.0971 | 93 | 0 | 0.93716 | 95.5906 | 96.5278 | 0 | 0.84234 | 85.9185 | 86.7608 | 0 | 8.461 | 0 | 89.5924 | 92.9955 | 96.5278 | 100.1943 | 104 | 80.9403 | 83.8 | 86.7608 | 89.8263 | 93 | 7.9542 | 8.2037 | 8.461 | 8.7263 | 9 | 105.0685 | 106.1479 | 107.2385 | 106.5334 | 105.833 | 105.495 | 105.1582 | 104.8224 | 104.4876 | 104.154 | 104.9244 | 105.7005 | 106.4824 | 107.27 | 108.0635 | 108.4991 | 108.9347 | 109.3702 | 109.8058 | 110.2414 | 110.5985 | 110.9555 | 111.3126 | 111.6696 | 112.0267 | 93.9555 | 94.9207 | 95.8959 | 95.2655 | 94.6391 | 94.3369 | 94.0357 | 93.7354 | 93.4361 | 93.1377 | 93.8266 | 94.5207 | 95.2198 | 95.9242 | 96.6337 | 97.0232 | 97.4127 | 97.8022 | 98.1918 | 98.5813 | 98.9006 | 99.2198 | 99.5391 | 99.8584 | 100.1777 | 9.0925 | 9.1859 | 9.2803 | 9.2192 | 9.1586 | 9.1294 | 9.1002 | 9.0712 | 9.0422 | 9.0133 | 9.08 | 9.1472 | 9.2148 | 9.283 | 9.3516 | 9.3893 | 9.427 | 9.4647 | 9.5024 | 9.5401 | 9.571 | 9.6019 | 9.6328 | 9.6637 | 9.6946 | 0 | 0 | 0 | 0 | 0 | 0 | 0 | 0 | 0 | 0 | 0 | 0 | 0 | 0 | 0 | 0 | 0 | 0 | 0 | 0 | 0 | 0 | 0 | 0 | 0 | 0 | 0 | 0 | 0 | 0 | 0 | 0 | 0 | 0 | 0 | 0 | 0 | 0 | 0 | 0 | 0 | 0 | 0 | 0 | 0 | 0 | 0 | 0 | 0 | 0
120 | 92 | 120,92 | 99705 | North Pole | Y | 217 | 77 | 70 | 7 | 1 | 147 | 148 | 2 | 0 | 0 | 150 | 3024 | 2220.9592 | 2226.3851 | 2932 | 0 | 0 | 2235.7933 | 329505 | 5864 | 0.52027 | 76.4797 | 0 | 2 | 0 | 79 | 0.47297 | 69.527 | 70 | 0 | 0.48289 | 70.9848 | 71.4677 | 0 | 0.44124 | 64.8626 | 65.3039 | 0 | 1.8802 | 0 | 66.3328 | 68.8524 | 71.4677 | 74.1823 | 77 | 60.9228 | 63.0753 | 65.3039 | 67.6112 | 70 | 1.7676 | 1.823 | 1.8802 | 1.9392 | 2 | 78.7107 | 80.4595 | 82.2471 | 81.7064 | 81.1692 | 80.91 | 80.6516 | 80.3941 | 80.1373 | 79.8814 | 80.4723 | 81.0676 | 81.6672 | 82.2713 | 82.8799 | 83.2139 | 83.548 | 83.8821 | 84.2162 | 84.5502 | 84.8241 | 85.0979 | 85.3718 | 85.6456 | 85.9194 | 71.5552 | 73.145 | 74.7701 | 74.2785 | 73.7902 | 73.5545 | 73.3196 | 73.0855 | 72.8521 | 72.6195 | 73.1566 | 73.6978 | 74.2429 | 74.7921 | 75.3453 | 75.649 | 75.9527 | 76.2564 | 76.5601 | 76.8638 | 77.1128 | 77.3617 | 77.6107 | 77.8596 | 78.1086 | 2.0444 | 2.0899 | 2.1363 | 2.1222 | 2.1083 | 2.1016 | 2.0948 | 2.0882 | 2.0815 | 2.0748 | 2.0902 | 2.1057 | 2.1212 | 2.1369 | 2.1527 | 2.1614 | 2.1701 | 2.1788 | 2.1874 | 2.1961 | 2.2032 | 2.2103 | 2.2174 | 2.2246 | 2.2317 | 0 | 0 | 0 | 0 | 0 | 0 | 0 | 0 | 0 | 0 | 0 | 0 | 0 | 0 | 0 | 0 | 0 | 0 | 0 | 0 | 0 | 0 | 0 | 0 | 0 | 0 | 0 | 0 | 0 | 0 | 0 | 0 | 0 | 0 | 0 | 0 | 0 | 0 | 0 | 0 | 0 | 0 | 0 | 0 | 0 | 0 | 0 | 0 | 0 | 0
121 | 92 | 121,92 | 99705 | North Pole | Y | 524 | 203 | 184 | 19 | 0 | 131 | 131 | 2 | 0 | 0 | 133 | 0 | 1959.0916 | 1959.0916 | 5122 | 0 | 0 | 2006.6541 | 256641 | 10244 | 0 | 203 | 0 | 2 | 0 | 205 | 0 | 184 | 184 | 0 | 0 | 188.4148 | 188.4148 | 0 | 0 | 171.6559 | 171.6559 | 0 | 1.8802 | 0 | 174.8775 | 181.52 | 188.4148 | 195.5715 | 203 | 160.1399 | 165.7979 | 171.6559 | 177.7208 | 184 | 1.7676 | 1.823 | 1.8802 | 1.9392 | 2 | 206.3072 | 209.6682 | 213.084 | 211.6831 | 210.2914 | 209.6198 | 208.9505 | 208.2832 | 207.6181 | 206.9551 | 208.486 | 210.0281 | 211.5817 | 213.1467 | 214.7234 | 215.5889 | 216.4544 | 217.3199 | 218.1854 | 219.0509 | 219.7604 | 220.4699 | 221.1793 | 221.8888 | 222.5983 | 186.9976 | 190.0441 | 193.1402 | 191.8704 | 190.6089 | 190.0003 | 189.3935 | 188.7887 | 188.1859 | 187.5849 | 188.9725 | 190.3703 | 191.7785 | 193.1971 | 194.6261 | 195.4106 | 196.1951 | 196.9796 | 197.7641 | 198.5486 | 199.1917 | 199.8348 | 200.4778 | 201.1209 | 201.7639 | 2.0326 | 2.0657 | 2.0994 | 2.0855 | 2.0718 | 2.0652 | 2.0586 | 2.0521 | 2.0455 | 2.039 | 2.054 | 2.0692 | 2.0845 | 2.1 | 2.1155 | 2.124 | 2.1326 | 2.1411 | 2.1496 | 2.1581 | 2.1651 | 2.1721 | 2.1791 | 2.1861 | 2.1931 | 0 | 0 | 0 | 0 | 0 | 0 | 0 | 0 | 0 | 0 | 0 | 0 | 0 | 0 | 0 | 0 | 0 | 0 | 0 | 0 | 0 | 0 | 0 | 0 | 0 | 0 | 0 | 0 | 0 | 0 | 0 | 0 | 0 | 0 | 0 | 0 | 0 | 0 | 0 | 0 | 0 | 0 | 0 | 0 | 0 | 0 | 0 | 0 | 0 | 0
122 | 92 | 122,92 | 99705 | - | N | 2 | 1 | 1 | 0 | 0 | 0 | 0 | 0 | 0 | 0 | 0 | 0 | 834.495 | 834.495 | 1408.3846 | 0 | 0 | 1365.174 | 0 | 0 | 0.022912 | 0.97579 | 0.0012994 | 0 | 0 | 1 | 0.022912 | 0.97579 | 0.9987 | 0.0012994 | 0.021266 | 0.90568 | 0.92695 | 0.001206 | 0.021375 | 0.91032 | 0.9317 | 0.0012122 | 0 | 0 | 0.86035 | 0.89303 | 0.92695 | 0.96215 | 0.9987 | 0.86919 | 0.8999 | 0.9317 | 0.96462 | 0.9987 | 0 | 0 | 0 | 0 | 0 | 1.015 | 1.0315 | 1.0483 | 1.0414 | 1.0346 | 1.0313 | 1.028 | 1.0247 | 1.0214 | 1.0182 | 1.0257 | 1.0333 | 1.0409 | 1.0486 | 1.0564 | 1.0606 | 1.0649 | 1.0692 | 1.0734 | 1.0777 | 1.0812 | 1.0846 | 1.0881 | 1.0916 | 1.0951 | 1.015 | 1.0315 | 1.0483 | 1.0414 | 1.0346 | 1.0313 | 1.028 | 1.0247 | 1.0214 | 1.0182 | 1.0257 | 1.0333 | 1.0409 | 1.0486 | 1.0564 | 1.0606 | 1.0649 | 1.0692 | 1.0734 | 1.0777 | 1.0812 | 1.0846 | 1.0881 | 1.0916 | 1.0951 | 0 | 0 | 0 | 0 | 0 | 0 | 0 | 0 | 0 | 0 | 0 | 0 | 0 | 0 | 0 | 0 | 0 | 0 | 0 | 0 | 0 | 0 | 0 | 0 | 0 | 0.0013205 | 0.0013421 | 0.0013639 | 0.001355 | 0.001346 | 0.0013417 | 0.0013375 | 0.0013332 | 0.0013289 | 0.0013247 | 0.0013345 | 0.0013444 | 0.0013543 | 0.0013643 | 0.0013744 | 0.00138 | 0.0013855 | 0.001391 | 0.0013966 | 0.0014021 | 0.0014067 | 0.0014112 | 0.0014157 | 0.0014203 | 0.0014248 | 0 | 0 | 0 | 0 | 0 | 0 | 0 | 0 | 0 | 0 | 0 | 0 | 0 | 0 | 0 | 0 | 0 | 0 | 0 | 0 | 0 | 0 | 0 | 0 | 0
124 | 92 | 124,92 | 99705 | - | N | 143 | 62 | 51 | 11 | 0 | 0 | 0 | 0 | 0 | 0 | 0 | 0 | 834.495 | 834.495 | 1408.3846 | 0 | 0 | 1365.174 | 0 | 0 | 1.4206 | 60.4989 | 0.080561 | 0 | 0 | 62 | 1.1685 | 49.7652 | 50.9337 | 0.066268 | 1.3185 | 56.1521 | 57.4706 | 0.074773 | 1.0901 | 46.4266 | 47.5167 | 0.061822 | 0 | 0 | 53.3415 | 55.3676 | 57.4706 | 59.6536 | 61.9194 | 44.3289 | 45.8951 | 47.5167 | 49.1956 | 50.9337 | 0 | 0 | 0 | 0 | 0 | 62.9282 | 63.9534 | 64.9953 | 64.568 | 64.1435 | 63.9386 | 63.7345 | 63.5309 | 63.3281 | 63.1258 | 63.5928 | 64.0632 | 64.537 | 65.0144 | 65.4953 | 65.7593 | 66.0233 | 66.2873 | 66.5513 | 66.8153 | 67.0317 | 67.2481 | 67.4645 | 67.6809 | 67.8973 | 51.7635 | 52.6068 | 53.4639 | 53.1124 | 52.7632 | 52.5947 | 52.4267 | 52.2593 | 52.0924 | 51.9261 | 52.3102 | 52.6971 | 53.0869 | 53.4796 | 53.8752 | 54.0924 | 54.3095 | 54.5267 | 54.7438 | 54.961 | 55.139 | 55.317 | 55.495 | 55.673 | 55.851 | 0 | 0 | 0 | 0 | 0 | 0 | 0 | 0 | 0 | 0 | 0 | 0 | 0 | 0 | 0 | 0 | 0 | 0 | 0 | 0 | 0 | 0 | 0 | 0 | 0 | 0.081874 | 0.083208 | 0.084563 | 0.084007 | 0.083455 | 0.083188 | 0.082923 | 0.082658 | 0.082394 | 0.082131 | 0.082738 | 0.08335 | 0.083967 | 0.084588 | 0.085214 | 0.085557 | 0.085901 | 0.086244 | 0.086588 | 0.086931 | 0.087213 | 0.087494 | 0.087776 | 0.088057 | 0.088339 | 0 | 0 | 0 | 0 | 0 | 0 | 0 | 0 | 0 | 0 | 0 | 0 | 0 | 0 | 0 | 0 | 0 | 0 | 0 | 0 | 0 | 0 | 0 | 0 | 0
85 | 93 | 85,93 | 99709 | - | N | 0 | 1 | 0 | 1 | 0 | 0 | 0 | 0 | 0 | 0 | 0 | 0 | 834.495 | 834.495 | 1408.3846 | 0 | 0 | 1365.174 | 0 | 0 | 0.022912 | 0.97579 | 0.0012994 | 0 | 0 | 1 | 0 | 0 | 0 | 0 | 0.021816 | 0.92911 | 0.95092 | 0.0012372 | 0 | 0 | 0 | 0 | 0 | 0 | 0.90543 | 0.9279 | 0.95092 | 0.97452 | 0.9987 | 0 | 0 | 0 | 0 | 0 | 0 | 0 | 0 | 0 | 0 | 1.0038 | 1.009 | 1.0141 | 1.0075 | 1.0008 | 0.99764 | 0.99445 | 0.99128 | 0.98811 | 0.98496 | 0.99224 | 0.99958 | 1.007 | 1.0144 | 1.0219 | 1.026 | 1.0302 | 1.0343 | 1.0384 | 1.0425 | 1.0459 | 1.0493 | 1.0527 | 1.056 | 1.0594 | 0 | 0 | 0 | 0 | 0 | 0 | 0 | 0 | 0 | 0 | 0 | 0 | 0 | 0 | 0 | 0 | 0 | 0 | 0 | 0 | 0 | 0 | 0 | 0 | 0 | 0 | 0 | 0 | 0 | 0 | 0 | 0 | 0 | 0 | 0 | 0 | 0 | 0 | 0 | 0 | 0 | 0 | 0 | 0 | 0 | 0 | 0 | 0 | 0 | 0 | 0.001306 | 0.0013127 | 0.0013194 | 0.0013108 | 0.0013022 | 0.001298 | 0.0012939 | 0.0012897 | 0.0012856 | 0.0012815 | 0.001291 | 0.0013005 | 0.0013101 | 0.0013198 | 0.0013296 | 0.001335 | 0.0013403 | 0.0013457 | 0.001351 | 0.0013564 | 0.0013608 | 0.0013652 | 0.0013696 | 0.001374 | 0.0013784 | 0 | 0 | 0 | 0 | 0 | 0 | 0 | 0 | 0 | 0 | 0 | 0 | 0 | 0 | 0 | 0 | 0 | 0 | 0 | 0 | 0 | 0 | 0 | 0 | 0
93 | 93 | 93,93 | 99709 | - | N | 3 | 1 | 1 | 0 | 0 | 10 | 10 | 0 | 0 | 0 | 10 | 0 | 1771.8 | 1771.8 | 0 | 0 | 0 | 1771.8 | 17718 | 0 | 0 | 1 | 0 | 0 | 0 | 1 | 0 | 1 | 1 | 0 | 0 | 0.95216 | 0.95216 | 0 | 0 | 0.95395 | 0.95395 | 0 | 0 | 0 | 0.90661 | 0.9291 | 0.95216 | 0.97579 | 1 | 0.91003 | 0.93173 | 0.95395 | 0.97671 | 1 | 0 | 0 | 0 | 0 | 0 | 1.0051 | 1.0103 | 1.0154 | 1.0088 | 1.0021 | 0.99894 | 0.99575 | 0.99257 | 0.9894 | 0.98624 | 0.99353 | 1.0009 | 1.0083 | 1.0157 | 1.0233 | 1.0274 | 1.0315 | 1.0356 | 1.0398 | 1.0439 | 1.0473 | 1.0506 | 1.054 | 1.0574 | 1.0608 | 1.0051 | 1.0103 | 1.0154 | 1.0088 | 1.0021 | 0.99894 | 0.99575 | 0.99257 | 0.9894 | 0.98624 | 0.99353 | 1.0009 | 1.0083 | 1.0157 | 1.0233 | 1.0274 | 1.0315 | 1.0356 | 1.0398 | 1.0439 | 1.0473 | 1.0506 | 1.054 | 1.0574 | 1.0608 | 0 | 0 | 0 | 0 | 0 | 0 | 0 | 0 | 0 | 0 | 0 | 0 | 0 | 0 | 0 | 0 | 0 | 0 | 0 | 0 | 0 | 0 | 0 | 0 | 0 | 0 | 0 | 0 | 0 | 0 | 0 | 0 | 0 | 0 | 0 | 0 | 0 | 0 | 0 | 0 | 0 | 0 | 0 | 0 | 0 | 0 | 0 | 0 | 0 | 0 | 0 | 0 | 0 | 0 | 0 | 0 | 0 | 0 | 0 | 0 | 0 | 0 | 0 | 0 | 0 | 0 | 0 | 0 | 0 | 0 | 0 | 0 | 0 | 0 | 0
98 | 93 | 98,93 | 99709 | - | N | 39 | 18 | 18 | 0 | 0 | 22 | 22 | 0 | 0 | 0 | 22 | 0 | 1831.2273 | 1831.2273 | 0 | 0 | 0 | 1831.2273 | 40287 | 0 | 0 | 18 | 0 | 0 | 0 | 18 | 0 | 18 | 18 | 0 | 0 | 17.1389 | 17.1389 | 0 | 0 | 17.1712 | 17.1712 | 0 | 0 | 0 | 16.3189 | 16.7239 | 17.1389 | 17.5641 | 18 | 16.3805 | 16.7712 | 17.1712 | 17.5807 | 18 | 0 | 0 | 0 | 0 | 0 | 18.0922 | 18.1849 | 18.278 | 18.1579 | 18.0385 | 17.9809 | 17.9235 | 17.8662 | 17.8092 | 17.7523 | 17.8836 | 18.0159 | 18.1492 | 18.2834 | 18.4187 | 18.4929 | 18.5671 | 18.6414 | 18.7156 | 18.7899 | 18.8507 | 18.9116 | 18.9724 | 19.0333 | 19.0942 | 18.0922 | 18.1849 | 18.278 | 18.1579 | 18.0385 | 17.9809 | 17.9235 | 17.8662 | 17.8092 | 17.7523 | 17.8836 | 18.0159 | 18.1492 | 18.2834 | 18.4187 | 18.4929 | 18.5671 | 18.6414 | 18.7156 | 18.7899 | 18.8507 | 18.9116 | 18.9724 | 19.0333 | 19.0942 | 0 | 0 | 0 | 0 | 0 | 0 | 0 | 0 | 0 | 0 | 0 | 0 | 0 | 0 | 0 | 0 | 0 | 0 | 0 | 0 | 0 | 0 | 0 | 0 | 0 | 0 | 0 | 0 | 0 | 0 | 0 | 0 | 0 | 0 | 0 | 0 | 0 | 0 | 0 | 0 | 0 | 0 | 0 | 0 | 0 | 0 | 0 | 0 | 0 | 0 | 0 | 0 | 0 | 0 | 0 | 0 | 0 | 0 | 0 | 0 | 0 | 0 | 0 | 0 | 0 | 0 | 0 | 0 | 0 | 0 | 0 | 0 | 0 | 0 | 0
99 | 93 | 99,93 | 99709 | Fairbanks | Y | 1 | 2 | 1 | 1 | 0 | 6 | 6 | 0 | 0 | 0 | 6 | 0 | 1641.3333 | 1641.3333 | 0 | 0 | 0 | 1641.3333 | 9848 | 0 | 0 | 2 | 0 | 0 | 0 | 2 | 0 | 1 | 1 | 0 | 0 | 1.9043 | 1.9043 | 0 | 0 | 0.95395 | 0.95395 | 0 | 0 | 0 | 1.8132 | 1.8582 | 1.9043 | 1.9516 | 2 | 0.91003 | 0.93173 | 0.95395 | 0.97671 | 1 | 0 | 0 | 0 | 0 | 0 | 2.0187 | 2.0375 | 2.0566 | 2.0431 | 2.0296 | 2.0232 | 2.0167 | 2.0103 | 2.0038 | 1.9974 | 2.0122 | 2.0271 | 2.0421 | 2.0572 | 2.0724 | 2.0808 | 2.0891 | 2.0975 | 2.1058 | 2.1142 | 2.121 | 2.1279 | 2.1347 | 2.1416 | 2.1484 | 1.0093 | 1.0188 | 1.0283 | 1.0215 | 1.0148 | 1.0116 | 1.0083 | 1.0051 | 1.0019 | 0.99872 | 1.0061 | 1.0135 | 1.021 | 1.0286 | 1.0362 | 1.0404 | 1.0446 | 1.0487 | 1.0529 | 1.0571 | 1.0605 | 1.0639 | 1.0674 | 1.0708 | 1.0742 | 0 | 0 | 0 | 0 | 0 | 0 | 0 | 0 | 0 | 0 | 0 | 0 | 0 | 0 | 0 | 0 | 0 | 0 | 0 | 0 | 0 | 0 | 0 | 0 | 0 | 0 | 0 | 0 | 0 | 0 | 0 | 0 | 0 | 0 | 0 | 0 | 0 | 0 | 0 | 0 | 0 | 0 | 0 | 0 | 0 | 0 | 0 | 0 | 0 | 0 | 0 | 0 | 0 | 0 | 0 | 0 | 0 | 0 | 0 | 0 | 0 | 0 | 0 | 0 | 0 | 0 | 0 | 0 | 0 | 0 | 0 | 0 | 0 | 0 | 0
100 | 93 | 100,93 | 99709 | Fairbanks | Y | 887 | 411 | 362 | 49 | 0 | 5 | 5 | 0 | 0 | 0 | 5 | 0 | 1424.4 | 1424.4 | 0 | 0 | 0 | 1424.4 | 7122 | 0 | 0 | 411 | 0 | 0 | 0 | 411 | 0 | 362 | 362 | 0 | 0 | 391.3371 | 391.3371 | 0 | 0 | 345.3316 | 345.3316 | 0 | 0 | 0 | 372.6149 | 381.8613 | 391.3371 | 401.0481 | 411 | 329.4307 | 337.2874 | 345.3316 | 353.5676 | 362 | 0 | 0 | 0 | 0 | 0 | 414.8401 | 418.7161 | 422.6283 | 419.8497 | 417.0894 | 415.7575 | 414.4298 | 413.1064 | 411.7872 | 410.4723 | 413.5085 | 416.5672 | 419.6486 | 422.7527 | 425.8798 | 427.5964 | 429.3131 | 431.0297 | 432.7463 | 434.463 | 435.8701 | 437.2773 | 438.6844 | 440.0915 | 441.4987 | 365.3823 | 368.7962 | 372.242 | 369.7946 | 367.3634 | 366.1903 | 365.0209 | 363.8553 | 362.6934 | 361.5352 | 364.2094 | 366.9035 | 369.6175 | 372.3515 | 375.1058 | 376.6178 | 378.1297 | 379.6417 | 381.1537 | 382.6657 | 383.9051 | 385.1445 | 386.3838 | 387.6232 | 388.8626 | 0 | 0 | 0 | 0 | 0 | 0 | 0 | 0 | 0 | 0 | 0 | 0 | 0 | 0 | 0 | 0 | 0 | 0 | 0 | 0 | 0 | 0 | 0 | 0 | 0 | 0 | 0 | 0 | 0 | 0 | 0 | 0 | 0 | 0 | 0 | 0 | 0 | 0 | 0 | 0 | 0 | 0 | 0 | 0 | 0 | 0 | 0 | 0 | 0 | 0 | 0 | 0 | 0 | 0 | 0 | 0 | 0 | 0 | 0 | 0 | 0 | 0 | 0 | 0 | 0 | 0 | 0 | 0 | 0 | 0 | 0 | 0 | 0 | 0 | 0
101 | 93 | 101,93 | 99709 | Fairbanks | Y | 31 | 12 | 12 | 0 | 0 | 48 | 48 | 0 | 0 | 0 | 48 | 0 | 2905.4167 | 2905.4167 | 0 | 0 | 0 | 2905.4167 | 139460 | 0 | 0 | 12 | 0 | 0 | 0 | 12 | 0 | 12 | 12 | 0 | 0 | 11.4259 | 11.4259 | 0 | 0 | 11.4475 | 11.4475 | 0 | 0 | 0 | 10.8793 | 11.1492 | 11.4259 | 11.7094 | 12 | 10.9204 | 11.1808 | 11.4475 | 11.7205 | 12 | 0 | 0 | 0 | 0 | 0 | 12.097 | 12.1948 | 12.2933 | 12.2125 | 12.1322 | 12.0935 | 12.0549 | 12.0164 | 11.978 | 11.9398 | 12.0281 | 12.117 | 12.2067 | 12.297 | 12.3879 | 12.4379 | 12.4878 | 12.5377 | 12.5877 | 12.6376 | 12.6785 | 12.7195 | 12.7604 | 12.8013 | 12.8422 | 12.097 | 12.1948 | 12.2933 | 12.2125 | 12.1322 | 12.0935 | 12.0549 | 12.0164 | 11.978 | 11.9398 | 12.0281 | 12.117 | 12.2067 | 12.297 | 12.3879 | 12.4379 | 12.4878 | 12.5377 | 12.5877 | 12.6376 | 12.6785 | 12.7195 | 12.7604 | 12.8013 | 12.8422 | 0 | 0 | 0 | 0 | 0 | 0 | 0 | 0 | 0 | 0 | 0 | 0 | 0 | 0 | 0 | 0 | 0 | 0 | 0 | 0 | 0 | 0 | 0 | 0 | 0 | 0 | 0 | 0 | 0 | 0 | 0 | 0 | 0 | 0 | 0 | 0 | 0 | 0 | 0 | 0 | 0 | 0 | 0 | 0 | 0 | 0 | 0 | 0 | 0 | 0 | 0 | 0 | 0 | 0 | 0 | 0 | 0 | 0 | 0 | 0 | 0 | 0 | 0 | 0 | 0 | 0 | 0 | 0 | 0 | 0 | 0 | 0 | 0 | 0 | 0
102 | 93 | 102,93 | 99709 | Fairbanks | Y | 407 | 201 | 179 | 22 | 0 | 75 | 75 | 0 | 0 | 0 | 75 | 0 | 2481.4133 | 2481.4133 | 0 | 0 | 0 | 2481.4133 | 186106 | 0 | 0 | 201 | 0 | 0 | 0 | 201 | 0 | 179 | 179 | 0 | 0 | 191.3838 | 191.3838 | 0 | 0 | 170.7579 | 170.7579 | 0 | 0 | 0 | 182.2277 | 186.7497 | 191.3838 | 196.133 | 201 | 162.8953 | 166.7802 | 170.7579 | 174.8304 | 179 | 0 | 0 | 0 | 0 | 0 | 202.6247 | 204.2625 | 205.9135 | 204.5597 | 203.2148 | 202.5659 | 201.919 | 201.2742 | 200.6315 | 199.9908 | 201.4701 | 202.9604 | 204.4617 | 205.9741 | 207.4977 | 208.3341 | 209.1705 | 210.0068 | 210.8432 | 211.6796 | 212.3652 | 213.0508 | 213.7364 | 214.422 | 215.1076 | 180.4468 | 181.9054 | 183.3757 | 182.1701 | 180.9724 | 180.3945 | 179.8184 | 179.2442 | 178.6718 | 178.1013 | 179.4187 | 180.7458 | 182.0828 | 183.4297 | 184.7865 | 185.5313 | 186.2762 | 187.021 | 187.7659 | 188.5107 | 189.1212 | 189.7318 | 190.3423 | 190.9529 | 191.5634 | 0 | 0 | 0 | 0 | 0 | 0 | 0 | 0 | 0 | 0 | 0 | 0 | 0 | 0 | 0 | 0 | 0 | 0 | 0 | 0 | 0 | 0 | 0 | 0 | 0 | 0 | 0 | 0 | 0 | 0 | 0 | 0 | 0 | 0 | 0 | 0 | 0 | 0 | 0 | 0 | 0 | 0 | 0 | 0 | 0 | 0 | 0 | 0 | 0 | 0 | 0 | 0 | 0 | 0 | 0 | 0 | 0 | 0 | 0 | 0 | 0 | 0 | 0 | 0 | 0 | 0 | 0 | 0 | 0 | 0 | 0 | 0 | 0 | 0 | 0
103 | 93 | 103,93 | 99709 | Fairbanks | Y | 36 | 17 | 16 | 1 | 1 | 103 | 104 | 2 | 0 | 0 | 106 | 1909 | 3238.8155 | 3226.0288 | 4132 | 0 | 0 | 3243.1226 | 335507 | 8264 | 0.16346 | 16.8365 | 0 | 2 | 0 | 19 | 0.15385 | 15.8462 | 16 | 0 | 0.15564 | 16.0311 | 16.1867 | 0 | 0.14676 | 15.1165 | 15.2633 | 0 | 1.9193 | 0 | 15.4123 | 15.7947 | 16.1867 | 16.5884 | 17 | 14.5605 | 14.9077 | 15.2633 | 15.6273 | 16 | 1.8419 | 1.8802 | 1.9193 | 1.9593 | 2 | 17.1374 | 17.2759 | 17.4156 | 17.3011 | 17.1873 | 17.1324 | 17.0777 | 17.0232 | 16.9688 | 16.9146 | 17.0398 | 17.1658 | 17.2928 | 17.4207 | 17.5496 | 17.6203 | 17.691 | 17.7618 | 17.8325 | 17.9033 | 17.9612 | 18.0192 | 18.0772 | 18.1352 | 18.1932 | 16.1293 | 16.2597 | 16.3911 | 16.2834 | 16.1763 | 16.1246 | 16.0732 | 16.0218 | 15.9707 | 15.9197 | 16.0374 | 16.1561 | 16.2756 | 16.3959 | 16.5172 | 16.5838 | 16.6504 | 16.717 | 16.7835 | 16.8501 | 16.9047 | 16.9593 | 17.0138 | 17.0684 | 17.123 | 2.0162 | 2.0325 | 2.0489 | 2.0354 | 2.022 | 2.0156 | 2.0091 | 2.0027 | 1.9963 | 1.99 | 2.0047 | 2.0195 | 2.0344 | 2.0495 | 2.0647 | 2.073 | 2.0813 | 2.0896 | 2.0979 | 2.1063 | 2.1131 | 2.1199 | 2.1267 | 2.1336 | 2.1404 | 0 | 0 | 0 | 0 | 0 | 0 | 0 | 0 | 0 | 0 | 0 | 0 | 0 | 0 | 0 | 0 | 0 | 0 | 0 | 0 | 0 | 0 | 0 | 0 | 0 | 0 | 0 | 0 | 0 | 0 | 0 | 0 | 0 | 0 | 0 | 0 | 0 | 0 | 0 | 0 | 0 | 0 | 0 | 0 | 0 | 0 | 0 | 0 | 0 | 0
104 | 93 | 104,93 | 99709 | Fairbanks | Y | 1012 | 428 | 392 | 36 | 2 | 251 | 253 | 22 | 0 | 0 | 275 | 3374.5 | 2335.4622 | 2343.6759 | 7944.3636 | 0 | 0 | 2791.7309 | 592950 | 174776 | 3.3834 | 424.6166 | 0 | 22 | 0 | 450 | 3.0988 | 388.9012 | 392 | 0 | 3.2215 | 404.3023 | 407.5238 | 0 | 2.9561 | 370.9941 | 373.9502 | 0 | 21.1126 | 0 | 388.0272 | 397.656 | 407.5238 | 417.6364 | 428 | 356.7315 | 365.2394 | 373.9502 | 382.8688 | 392 | 20.2611 | 20.6825 | 21.1126 | 21.5518 | 22 | 438.0417 | 448.319 | 458.8374 | 455.8207 | 452.8239 | 451.3779 | 449.9365 | 448.4997 | 447.0675 | 445.6399 | 448.9362 | 452.257 | 455.6023 | 458.9724 | 462.3674 | 464.2311 | 466.0949 | 467.9586 | 469.8223 | 471.686 | 473.2137 | 474.7414 | 476.2691 | 477.7968 | 479.3245 | 401.1971 | 410.6099 | 420.2436 | 417.4807 | 414.7359 | 413.4115 | 412.0914 | 410.7754 | 409.4637 | 408.1561 | 411.1752 | 414.2167 | 417.2806 | 420.3673 | 423.4767 | 425.1837 | 426.8906 | 428.5976 | 430.3045 | 432.0115 | 433.4107 | 434.8099 | 436.2091 | 437.6083 | 439.0075 | 22.5162 | 23.0444 | 23.5851 | 23.43 | 23.276 | 23.2017 | 23.1276 | 23.0537 | 22.9801 | 22.9067 | 23.0762 | 23.2469 | 23.4188 | 23.592 | 23.7665 | 23.8623 | 23.9581 | 24.0539 | 24.1497 | 24.2455 | 24.3241 | 24.4026 | 24.4811 | 24.5596 | 24.6382 | 0 | 0 | 0 | 0 | 0 | 0 | 0 | 0 | 0 | 0 | 0 | 0 | 0 | 0 | 0 | 0 | 0 | 0 | 0 | 0 | 0 | 0 | 0 | 0 | 0 | 0 | 0 | 0 | 0 | 0 | 0 | 0 | 0 | 0 | 0 | 0 | 0 | 0 | 0 | 0 | 0 | 0 | 0 | 0 | 0 | 0 | 0 | 0 | 0 | 0
105 | 93 | 105,93 | 99709 | Fairbanks | Y | 115 | 46 | 42 | 4 | 0 | 21 | 21 | 16 | 0 | 0 | 37 | 0 | 2972.1429 | 2972.1429 | 32241.4375 | 0 | 0 | 15629.1351 | 62415 | 515863 | 0 | 46 | 0 | 16 | 0 | 62 | 0 | 42 | 42 | 0 | 0 | 43.7993 | 43.7993 | 0 | 0 | 40.0661 | 40.0661 | 0 | 15.3547 | 0 | 41.7039 | 42.7387 | 43.7993 | 44.8862 | 46 | 38.2212 | 39.1328 | 40.0661 | 41.0217 | 42 | 14.7353 | 15.0418 | 15.3547 | 15.674 | 16 | 47.0792 | 48.1838 | 49.3143 | 48.9901 | 48.668 | 48.5126 | 48.3577 | 48.2032 | 48.0493 | 47.8959 | 48.2502 | 48.6071 | 48.9666 | 49.3288 | 49.6937 | 49.894 | 50.0943 | 50.2946 | 50.4949 | 50.6952 | 50.8594 | 51.0236 | 51.1878 | 51.352 | 51.5162 | 42.9854 | 43.9939 | 45.0261 | 44.7301 | 44.436 | 44.2941 | 44.1526 | 44.0117 | 43.8711 | 43.731 | 44.0545 | 44.3804 | 44.7086 | 45.0393 | 45.3725 | 45.5554 | 45.7383 | 45.9212 | 46.1041 | 46.2869 | 46.4369 | 46.5868 | 46.7367 | 46.8866 | 47.0365 | 16.3754 | 16.7596 | 17.1528 | 17.04 | 16.928 | 16.8739 | 16.8201 | 16.7663 | 16.7128 | 16.6594 | 16.7827 | 16.9068 | 17.0319 | 17.1578 | 17.2848 | 17.3544 | 17.4241 | 17.4938 | 17.5635 | 17.6331 | 17.6902 | 17.7473 | 17.8045 | 17.8616 | 17.9187 | 0 | 0 | 0 | 0 | 0 | 0 | 0 | 0 | 0 | 0 | 0 | 0 | 0 | 0 | 0 | 0 | 0 | 0 | 0 | 0 | 0 | 0 | 0 | 0 | 0 | 0 | 0 | 0 | 0 | 0 | 0 | 0 | 0 | 0 | 0 | 0 | 0 | 0 | 0 | 0 | 0 | 0 | 0 | 0 | 0 | 0 | 0 | 0 | 0 | 0
106 | 93 | 106,93 | 99709 | Fairbanks | Y | 1331 | 702 | 631 | 71 | 12 | 124 | 136 | 47 | 0 | 0 | 183 | 47279.75 | 2468.7177 | 1244.2707 | 16585.3404 | 0 | 0 | 2206.9279 | 169220.8091 | 779511 | 61.9412 | 640.0588 | 0 | 47 | 0 | 749 | 55.6765 | 575.3235 | 631 | 0 | 58.9778 | 609.4374 | 668.4152 | 0 | 53.1128 | 548.8325 | 601.9454 | 0 | 45.1043 | 0 | 636.4371 | 652.2302 | 668.4152 | 685.0018 | 702 | 574.2286 | 587.9237 | 601.9454 | 616.3015 | 631 | 43.285 | 44.1853 | 45.1043 | 46.0424 | 47 | 715.8924 | 730.0596 | 744.5073 | 739.6125 | 734.7499 | 732.4036 | 730.0648 | 727.7334 | 725.4095 | 723.0931 | 728.4418 | 733.83 | 739.2582 | 744.7264 | 750.2351 | 753.2592 | 756.2833 | 759.3073 | 762.3314 | 765.3554 | 767.8343 | 770.3131 | 772.7919 | 775.2708 | 777.7496 | 643.4873 | 656.2217 | 669.2081 | 664.8084 | 660.4376 | 658.3286 | 656.2263 | 654.1308 | 652.0419 | 649.9597 | 654.7675 | 659.6108 | 664.4899 | 669.4051 | 674.3567 | 677.0749 | 679.7931 | 682.5113 | 685.2295 | 687.9477 | 690.1758 | 692.404 | 694.6321 | 696.8602 | 699.0883 | 47.9301 | 48.8786 | 49.8459 | 49.5182 | 49.1927 | 49.0356 | 48.879 | 48.7229 | 48.5673 | 48.4122 | 48.7703 | 49.1311 | 49.4945 | 49.8606 | 50.2294 | 50.4319 | 50.6343 | 50.8368 | 51.0393 | 51.2417 | 51.4077 | 51.5737 | 51.7396 | 51.9056 | 52.0716 | 0 | 0 | 0 | 0 | 0 | 0 | 0 | 0 | 0 | 0 | 0 | 0 | 0 | 0 | 0 | 0 | 0 | 0 | 0 | 0 | 0 | 0 | 0 | 0 | 0 | 0 | 0 | 0 | 0 | 0 | 0 | 0 | 0 | 0 | 0 | 0 | 0 | 0 | 0 | 0 | 0 | 0 | 0 | 0 | 0 | 0 | 0 | 0 | 0 | 0
107 | 93 | 107,93 | 99709 | Fairbanks | Y | 1588 | 792 | 718 | 74 | 7 | 238 | 245 | 51 | 0 | 0 | 296 | 4707.5714 | 2186.3025 | 2258.3388 | 14416.3333 | 0 | 0 | 4353.1284 | 553293 | 735233 | 22.6286 | 769.3714 | 0 | 51 | 0 | 843 | 20.5143 | 697.4857 | 718 | 0 | 21.546 | 732.5635 | 754.1094 | 0 | 19.5697 | 665.3697 | 684.9394 | 0 | 48.943 | 0 | 718.0316 | 735.8495 | 754.1094 | 772.8225 | 792 | 653.4011 | 668.9845 | 684.9394 | 701.2749 | 718 | 46.9689 | 47.9458 | 48.943 | 49.9609 | 51 | 807.6734 | 823.657 | 839.957 | 834.4346 | 828.9486 | 826.3015 | 823.6628 | 821.0326 | 818.4108 | 815.7973 | 821.8317 | 827.9108 | 834.0348 | 840.2042 | 846.4191 | 849.8309 | 853.2427 | 856.6544 | 860.0662 | 863.4779 | 866.2746 | 869.0712 | 871.8678 | 874.6645 | 877.4611 | 732.209 | 746.6992 | 761.4761 | 756.4698 | 751.4963 | 749.0965 | 746.7044 | 744.32 | 741.9431 | 739.5738 | 745.0444 | 750.5555 | 756.1073 | 761.7002 | 767.3345 | 770.4275 | 773.5205 | 776.6135 | 779.7065 | 782.7994 | 785.3348 | 787.8701 | 790.4054 | 792.9408 | 795.4761 | 52.0093 | 53.0385 | 54.0881 | 53.7325 | 53.3793 | 53.2088 | 53.0389 | 52.8695 | 52.7007 | 52.5324 | 52.921 | 53.3124 | 53.7068 | 54.1041 | 54.5043 | 54.724 | 54.9437 | 55.1634 | 55.383 | 55.6027 | 55.7828 | 55.9629 | 56.143 | 56.3231 | 56.5032 | 0 | 0 | 0 | 0 | 0 | 0 | 0 | 0 | 0 | 0 | 0 | 0 | 0 | 0 | 0 | 0 | 0 | 0 | 0 | 0 | 0 | 0 | 0 | 0 | 0 | 0 | 0 | 0 | 0 | 0 | 0 | 0 | 0 | 0 | 0 | 0 | 0 | 0 | 0 | 0 | 0 | 0 | 0 | 0 | 0 | 0 | 0 | 0 | 0 | 0
108 | 93 | 108,93 | 99701 | Fairbanks | Y | 812 | 218 | 198 | 20 | 6 | 145 | 151 | 16 | 0 | 0 | 167 | 6159.3333 | 2271.7931 | 2426.2649 | 20159.5 | 0 | 0 | 4125.2575 | 366366 | 322552 | 8.6623 | 209.3377 | 0 | 16 | 0 | 234 | 7.8675 | 190.1325 | 198 | 0 | 8.5661 | 207.0141 | 215.5802 | 0 | 7.7945 | 188.3683 | 196.1628 | 0 | 15.9174 | 0 | 213.1873 | 214.3804 | 215.5802 | 216.7867 | 218 | 194.3427 | 195.2506 | 196.1628 | 197.0793 | 198 | 15.8351 | 15.8762 | 15.9174 | 15.9586 | 16 | 219.3692 | 220.7469 | 222.1334 | 220.6729 | 219.2221 | 218.5221 | 217.8242 | 217.1287 | 216.4353 | 215.7442 | 217.34 | 218.9477 | 220.5672 | 222.1987 | 223.8423 | 224.7446 | 225.6469 | 226.5491 | 227.4514 | 228.3537 | 229.0933 | 229.8329 | 230.5725 | 231.312 | 232.0516 | 199.2436 | 200.4949 | 201.7542 | 200.4277 | 199.11 | 198.4742 | 197.8404 | 197.2086 | 196.5789 | 195.9511 | 197.4006 | 198.8607 | 200.3317 | 201.8135 | 203.3063 | 204.1258 | 204.9453 | 205.7648 | 206.5843 | 207.4038 | 208.0755 | 208.7473 | 209.419 | 210.0908 | 210.7625 | 16.1005 | 16.2016 | 16.3034 | 16.1962 | 16.0897 | 16.0383 | 15.9871 | 15.936 | 15.8852 | 15.8344 | 15.9516 | 16.0696 | 16.1884 | 16.3082 | 16.4288 | 16.495 | 16.5612 | 16.6275 | 16.6937 | 16.7599 | 16.8142 | 16.8685 | 16.9227 | 16.977 | 17.0313 | 0 | 0 | 0 | 0 | 0 | 0 | 0 | 0 | 0 | 0 | 0 | 0 | 0 | 0 | 0 | 0 | 0 | 0 | 0 | 0 | 0 | 0 | 0 | 0 | 0 | 0 | 0 | 0 | 0 | 0 | 0 | 0 | 0 | 0 | 0 | 0 | 0 | 0 | 0 | 0 | 0 | 0 | 0 | 0 | 0 | 0 | 0 | 0 | 0 | 0
109 | 93 | 109,93 | 99701 | Fairbanks | Y | 2761 | 1287 | 1159 | 128 | 83 | 402 | 485 | 57 | 0 | 0 | 542 | 4661.6747 | 1732.8035 | 2234.033 | 6918 | 0 | 0 | 2726.6273 | 1083506 | 394326 | 220.2495 | 1066.7505 | 0 | 57 | 0 | 1344 | 198.3443 | 960.6557 | 1159 | 0 | 217.8047 | 1054.9096 | 1272.7143 | 0 | 196.5039 | 951.742 | 1148.2459 | 0 | 56.7056 | 0 | 1258.5872 | 1265.6311 | 1272.7143 | 1279.8372 | 1287 | 1137.5917 | 1142.9064 | 1148.2459 | 1153.6104 | 1159 | 56.4127 | 56.559 | 56.7056 | 56.8526 | 57 | 1300.358 | 1313.8547 | 1327.4915 | 1318.7638 | 1310.0935 | 1305.9099 | 1301.7397 | 1297.5829 | 1293.4393 | 1289.3089 | 1298.8459 | 1308.4534 | 1318.132 | 1327.8822 | 1337.7045 | 1343.0965 | 1348.4885 | 1353.8806 | 1359.2726 | 1364.6647 | 1369.0845 | 1373.5044 | 1377.9243 | 1382.3442 | 1386.7641 | 1171.0295 | 1183.1838 | 1195.4643 | 1187.6047 | 1179.7967 | 1176.0292 | 1172.2738 | 1168.5303 | 1164.7988 | 1161.0793 | 1169.6677 | 1178.3197 | 1187.0357 | 1195.8162 | 1204.6616 | 1209.5174 | 1214.3731 | 1219.2289 | 1224.0847 | 1228.9404 | 1232.9207 | 1236.901 | 1240.8813 | 1244.8616 | 1248.8419 | 57.5916 | 58.1894 | 58.7933 | 58.4068 | 58.0228 | 57.8375 | 57.6528 | 57.4687 | 57.2852 | 57.1023 | 57.5246 | 57.9502 | 58.3788 | 58.8106 | 59.2457 | 59.4845 | 59.7233 | 59.9621 | 60.2009 | 60.4397 | 60.6354 | 60.8312 | 61.027 | 61.2227 | 61.4185 | 0 | 0 | 0 | 0 | 0 | 0 | 0 | 0 | 0 | 0 | 0 | 0 | 0 | 0 | 0 | 0 | 0 | 0 | 0 | 0 | 0 | 0 | 0 | 0 | 0 | 0 | 0 | 0 | 0 | 0 | 0 | 0 | 0 | 0 | 0 | 0 | 0 | 0 | 0 | 0 | 0 | 0 | 0 | 0 | 0 | 0 | 0 | 0 | 0 | 0
110 | 93 | 110,93 | 99703 | Fairbanks | Y | 2965 | 968 | 869 | 99 | 10 | 84 | 94 | 19 | 0 | 0 | 113 | 3289.3 | 2072.631 | 2202.0638 | 7256.8421 | 0 | 0 | 3051.9823 | 206994 | 137880 | 102.9787 | 865.0213 | 0 | 19 | 0 | 987 | 92.4468 | 776.5532 | 869 | 0 | 100.9932 | 848.3427 | 949.3358 | 0 | 92.7436 | 779.0463 | 871.7899 | 0 | 18.6303 | 0 | 931.0316 | 940.1392 | 949.3358 | 958.6225 | 968 | 874.5888 | 873.1883 | 871.7899 | 870.3939 | 869 | 18.2678 | 18.4482 | 18.6303 | 18.8142 | 19 | 972.0222 | 976.0611 | 980.1168 | 973.673 | 967.2715 | 964.1827 | 961.1038 | 958.0347 | 954.9753 | 951.9258 | 958.9672 | 966.0606 | 973.2065 | 980.4053 | 987.6573 | 991.6384 | 995.6195 | 999.6005 | 1003.5816 | 1007.5627 | 1010.826 | 1014.0893 | 1017.3525 | 1020.6158 | 1023.8791 | 872.6108 | 876.2367 | 879.8776 | 874.0928 | 868.346 | 865.5731 | 862.8091 | 860.0538 | 857.3074 | 854.5697 | 860.891 | 867.259 | 873.674 | 880.1366 | 886.6469 | 890.2208 | 893.7947 | 897.3687 | 900.9426 | 904.5165 | 907.446 | 910.3756 | 913.3051 | 916.2347 | 919.1642 | 19.0789 | 19.1582 | 19.2378 | 19.1114 | 18.9857 | 18.9251 | 18.8646 | 18.8044 | 18.7444 | 18.6845 | 18.8227 | 18.9619 | 19.1022 | 19.2435 | 19.3858 | 19.464 | 19.5421 | 19.6203 | 19.6984 | 19.7765 | 19.8406 | 19.9046 | 19.9687 | 20.0327 | 20.0968 | 0 | 0 | 0 | 0 | 0 | 0 | 0 | 0 | 0 | 0 | 0 | 0 | 0 | 0 | 0 | 0 | 0 | 0 | 0 | 0 | 0 | 0 | 0 | 0 | 0 | 0 | 0 | 0 | 0 | 0 | 0 | 0 | 0 | 0 | 0 | 0 | 0 | 0 | 0 | 0 | 0 | 0 | 0 | 0 | 0 | 0 | 0 | 0 | 0 | 0
111 | 93 | 111,93 | 99703 | Fairbanks | Y | 1474 | 447 | 369 | 78 | 0 | 0 | 0 | 0 | 0 | 0 | 0 | 0 | 834.495 | 834.495 | 1408.3846 | 0 | 0 | 1365.174 | 0 | 0 | 10.2418 | 436.1774 | 0.58082 | 0 | 0 | 447 | 8.4547 | 360.0659 | 368.5205 | 0.47947 | 10.0443 | 427.7674 | 437.8117 | 0.56962 | 8.4818 | 361.2219 | 369.7037 | 0.48101 | 0 | 0 | 429.3702 | 433.5704 | 437.8117 | 442.0945 | 446.4192 | 370.8906 | 370.2967 | 369.7037 | 369.1116 | 368.5205 | 0 | 0 | 0 | 0 | 0 | 448.2741 | 450.1368 | 452.0072 | 449.0354 | 446.0832 | 444.6587 | 443.2388 | 441.8234 | 440.4125 | 439.0061 | 442.2534 | 445.5248 | 448.8203 | 452.1402 | 455.4847 | 457.3207 | 459.1566 | 460.9926 | 462.8286 | 464.6646 | 466.1695 | 467.6745 | 469.1794 | 470.6844 | 472.1893 | 370.0518 | 371.5894 | 373.1334 | 370.6803 | 368.2432 | 367.0673 | 365.8951 | 364.7267 | 363.562 | 362.401 | 365.0817 | 367.7822 | 370.5027 | 373.2433 | 376.0041 | 377.5197 | 379.0353 | 380.5509 | 382.0665 | 383.5822 | 384.8245 | 386.0668 | 387.3092 | 388.5515 | 389.7939 | 0 | 0 | 0 | 0 | 0 | 0 | 0 | 0 | 0 | 0 | 0 | 0 | 0 | 0 | 0 | 0 | 0 | 0 | 0 | 0 | 0 | 0 | 0 | 0 | 0 | 0.58323 | 0.58566 | 0.58809 | 0.58423 | 0.58038 | 0.57853 | 0.57668 | 0.57484 | 0.57301 | 0.57118 | 0.5754 | 0.57966 | 0.58395 | 0.58826 | 0.59262 | 0.595 | 0.59739 | 0.59978 | 0.60217 | 0.60456 | 0.60652 | 0.60848 | 0.61043 | 0.61239 | 0.61435 | 0 | 0 | 0 | 0 | 0 | 0 | 0 | 0 | 0 | 0 | 0 | 0 | 0 | 0 | 0 | 0 | 0 | 0 | 0 | 0 | 0 | 0 | 0 | 0 | 0
112 | 93 | 112,93 | 99703 | Fairbanks | Y | 279 | 0 | 0 | 0 | 0 | 0 | 0 | 0 | 0 | 0 | 0 | 0 | 834.495 | 834.495 | 1408.3846 | 0 | 0 | 1365.174 | 0 | 0 | 0 | 0 | 0 | 0 | 0 | 0 | 0 | 0 | 0 | 0 | 0 | 0 | 0 | 0 | 0 | 0 | 0 | 0 | 0 | 0 | 0 | 0 | 0 | 0 | 0 | 0 | 0 | 0 | 0 | 0 | 0 | 0 | 0 | 0 | 0 | 0 | 0 | 0 | 0 | 0 | 0 | 0 | 0 | 0 | 0 | 0 | 0 | 0 | 0 | 0 | 0 | 0 | 0 | 0 | 0 | 0 | 0 | 0 | 0 | 0 | 0 | 0 | 0 | 0 | 0 | 0 | 0 | 0 | 0 | 0 | 0 | 0 | 0 | 0 | 0 | 0 | 0 | 0 | 0 | 0 | 0 | 0 | 0 | 0 | 0 | 0 | 0 | 0 | 0 | 0 | 0 | 0 | 0 | 0 | 0 | 0 | 0 | 0 | 0 | 0 | 0 | 0 | 0 | 0 | 0 | 0 | 0 | 0 | 0 | 0 | 0 | 0 | 0 | 0 | 0 | 0 | 0 | 0 | 0 | 0 | 0 | 0 | 0 | 0 | 0 | 0 | 0 | 0 | 0 | 0 | 0 | 0 | 0 | 0 | 0 | 0 | 0 | 0 | 0 | 0 | 0 | 0 | 0 | 0 | 0 | 0 | 0 | 0 | 0 | 0 | 0 | 0 | 0 | 0 | 0 | 0 | 0 | 0 | 0 | 0
113 | 93 | 113,93 | 99703 | Fairbanks | Y | 404 | 0 | 0 | 0 | 0 | 0 | 0 | 0 | 0 | 0 | 0 | 0 | 834.495 | 834.495 | 1408.3846 | 0 | 0 | 1365.174 | 0 | 0 | 0 | 0 | 0 | 0 | 0 | 0 | 0 | 0 | 0 | 0 | 0 | 0 | 0 | 0 | 0 | 0 | 0 | 0 | 0 | 0 | 0 | 0 | 0 | 0 | 0 | 0 | 0 | 0 | 0 | 0 | 0 | 0 | 0 | 0 | 0 | 0 | 0 | 0 | 0 | 0 | 0 | 0 | 0 | 0 | 0 | 0 | 0 | 0 | 0 | 0 | 0 | 0 | 0 | 0 | 0 | 0 | 0 | 0 | 0 | 0 | 0 | 0 | 0 | 0 | 0 | 0 | 0 | 0 | 0 | 0 | 0 | 0 | 0 | 0 | 0 | 0 | 0 | 0 | 0 | 0 | 0 | 0 | 0 | 0 | 0 | 0 | 0 | 0 | 0 | 0 | 0 | 0 | 0 | 0 | 0 | 0 | 0 | 0 | 0 | 0 | 0 | 0 | 0 | 0 | 0 | 0 | 0 | 0 | 0 | 0 | 0 | 0 | 0 | 0 | 0 | 0 | 0 | 0 | 0 | 0 | 0 | 0 | 0 | 0 | 0 | 0 | 0 | 0 | 0 | 0 | 0 | 0 | 0 | 0 | 0 | 0 | 0 | 0 | 0 | 0 | 0 | 0 | 0 | 0 | 0 | 0 | 0 | 0 | 0 | 0 | 0 | 0 | 0 | 0 | 0 | 0 | 0 | 0 | 0 | 0
115 | 93 | 115,93 | 99703 | Fairbanks | Y | 56 | 22 | 18 | 4 | 0 | 7 | 7 | 0 | 0 | 0 | 7 | 0 | 1753.1429 | 1753.1429 | 0 | 0 | 0 | 1753.1429 | 12272 | 0 | 0 | 22 | 0 | 0 | 0 | 22 | 0 | 18 | 18 | 0 | 0 | 21.5758 | 21.5758 | 0 | 0 | 18.0578 | 18.0578 | 0 | 0 | 0 | 21.1598 | 21.3668 | 21.5758 | 21.7869 | 22 | 18.1158 | 18.0868 | 18.0578 | 18.0289 | 18 | 0 | 0 | 0 | 0 | 0 | 22.0914 | 22.1832 | 22.2754 | 22.1289 | 21.9834 | 21.9132 | 21.8433 | 21.7735 | 21.704 | 21.6347 | 21.7947 | 21.9559 | 22.1183 | 22.2819 | 22.4468 | 22.5372 | 22.6277 | 22.7182 | 22.8087 | 22.8992 | 22.9733 | 23.0475 | 23.1216 | 23.1958 | 23.27 | 18.0748 | 18.1499 | 18.2253 | 18.1055 | 17.9865 | 17.929 | 17.8718 | 17.8147 | 17.7578 | 17.7011 | 17.832 | 17.9639 | 18.0968 | 18.2307 | 18.3655 | 18.4396 | 18.5136 | 18.5876 | 18.6616 | 18.7357 | 18.7964 | 18.857 | 18.9177 | 18.9784 | 19.0391 | 0 | 0 | 0 | 0 | 0 | 0 | 0 | 0 | 0 | 0 | 0 | 0 | 0 | 0 | 0 | 0 | 0 | 0 | 0 | 0 | 0 | 0 | 0 | 0 | 0 | 0 | 0 | 0 | 0 | 0 | 0 | 0 | 0 | 0 | 0 | 0 | 0 | 0 | 0 | 0 | 0 | 0 | 0 | 0 | 0 | 0 | 0 | 0 | 0 | 0 | 0 | 0 | 0 | 0 | 0 | 0 | 0 | 0 | 0 | 0 | 0 | 0 | 0 | 0 | 0 | 0 | 0 | 0 | 0 | 0 | 0 | 0 | 0 | 0 | 0
116 | 93 | 116,93 | 99705 | North Pole | Y | 661 | 263 | 244 | 19 | 12 | 199 | 211 | 2 | 0 | 0 | 213 | 6017.75 | 2479.5427 | 2680.7678 | 5869 | 0 | 0 | 2710.7042 | 565642 | 11738 | 14.9573 | 248.0427 | 0 | 2 | 0 | 265 | 13.8768 | 230.1232 | 244 | 0 | 13.8827 | 230.2212 | 244.1039 | 0 | 12.9458 | 214.6848 | 227.6306 | 0 | 1.8802 | 0 | 226.5654 | 235.1712 | 244.1039 | 253.3759 | 263 | 212.3594 | 219.8624 | 227.6306 | 235.6732 | 244 | 1.7676 | 1.823 | 1.8802 | 1.9392 | 2 | 269.3907 | 275.9368 | 282.6419 | 280.7836 | 278.9376 | 278.0469 | 277.159 | 276.2739 | 275.3917 | 274.5123 | 276.5428 | 278.5884 | 280.6491 | 282.7251 | 284.8164 | 285.9644 | 287.1125 | 288.2605 | 289.4085 | 290.5566 | 291.4976 | 292.4387 | 293.3797 | 294.3208 | 295.2619 | 249.9291 | 256.0022 | 262.2229 | 260.4989 | 258.7862 | 257.9598 | 257.1361 | 256.315 | 255.4965 | 254.6806 | 256.5644 | 258.4622 | 260.3741 | 262.3001 | 264.2403 | 265.3054 | 266.3705 | 267.4356 | 268.5007 | 269.5658 | 270.4389 | 271.3119 | 272.185 | 273.0581 | 273.9312 | 2.0486 | 2.0984 | 2.1494 | 2.1352 | 2.1212 | 2.1144 | 2.1077 | 2.1009 | 2.0942 | 2.0875 | 2.103 | 2.1185 | 2.1342 | 2.15 | 2.1659 | 2.1746 | 2.1834 | 2.1921 | 2.2008 | 2.2096 | 2.2167 | 2.2239 | 2.231 | 2.2382 | 2.2453 | 0 | 0 | 0 | 0 | 0 | 0 | 0 | 0 | 0 | 0 | 0 | 0 | 0 | 0 | 0 | 0 | 0 | 0 | 0 | 0 | 0 | 0 | 0 | 0 | 0 | 0 | 0 | 0 | 0 | 0 | 0 | 0 | 0 | 0 | 0 | 0 | 0 | 0 | 0 | 0 | 0 | 0 | 0 | 0 | 0 | 0 | 0 | 0 | 0 | 0
117 | 93 | 117,93 | 99705 | North Pole | Y | 497 | 185 | 176 | 9 | 0 | 99 | 99 | 1 | 0 | 0 | 100 | 0 | 2126.0505 | 2126.0505 | 1344 | 0 | 0 | 2118.23 | 210479 | 1344 | 0 | 185 | 0 | 1 | 0 | 186 | 0 | 176 | 176 | 0 | 0 | 171.7081 | 171.7081 | 0 | 0 | 164.1926 | 164.1926 | 0 | 0.94011 | 0 | 159.3711 | 165.4246 | 171.7081 | 178.2302 | 185 | 153.1773 | 158.5893 | 164.1926 | 169.9938 | 176 | 0.8838 | 0.91152 | 0.94011 | 0.96959 | 1 | 189.4954 | 194.1 | 198.8165 | 197.5094 | 196.2109 | 195.5843 | 194.9597 | 194.3372 | 193.7166 | 193.098 | 194.5263 | 195.9652 | 197.4148 | 198.875 | 200.3461 | 201.1537 | 201.9612 | 202.7688 | 203.5763 | 204.3839 | 205.0459 | 205.7078 | 206.3698 | 207.0317 | 207.6937 | 180.2767 | 184.6573 | 189.1444 | 187.9008 | 186.6655 | 186.0694 | 185.4752 | 184.8829 | 184.2925 | 183.704 | 185.0629 | 186.4318 | 187.8108 | 189.2 | 190.5995 | 191.3678 | 192.1361 | 192.9044 | 193.6726 | 194.4409 | 195.0707 | 195.7004 | 196.3302 | 196.9599 | 197.5897 | 1.0243 | 1.0492 | 1.0747 | 1.0676 | 1.0606 | 1.0572 | 1.0538 | 1.0505 | 1.0471 | 1.0438 | 1.0515 | 1.0593 | 1.0671 | 1.075 | 1.083 | 1.0873 | 1.0917 | 1.096 | 1.1004 | 1.1048 | 1.1084 | 1.1119 | 1.1155 | 1.1191 | 1.1227 | 0 | 0 | 0 | 0 | 0 | 0 | 0 | 0 | 0 | 0 | 0 | 0 | 0 | 0 | 0 | 0 | 0 | 0 | 0 | 0 | 0 | 0 | 0 | 0 | 0 | 0 | 0 | 0 | 0 | 0 | 0 | 0 | 0 | 0 | 0 | 0 | 0 | 0 | 0 | 0 | 0 | 0 | 0 | 0 | 0 | 0 | 0 | 0 | 0 | 0
118 | 93 | 118,93 | 99705 | North Pole | Y | 425 | 164 | 146 | 18 | 0 | 132 | 132 | 3 | 0 | 0 | 135 | 0 | 2217.0682 | 2217.0682 | 9031.3333 | 0 | 0 | 2368.4963 | 292653 | 27094 | 0 | 164 | 0 | 3 | 0 | 167 | 0 | 146 | 146 | 0 | 0 | 152.2169 | 152.2169 | 0 | 0 | 136.2052 | 136.2052 | 0 | 2.8203 | 0 | 141.2804 | 146.6467 | 152.2169 | 157.9986 | 164 | 127.0675 | 131.557 | 136.2052 | 141.0176 | 146 | 2.6514 | 2.7346 | 2.8203 | 2.9088 | 3 | 167.9851 | 172.067 | 176.2482 | 175.0894 | 173.9383 | 173.3828 | 172.8292 | 172.2773 | 171.7271 | 171.1787 | 172.445 | 173.7205 | 175.0055 | 176.3 | 177.6041 | 178.32 | 179.0359 | 179.7518 | 180.4677 | 181.1836 | 181.7704 | 182.3572 | 182.944 | 183.5308 | 184.1177 | 149.5477 | 153.1816 | 156.9039 | 155.8723 | 154.8475 | 154.353 | 153.8601 | 153.3688 | 152.879 | 152.3908 | 153.5181 | 154.6536 | 155.7976 | 156.95 | 158.111 | 158.7483 | 159.3856 | 160.0229 | 160.6603 | 161.2976 | 161.82 | 162.3424 | 162.8648 | 163.3872 | 163.9096 | 3.0729 | 3.1476 | 3.2241 | 3.2029 | 3.1818 | 3.1716 | 3.1615 | 3.1514 | 3.1413 | 3.1313 | 3.1545 | 3.1778 | 3.2013 | 3.225 | 3.2489 | 3.262 | 3.275 | 3.2881 | 3.3012 | 3.3143 | 3.3251 | 3.3358 | 3.3465 | 3.3573 | 3.368 | 0 | 0 | 0 | 0 | 0 | 0 | 0 | 0 | 0 | 0 | 0 | 0 | 0 | 0 | 0 | 0 | 0 | 0 | 0 | 0 | 0 | 0 | 0 | 0 | 0 | 0 | 0 | 0 | 0 | 0 | 0 | 0 | 0 | 0 | 0 | 0 | 0 | 0 | 0 | 0 | 0 | 0 | 0 | 0 | 0 | 0 | 0 | 0 | 0 | 0
119 | 93 | 119,93 | 99705 | North Pole | Y | 510 | 185 | 175 | 10 | 2 | 102 | 104 | 3 | 0 | 0 | 107 | 2336 | 2328.0392 | 2328.1923 | 5641 | 0 | 0 | 2421.0748 | 242132 | 16923 | 3.5577 | 181.4423 | 0 | 3 | 0 | 188 | 3.3654 | 171.6346 | 175 | 0 | 3.3021 | 168.406 | 171.7081 | 0 | 3.1396 | 160.12 | 163.2596 | 0 | 2.8203 | 0 | 159.3711 | 165.4246 | 171.7081 | 178.2302 | 185 | 152.3069 | 157.6882 | 163.2596 | 169.0279 | 175 | 2.6514 | 2.7346 | 2.8203 | 2.9088 | 3 | 189.1102 | 193.3118 | 197.6067 | 196.3075 | 195.0168 | 194.3941 | 193.7733 | 193.1545 | 192.5377 | 191.9229 | 193.3426 | 194.7727 | 196.2134 | 197.6648 | 199.1269 | 199.9296 | 200.7322 | 201.5349 | 202.3375 | 203.1402 | 203.7981 | 204.456 | 205.114 | 205.7719 | 206.4298 | 178.8881 | 182.8625 | 186.9252 | 185.6963 | 184.4754 | 183.8863 | 183.2991 | 182.7138 | 182.1303 | 181.5487 | 182.8916 | 184.2445 | 185.6073 | 186.9802 | 188.3633 | 189.1226 | 189.8818 | 190.6411 | 191.4004 | 192.1596 | 192.782 | 193.4043 | 194.0267 | 194.6491 | 195.2714 | 3.0667 | 3.1348 | 3.2044 | 3.1834 | 3.1624 | 3.1523 | 3.1423 | 3.1322 | 3.1222 | 3.1123 | 3.1353 | 3.1585 | 3.1818 | 3.2054 | 3.2291 | 3.2421 | 3.2551 | 3.2681 | 3.2811 | 3.2942 | 3.3048 | 3.3155 | 3.3262 | 3.3368 | 3.3475 | 0 | 0 | 0 | 0 | 0 | 0 | 0 | 0 | 0 | 0 | 0 | 0 | 0 | 0 | 0 | 0 | 0 | 0 | 0 | 0 | 0 | 0 | 0 | 0 | 0 | 0 | 0 | 0 | 0 | 0 | 0 | 0 | 0 | 0 | 0 | 0 | 0 | 0 | 0 | 0 | 0 | 0 | 0 | 0 | 0 | 0 | 0 | 0 | 0 | 0
120 | 93 | 120,93 | 99705 | North Pole | Y | 249 | 90 | 84 | 6 | 0 | 88 | 88 | 1 | 0 | 0 | 89 | 0 | 2188.1364 | 2188.1364 | 5190 | 0 | 0 | 2221.8652 | 192556 | 5190 | 0 | 90 | 0 | 1 | 0 | 91 | 0 | 84 | 84 | 0 | 0 | 83.5337 | 83.5337 | 0 | 0 | 78.3646 | 78.3646 | 0 | 0.94011 | 0 | 77.5319 | 80.4768 | 83.5337 | 86.7066 | 90 | 73.1073 | 75.6903 | 78.3646 | 81.1334 | 84 | 0.8838 | 0.91152 | 0.94011 | 0.96959 | 1 | 91.9996 | 94.0436 | 96.133 | 95.5009 | 94.8731 | 94.5701 | 94.2681 | 93.9671 | 93.667 | 93.3679 | 94.0585 | 94.7543 | 95.4552 | 96.1613 | 96.8726 | 97.263 | 97.6535 | 98.044 | 98.4345 | 98.8249 | 99.145 | 99.4651 | 99.7852 | 100.1052 | 100.4253 | 85.8663 | 87.774 | 89.7241 | 89.1342 | 88.5482 | 88.2654 | 87.9836 | 87.7026 | 87.4225 | 87.1434 | 87.788 | 88.4373 | 89.0915 | 89.7505 | 90.4144 | 90.7788 | 91.1433 | 91.5077 | 91.8722 | 92.2366 | 92.5353 | 92.8341 | 93.1328 | 93.4316 | 93.7303 | 1.0222 | 1.0449 | 1.0681 | 1.0611 | 1.0541 | 1.0508 | 1.0474 | 1.0441 | 1.0407 | 1.0374 | 1.0451 | 1.0528 | 1.0606 | 1.0685 | 1.0764 | 1.0807 | 1.085 | 1.0894 | 1.0937 | 1.0981 | 1.1016 | 1.1052 | 1.1087 | 1.1123 | 1.1158 | 0 | 0 | 0 | 0 | 0 | 0 | 0 | 0 | 0 | 0 | 0 | 0 | 0 | 0 | 0 | 0 | 0 | 0 | 0 | 0 | 0 | 0 | 0 | 0 | 0 | 0 | 0 | 0 | 0 | 0 | 0 | 0 | 0 | 0 | 0 | 0 | 0 | 0 | 0 | 0 | 0 | 0 | 0 | 0 | 0 | 0 | 0 | 0 | 0 | 0
121 | 93 | 121,93 | 99705 | North Pole | Y | 26 | 17 | 11 | 6 | 0 | 16 | 16 | 0 | 0 | 0 | 16 | 0 | 2378.9375 | 2378.9375 | 0 | 0 | 0 | 2378.9375 | 38063 | 0 | 0 | 17 | 0 | 0 | 0 | 17 | 0 | 11 | 11 | 0 | 0 | 15.7786 | 15.7786 | 0 | 0 | 10.262 | 10.262 | 0 | 0 | 0 | 14.6449 | 15.2012 | 15.7786 | 16.3779 | 17 | 9.5736 | 9.9118 | 10.262 | 10.6246 | 11 | 0 | 0 | 0 | 0 | 0 | 17.277 | 17.5584 | 17.8445 | 17.7272 | 17.6106 | 17.5544 | 17.4983 | 17.4424 | 17.3867 | 17.3312 | 17.4594 | 17.5886 | 17.7187 | 17.8497 | 17.9818 | 18.0542 | 18.1267 | 18.1992 | 18.2717 | 18.3442 | 18.4036 | 18.463 | 18.5224 | 18.5818 | 18.6412 | 11.1792 | 11.3613 | 11.5464 | 11.4705 | 11.3951 | 11.3587 | 11.3224 | 11.2863 | 11.2502 | 11.2143 | 11.2973 | 11.3808 | 11.465 | 11.5498 | 11.6353 | 11.6822 | 11.7291 | 11.776 | 11.8229 | 11.8698 | 11.9082 | 11.9466 | 11.9851 | 12.0235 | 12.062 | 0 | 0 | 0 | 0 | 0 | 0 | 0 | 0 | 0 | 0 | 0 | 0 | 0 | 0 | 0 | 0 | 0 | 0 | 0 | 0 | 0 | 0 | 0 | 0 | 0 | 0 | 0 | 0 | 0 | 0 | 0 | 0 | 0 | 0 | 0 | 0 | 0 | 0 | 0 | 0 | 0 | 0 | 0 | 0 | 0 | 0 | 0 | 0 | 0 | 0 | 0 | 0 | 0 | 0 | 0 | 0 | 0 | 0 | 0 | 0 | 0 | 0 | 0 | 0 | 0 | 0 | 0 | 0 | 0 | 0 | 0 | 0 | 0 | 0 | 0
98 | 94 | 98,94 | 99709 | - | N | 58 | 30 | 24 | 6 | 0 | 38 | 38 | 1 | 0 | 0 | 39 | 0 | 1811.2368 | 1811.2368 | 2080 | 0 | 0 | 1818.1282 | 68827 | 2080 | 0 | 30 | 0 | 1 | 0 | 31 | 0 | 24 | 24 | 0 | 0 | 28.5648 | 28.5648 | 0 | 0 | 22.8949 | 22.8949 | 0 | 0.95967 | 0 | 27.1982 | 27.8731 | 28.5648 | 29.2736 | 30 | 21.8407 | 22.3616 | 22.8949 | 23.4409 | 24 | 0.92096 | 0.94011 | 0.95967 | 0.97963 | 1 | 30.1537 | 30.3081 | 30.4634 | 30.2631 | 30.0642 | 29.9681 | 29.8724 | 29.7771 | 29.682 | 29.5872 | 29.806 | 30.0265 | 30.2486 | 30.4724 | 30.6978 | 30.8215 | 30.9452 | 31.069 | 31.1927 | 31.3165 | 31.4179 | 31.5193 | 31.6207 | 31.7222 | 31.8236 | 24.1229 | 24.2465 | 24.3707 | 24.2105 | 24.0513 | 23.9745 | 23.898 | 23.8216 | 23.7456 | 23.6697 | 23.8448 | 24.0212 | 24.1989 | 24.3779 | 24.5582 | 24.6572 | 24.7562 | 24.8552 | 24.9542 | 25.0532 | 25.1343 | 25.2155 | 25.2966 | 25.3777 | 25.4589 | 1.0051 | 1.0103 | 1.0154 | 1.0088 | 1.0021 | 0.99894 | 0.99575 | 0.99257 | 0.9894 | 0.98624 | 0.99353 | 1.0009 | 1.0083 | 1.0157 | 1.0233 | 1.0274 | 1.0315 | 1.0356 | 1.0398 | 1.0439 | 1.0473 | 1.0506 | 1.054 | 1.0574 | 1.0608 | 0 | 0 | 0 | 0 | 0 | 0 | 0 | 0 | 0 | 0 | 0 | 0 | 0 | 0 | 0 | 0 | 0 | 0 | 0 | 0 | 0 | 0 | 0 | 0 | 0 | 0 | 0 | 0 | 0 | 0 | 0 | 0 | 0 | 0 | 0 | 0 | 0 | 0 | 0 | 0 | 0 | 0 | 0 | 0 | 0 | 0 | 0 | 0 | 0 | 0
99 | 94 | 99,94 | 99709 | Fairbanks | Y | 66 | 38 | 34 | 4 | 0 | 52 | 52 | 7 | 0 | 0 | 59 | 0 | 1350.5577 | 1350.5577 | 3115.7143 | 0 | 0 | 1559.9831 | 70229 | 21810 | 0 | 38 | 0 | 7 | 0 | 45 | 0 | 34 | 34 | 0 | 0 | 36.182 | 36.182 | 0 | 0 | 32.4345 | 32.4345 | 0 | 6.7177 | 0 | 34.451 | 35.3059 | 36.182 | 37.0799 | 38 | 30.941 | 31.6789 | 32.4345 | 33.208 | 34 | 6.4467 | 6.5808 | 6.7177 | 6.8574 | 7 | 38.3953 | 38.7948 | 39.1984 | 38.9407 | 38.6847 | 38.5612 | 38.438 | 38.3153 | 38.1929 | 38.071 | 38.3526 | 38.6363 | 38.9221 | 39.21 | 39.5 | 39.6592 | 39.8184 | 39.9776 | 40.1369 | 40.2961 | 40.4266 | 40.5571 | 40.6876 | 40.8181 | 40.9486 | 34.3537 | 34.7111 | 35.0723 | 34.8417 | 34.6126 | 34.5021 | 34.3919 | 34.2821 | 34.1726 | 34.0635 | 34.3155 | 34.5693 | 34.825 | 35.0826 | 35.3421 | 35.4846 | 35.627 | 35.7695 | 35.9119 | 36.0544 | 36.1712 | 36.2879 | 36.4047 | 36.5215 | 36.6382 | 7.0728 | 7.1464 | 7.2208 | 7.1733 | 7.1261 | 7.1034 | 7.0807 | 7.0581 | 7.0355 | 7.0131 | 7.0649 | 7.1172 | 7.1699 | 7.2229 | 7.2763 | 7.3056 | 7.335 | 7.3643 | 7.3936 | 7.423 | 7.447 | 7.471 | 7.4951 | 7.5191 | 7.5432 | 0 | 0 | 0 | 0 | 0 | 0 | 0 | 0 | 0 | 0 | 0 | 0 | 0 | 0 | 0 | 0 | 0 | 0 | 0 | 0 | 0 | 0 | 0 | 0 | 0 | 0 | 0 | 0 | 0 | 0 | 0 | 0 | 0 | 0 | 0 | 0 | 0 | 0 | 0 | 0 | 0 | 0 | 0 | 0 | 0 | 0 | 0 | 0 | 0 | 0
100 | 94 | 100,94 | 99709 | Fairbanks | Y | 61 | 45 | 36 | 9 | 0 | 43 | 43 | 1 | 0 | 0 | 44 | 0 | 1594.4419 | 1594.4419 | 2476 | 0 | 0 | 1614.4773 | 68561 | 2476 | 0 | 45 | 0 | 1 | 0 | 46 | 0 | 36 | 36 | 0 | 0 | 42.8471 | 42.8471 | 0 | 0 | 34.3424 | 34.3424 | 0 | 0.95967 | 0 | 40.7973 | 41.8096 | 42.8471 | 43.9104 | 45 | 32.7611 | 33.5424 | 34.3424 | 35.1614 | 36 | 0.92096 | 0.94011 | 0.95967 | 0.97963 | 1 | 45.4204 | 45.8448 | 46.2732 | 45.9689 | 45.6667 | 45.5209 | 45.3755 | 45.2306 | 45.0862 | 44.9422 | 45.2747 | 45.6095 | 45.9469 | 46.2868 | 46.6292 | 46.8171 | 47.0051 | 47.193 | 47.381 | 47.5689 | 47.723 | 47.8771 | 48.0311 | 48.1852 | 48.3393 | 36.3364 | 36.6759 | 37.0185 | 36.7752 | 36.5334 | 36.4167 | 36.3004 | 36.1845 | 36.069 | 35.9538 | 36.2197 | 36.4876 | 36.7575 | 37.0294 | 37.3033 | 37.4537 | 37.6041 | 37.7544 | 37.9048 | 38.0552 | 38.1784 | 38.3017 | 38.4249 | 38.5482 | 38.6714 | 1.0093 | 1.0188 | 1.0283 | 1.0215 | 1.0148 | 1.0116 | 1.0083 | 1.0051 | 1.0019 | 0.99872 | 1.0061 | 1.0135 | 1.021 | 1.0286 | 1.0362 | 1.0404 | 1.0446 | 1.0487 | 1.0529 | 1.0571 | 1.0605 | 1.0639 | 1.0674 | 1.0708 | 1.0742 | 0 | 0 | 0 | 0 | 0 | 0 | 0 | 0 | 0 | 0 | 0 | 0 | 0 | 0 | 0 | 0 | 0 | 0 | 0 | 0 | 0 | 0 | 0 | 0 | 0 | 0 | 0 | 0 | 0 | 0 | 0 | 0 | 0 | 0 | 0 | 0 | 0 | 0 | 0 | 0 | 0 | 0 | 0 | 0 | 0 | 0 | 0 | 0 | 0 | 0
101 | 94 | 101,94 | 99709 | Fairbanks | Y | 24 | 12 | 12 | 0 | 3 | 27 | 30 | 7 | 0 | 0 | 37 | 4389.3333 | 1383.2222 | 1683.8333 | 4707.4286 | 0 | 0 | 2255.8649 | 50515 | 32952 | 1.2 | 10.8 | 0 | 7 | 0 | 19 | 1.2 | 10.8 | 12 | 0 | 1.1426 | 10.2833 | 11.4259 | 0 | 1.1447 | 10.3027 | 11.4475 | 0 | 6.7177 | 0 | 10.8793 | 11.1492 | 11.4259 | 11.7094 | 12 | 10.9204 | 11.1808 | 11.4475 | 11.7205 | 12 | 6.4467 | 6.5808 | 6.7177 | 6.8574 | 7 | 12.1121 | 12.2253 | 12.3395 | 12.2584 | 12.1778 | 12.1389 | 12.1001 | 12.0615 | 12.023 | 11.9846 | 12.0732 | 12.1625 | 12.2525 | 12.3431 | 12.4344 | 12.4846 | 12.5347 | 12.5848 | 12.6349 | 12.6851 | 12.7261 | 12.7672 | 12.8083 | 12.8494 | 12.8905 | 12.1121 | 12.2253 | 12.3395 | 12.2584 | 12.1778 | 12.1389 | 12.1001 | 12.0615 | 12.023 | 11.9846 | 12.0732 | 12.1625 | 12.2525 | 12.3431 | 12.4344 | 12.4846 | 12.5347 | 12.5848 | 12.6349 | 12.6851 | 12.7261 | 12.7672 | 12.8083 | 12.8494 | 12.8905 | 7.0654 | 7.1314 | 7.198 | 7.1507 | 7.1037 | 7.081 | 7.0584 | 7.0359 | 7.0134 | 6.991 | 7.0427 | 7.0948 | 7.1473 | 7.2002 | 7.2534 | 7.2827 | 7.3119 | 7.3411 | 7.3704 | 7.3996 | 7.4236 | 7.4475 | 7.4715 | 7.4955 | 7.5194 | 0 | 0 | 0 | 0 | 0 | 0 | 0 | 0 | 0 | 0 | 0 | 0 | 0 | 0 | 0 | 0 | 0 | 0 | 0 | 0 | 0 | 0 | 0 | 0 | 0 | 0 | 0 | 0 | 0 | 0 | 0 | 0 | 0 | 0 | 0 | 0 | 0 | 0 | 0 | 0 | 0 | 0 | 0 | 0 | 0 | 0 | 0 | 0 | 0 | 0
102 | 94 | 102,94 | 99709 | Fairbanks | Y | 62 | 36 | 31 | 5 | 0 | 52 | 52 | 2 | 0 | 0 | 54 | 0 | 1464.9808 | 1464.9808 | 3984 | 0 | 0 | 1558.2778 | 76179 | 7968 | 0 | 36 | 0 | 2 | 0 | 38 | 0 | 31 | 31 | 0 | 0 | 34.2777 | 34.2777 | 0 | 0 | 29.5726 | 29.5726 | 0 | 1.9193 | 0 | 32.6378 | 33.4477 | 34.2777 | 35.1283 | 36 | 28.2109 | 28.8837 | 29.5726 | 30.2779 | 31 | 1.8419 | 1.8802 | 1.9193 | 1.9593 | 2 | 36.3364 | 36.6759 | 37.0185 | 36.7752 | 36.5334 | 36.4167 | 36.3004 | 36.1845 | 36.069 | 35.9538 | 36.2197 | 36.4876 | 36.7575 | 37.0294 | 37.3033 | 37.4537 | 37.6041 | 37.7544 | 37.9048 | 38.0552 | 38.1784 | 38.3017 | 38.4249 | 38.5482 | 38.6714 | 31.2896 | 31.582 | 31.8771 | 31.6675 | 31.4593 | 31.3588 | 31.2587 | 31.1589 | 31.0594 | 30.9602 | 31.1892 | 31.4199 | 31.6523 | 31.8865 | 32.1223 | 32.2518 | 32.3813 | 32.5108 | 32.6402 | 32.7697 | 32.8758 | 32.982 | 33.0881 | 33.1943 | 33.3004 | 2.0187 | 2.0375 | 2.0566 | 2.0431 | 2.0296 | 2.0232 | 2.0167 | 2.0103 | 2.0038 | 1.9974 | 2.0122 | 2.0271 | 2.0421 | 2.0572 | 2.0724 | 2.0808 | 2.0891 | 2.0975 | 2.1058 | 2.1142 | 2.121 | 2.1279 | 2.1347 | 2.1416 | 2.1484 | 0 | 0 | 0 | 0 | 0 | 0 | 0 | 0 | 0 | 0 | 0 | 0 | 0 | 0 | 0 | 0 | 0 | 0 | 0 | 0 | 0 | 0 | 0 | 0 | 0 | 0 | 0 | 0 | 0 | 0 | 0 | 0 | 0 | 0 | 0 | 0 | 0 | 0 | 0 | 0 | 0 | 0 | 0 | 0 | 0 | 0 | 0 | 0 | 0 | 0
103 | 94 | 103,94 | 99709 | Fairbanks | Y | 258 | 87 | 83 | 4 | 1 | 148 | 149 | 1 | 0 | 0 | 150 | 87118 | 3077.6757 | 3641.7047 | 864 | 0 | 0 | 3623.1867 | 542614 | 864 | 0.58389 | 86.4161 | 0 | 1 | 0 | 88 | 0.55705 | 82.443 | 83 | 0 | 0.55596 | 82.2818 | 82.8378 | 0 | 0.5314 | 78.6468 | 79.1782 | 0 | 0.95967 | 0 | 78.8747 | 80.8319 | 82.8378 | 84.8934 | 87 | 75.5324 | 77.3339 | 79.1782 | 81.0666 | 83 | 0.92096 | 0.94011 | 0.95967 | 0.97963 | 1 | 87.8129 | 88.6333 | 89.4615 | 88.8733 | 88.289 | 88.0071 | 87.726 | 87.4459 | 87.1666 | 86.8883 | 87.531 | 88.1785 | 88.8307 | 89.4878 | 90.1497 | 90.5131 | 90.8765 | 91.2399 | 91.6032 | 91.9666 | 92.2645 | 92.5623 | 92.8602 | 93.1581 | 93.4559 | 83.7755 | 84.5582 | 85.3483 | 84.7872 | 84.2297 | 83.9608 | 83.6926 | 83.4254 | 83.159 | 82.8934 | 83.5066 | 84.1243 | 84.7465 | 85.3734 | 86.0049 | 86.3516 | 86.6983 | 87.0449 | 87.3916 | 87.7383 | 88.0224 | 88.3066 | 88.5908 | 88.8749 | 89.1591 | 1.0093 | 1.0188 | 1.0283 | 1.0215 | 1.0148 | 1.0116 | 1.0083 | 1.0051 | 1.0019 | 0.99872 | 1.0061 | 1.0135 | 1.021 | 1.0286 | 1.0362 | 1.0404 | 1.0446 | 1.0487 | 1.0529 | 1.0571 | 1.0605 | 1.0639 | 1.0674 | 1.0708 | 1.0742 | 0 | 0 | 0 | 0 | 0 | 0 | 0 | 0 | 0 | 0 | 0 | 0 | 0 | 0 | 0 | 0 | 0 | 0 | 0 | 0 | 0 | 0 | 0 | 0 | 0 | 0 | 0 | 0 | 0 | 0 | 0 | 0 | 0 | 0 | 0 | 0 | 0 | 0 | 0 | 0 | 0 | 0 | 0 | 0 | 0 | 0 | 0 | 0 | 0 | 0
104 | 94 | 104,94 | 99709 | Fairbanks | Y | 2321 | 983 | 933 | 50 | 27 | 552 | 579 | 6 | 0 | 0 | 585 | 7393.1111 | 2418.3388 | 2650.323 | 11231.5 | 0 | 0 | 2738.335 | 1534537 | 67389 | 45.8394 | 937.1606 | 0 | 6 | 0 | 989 | 43.5078 | 889.4922 | 933 | 0 | 43.6463 | 892.3254 | 935.9717 | 0 | 41.5044 | 848.5352 | 890.0397 | 0 | 5.758 | 0 | 891.1933 | 913.3081 | 935.9717 | 959.1977 | 983 | 849.0575 | 869.3071 | 890.0397 | 911.2667 | 933 | 5.5257 | 5.6407 | 5.758 | 5.8778 | 6 | 990.9112 | 998.886 | 1006.925 | 1000.3049 | 993.7283 | 990.555 | 987.3919 | 984.2388 | 981.0958 | 977.9628 | 985.1968 | 992.4843 | 999.8257 | 1007.2213 | 1014.6717 | 1018.7617 | 1022.8516 | 1026.9416 | 1031.0315 | 1035.1215 | 1038.474 | 1041.8266 | 1045.1792 | 1048.5317 | 1051.8843 | 940.5088 | 948.0779 | 955.708 | 949.4247 | 943.1826 | 940.1707 | 937.1685 | 934.1758 | 931.1927 | 928.2191 | 935.0851 | 942.0019 | 948.9698 | 955.9893 | 963.0607 | 966.9427 | 970.8246 | 974.7065 | 978.5884 | 982.4703 | 985.6524 | 988.8344 | 992.0164 | 995.1985 | 998.3805 | 6.0483 | 6.097 | 6.146 | 6.1056 | 6.0655 | 6.0461 | 6.0268 | 6.0076 | 5.9884 | 5.9693 | 6.0134 | 6.0579 | 6.1027 | 6.1478 | 6.1933 | 6.2183 | 6.2432 | 6.2682 | 6.2932 | 6.3181 | 6.3386 | 6.3591 | 6.3795 | 6.4 | 6.4205 | 0 | 0 | 0 | 0 | 0 | 0 | 0 | 0 | 0 | 0 | 0 | 0 | 0 | 0 | 0 | 0 | 0 | 0 | 0 | 0 | 0 | 0 | 0 | 0 | 0 | 0 | 0 | 0 | 0 | 0 | 0 | 0 | 0 | 0 | 0 | 0 | 0 | 0 | 0 | 0 | 0 | 0 | 0 | 0 | 0 | 0 | 0 | 0 | 0 | 0
105 | 94 | 105,94 | 99709 | Fairbanks | Y | 1308 | 508 | 489 | 19 | 15 | 325 | 340 | 9 | 0 | 0 | 349 | 5749.8667 | 2513.8954 | 2656.6588 | 9360 | 0 | 0 | 2829.5244 | 903264 | 84240 | 22.4118 | 485.5882 | 0 | 9 | 0 | 517 | 21.5735 | 467.4265 | 489 | 0 | 21.3395 | 462.3569 | 483.6965 | 0 | 20.5802 | 445.9036 | 466.4838 | 0 | 8.637 | 0 | 460.5556 | 471.9843 | 483.6965 | 495.6993 | 508 | 445.0044 | 455.6175 | 466.4838 | 477.6092 | 489 | 8.2886 | 8.461 | 8.637 | 8.8166 | 9 | 512.0884 | 516.2096 | 520.3641 | 516.9429 | 513.5442 | 511.9043 | 510.2696 | 508.6402 | 507.0159 | 505.3969 | 509.1353 | 512.9013 | 516.6952 | 520.5172 | 524.3675 | 526.4811 | 528.5947 | 530.7084 | 532.822 | 534.9356 | 536.6682 | 538.4007 | 540.1333 | 541.8658 | 543.5984 | 492.9355 | 496.9026 | 500.9016 | 497.6084 | 494.3369 | 492.7583 | 491.1848 | 489.6162 | 488.0527 | 486.4942 | 490.0928 | 493.718 | 497.37 | 501.0491 | 504.7553 | 506.7899 | 508.8245 | 510.859 | 512.8936 | 514.9282 | 516.5959 | 518.2637 | 519.9314 | 521.5992 | 523.2669 | 9.0724 | 9.1454 | 9.219 | 9.1584 | 9.0982 | 9.0692 | 9.0402 | 9.0113 | 8.9826 | 8.9539 | 9.0201 | 9.0868 | 9.154 | 9.2218 | 9.29 | 9.3274 | 9.3649 | 9.4023 | 9.4398 | 9.4772 | 9.5079 | 9.5386 | 9.5693 | 9.6 | 9.6307 | 0 | 0 | 0 | 0 | 0 | 0 | 0 | 0 | 0 | 0 | 0 | 0 | 0 | 0 | 0 | 0 | 0 | 0 | 0 | 0 | 0 | 0 | 0 | 0 | 0 | 0 | 0 | 0 | 0 | 0 | 0 | 0 | 0 | 0 | 0 | 0 | 0 | 0 | 0 | 0 | 0 | 0 | 0 | 0 | 0 | 0 | 0 | 0 | 0 | 0
106 | 94 | 106,94 | 99709 | Fairbanks | Y | 1331 | 577 | 518 | 59 | 9 | 288 | 297 | 24 | 0 | 0 | 321 | 4333.4444 | 2359.7049 | 2419.5152 | 8092.9583 | 0 | 0 | 2843.6978 | 718596 | 194231 | 17.4848 | 559.5152 | 0 | 24 | 0 | 601 | 15.697 | 502.303 | 518 | 0 | 16.6483 | 532.747 | 549.3954 | 0 | 14.9742 | 479.1743 | 494.1485 | 0 | 23.032 | 0 | 523.1114 | 536.0924 | 549.3954 | 563.0285 | 577 | 471.3952 | 482.6378 | 494.1485 | 505.9337 | 518 | 22.103 | 22.5627 | 23.032 | 23.511 | 24 | 583.1126 | 589.29 | 595.5328 | 591.6174 | 587.7278 | 585.851 | 583.9802 | 582.1153 | 580.2564 | 578.4035 | 582.6819 | 586.992 | 591.334 | 595.7081 | 600.1145 | 602.5334 | 604.9524 | 607.3713 | 609.7903 | 612.2092 | 614.1921 | 616.1749 | 618.1577 | 620.1405 | 622.1234 | 523.4876 | 529.0333 | 534.6377 | 531.1227 | 527.6308 | 525.9459 | 524.2664 | 522.5923 | 520.9235 | 519.26 | 523.1009 | 526.9703 | 530.8683 | 534.7951 | 538.751 | 540.9226 | 543.0942 | 545.2658 | 547.4374 | 549.609 | 551.3891 | 553.1691 | 554.9492 | 556.7293 | 558.5094 | 24.2543 | 24.5112 | 24.7709 | 24.608 | 24.4462 | 24.3682 | 24.2903 | 24.2128 | 24.1355 | 24.0584 | 24.2363 | 24.4156 | 24.5962 | 24.7782 | 24.9614 | 25.062 | 25.1627 | 25.2633 | 25.3639 | 25.4645 | 25.547 | 25.6295 | 25.7119 | 25.7944 | 25.8769 | 0 | 0 | 0 | 0 | 0 | 0 | 0 | 0 | 0 | 0 | 0 | 0 | 0 | 0 | 0 | 0 | 0 | 0 | 0 | 0 | 0 | 0 | 0 | 0 | 0 | 0 | 0 | 0 | 0 | 0 | 0 | 0 | 0 | 0 | 0 | 0 | 0 | 0 | 0 | 0 | 0 | 0 | 0 | 0 | 0 | 0 | 0 | 0 | 0 | 0
107 | 94 | 107,94 | 99709 | Fairbanks | Y | 1501 | 566 | 538 | 28 | 3 | 456 | 459 | 22 | 0 | 0 | 481 | 13988 | 2847.7368 | 2920.549 | 9652.1364 | 0 | 0 | 3228.4387 | 1340532 | 212347 | 3.6993 | 562.3007 | 0 | 22 | 0 | 588 | 3.5163 | 534.4837 | 538 | 0 | 3.5224 | 535.3993 | 538.9217 | 0 | 3.3544 | 509.8732 | 513.2276 | 0 | 21.1126 | 0 | 513.1388 | 525.8722 | 538.9217 | 552.2949 | 566 | 489.5958 | 501.2725 | 513.2276 | 525.4678 | 538 | 20.2611 | 20.6825 | 21.1126 | 21.5518 | 22 | 575.6053 | 585.3737 | 595.3078 | 591.3939 | 587.5057 | 585.6296 | 583.7595 | 581.8954 | 580.0372 | 578.185 | 582.4618 | 586.7702 | 591.1106 | 595.483 | 599.8878 | 602.3058 | 604.7238 | 607.1419 | 609.5599 | 611.9779 | 613.96 | 615.9421 | 617.9242 | 619.9062 | 621.8883 | 547.1302 | 556.4153 | 565.8579 | 562.1377 | 558.4418 | 556.6586 | 554.881 | 553.1091 | 551.3428 | 549.5822 | 553.6474 | 557.7427 | 561.8683 | 566.0245 | 570.2113 | 572.5097 | 574.8082 | 577.1066 | 579.405 | 581.7034 | 583.5874 | 585.4715 | 587.3555 | 589.2395 | 591.1235 | 22.3734 | 22.753 | 23.1392 | 22.987 | 22.8359 | 22.763 | 22.6903 | 22.6178 | 22.5456 | 22.4736 | 22.6399 | 22.8073 | 22.976 | 23.146 | 23.3172 | 23.4112 | 23.5052 | 23.5992 | 23.6931 | 23.7871 | 23.8642 | 23.9412 | 24.0183 | 24.0953 | 24.1723 | 0 | 0 | 0 | 0 | 0 | 0 | 0 | 0 | 0 | 0 | 0 | 0 | 0 | 0 | 0 | 0 | 0 | 0 | 0 | 0 | 0 | 0 | 0 | 0 | 0 | 0 | 0 | 0 | 0 | 0 | 0 | 0 | 0 | 0 | 0 | 0 | 0 | 0 | 0 | 0 | 0 | 0 | 0 | 0 | 0 | 0 | 0 | 0 | 0 | 0
108 | 94 | 108,94 | 99701 | Fairbanks | Y | 1159 | 528 | 470 | 58 | 4 | 177 | 181 | 28 | 0 | 0 | 209 | 3408.5 | 2513.5932 | 2533.3702 | 8862.4643 | 0 | 0 | 3381.2871 | 458540 | 248149 | 11.6685 | 516.3315 | 0 | 28 | 0 | 556 | 10.3867 | 459.6133 | 470 | 0 | 11.539 | 510.6002 | 522.1392 | 0 | 10.2904 | 455.3486 | 465.639 | 0 | 27.8554 | 0 | 516.3435 | 519.2333 | 522.1392 | 525.0614 | 528 | 461.3184 | 463.4737 | 465.639 | 467.8144 | 470 | 27.7115 | 27.7834 | 27.8554 | 27.9276 | 28 | 531.3162 | 534.6531 | 538.0111 | 534.4739 | 530.96 | 529.2644 | 527.5743 | 525.8896 | 524.2103 | 522.5363 | 526.4015 | 530.2953 | 534.2178 | 538.1694 | 542.1503 | 544.3356 | 546.5209 | 548.7062 | 550.8915 | 553.0768 | 554.8681 | 556.6594 | 558.4507 | 560.242 | 562.0333 | 472.9519 | 475.9223 | 478.9114 | 475.7627 | 472.6348 | 471.1255 | 469.6211 | 468.1214 | 466.6266 | 465.1365 | 468.5771 | 472.0431 | 475.5348 | 479.0523 | 482.5959 | 484.5411 | 486.4864 | 488.4316 | 490.3769 | 492.3221 | 493.9167 | 495.5112 | 497.1057 | 498.7003 | 500.2948 | 28.1759 | 28.3528 | 28.5309 | 28.3433 | 28.157 | 28.0671 | 27.9774 | 27.8881 | 27.799 | 27.7103 | 27.9152 | 28.1217 | 28.3297 | 28.5393 | 28.7504 | 28.8663 | 28.9822 | 29.0981 | 29.2139 | 29.3298 | 29.4248 | 29.5198 | 29.6148 | 29.7098 | 29.8048 | 0 | 0 | 0 | 0 | 0 | 0 | 0 | 0 | 0 | 0 | 0 | 0 | 0 | 0 | 0 | 0 | 0 | 0 | 0 | 0 | 0 | 0 | 0 | 0 | 0 | 0 | 0 | 0 | 0 | 0 | 0 | 0 | 0 | 0 | 0 | 0 | 0 | 0 | 0 | 0 | 0 | 0 | 0 | 0 | 0 | 0 | 0 | 0 | 0 | 0
109 | 94 | 109,94 | 99701 | Fairbanks | Y | 2461 | 1456 | 1242 | 214 | 17 | 408 | 425 | 70 | 29 | 38 | 562 | 4491.6471 | 2133.6201 | 2227.9412 | 8539.9714 | 3203.4828 | 19775.2368 | 4250.9484 | 1039776 | 1349257 | 54.5198 | 1308.4758 | 93.0044 | 70 | 38 | 1564 | 46.5066 | 1116.1586 | 1162.6652 | 79.3348 | 53.9147 | 1293.9517 | 1347.8664 | 91.9721 | 46.0751 | 1105.802 | 1151.8771 | 78.5987 | 69.6385 | 37.8037 | 1332.9051 | 1340.3648 | 1347.8664 | 1355.4099 | 1362.9956 | 1141.1892 | 1146.5207 | 1151.8771 | 1157.2586 | 1162.6652 | 69.2788 | 69.4584 | 69.6385 | 69.819 | 70 | 1381.2851 | 1399.82 | 1418.6036 | 1409.2769 | 1400.0115 | 1395.5408 | 1391.0844 | 1386.6422 | 1382.2142 | 1377.8004 | 1387.9919 | 1398.2589 | 1408.6017 | 1419.0211 | 1429.5176 | 1435.2797 | 1441.0418 | 1446.8039 | 1452.5661 | 1458.3282 | 1463.0514 | 1467.7747 | 1472.4979 | 1477.2211 | 1481.9444 | 1178.2665 | 1194.0772 | 1210.1 | 1202.1442 | 1194.2406 | 1190.427 | 1186.6256 | 1182.8363 | 1179.0591 | 1175.294 | 1183.9876 | 1192.7455 | 1201.5682 | 1210.4562 | 1219.4099 | 1224.3251 | 1229.2403 | 1234.1556 | 1239.0708 | 1243.986 | 1248.015 | 1252.044 | 1256.0731 | 1260.1021 | 1264.1311 | 70.9393 | 71.8912 | 72.8559 | 72.3769 | 71.901 | 71.6714 | 71.4426 | 71.2144 | 70.987 | 70.7603 | 71.2837 | 71.811 | 72.3422 | 72.8773 | 73.4164 | 73.7123 | 74.0083 | 74.3042 | 74.6001 | 74.896 | 75.1386 | 75.3812 | 75.6238 | 75.8663 | 76.1089 | 94.2524 | 95.5171 | 96.7988 | 96.1624 | 95.5302 | 95.2251 | 94.9211 | 94.6179 | 94.3158 | 94.0146 | 94.71 | 95.4106 | 96.1164 | 96.8273 | 97.5436 | 97.9367 | 98.3299 | 98.7231 | 99.1163 | 99.5095 | 99.8317 | 100.154 | 100.4763 | 100.7986 | 101.1209 | 38.5099 | 39.0267 | 39.5503 | 39.2903 | 39.032 | 38.9074 | 38.7831 | 38.6593 | 38.5358 | 38.4128 | 38.6969 | 38.9831 | 39.2715 | 39.562 | 39.8546 | 40.0153 | 40.1759 | 40.3366 | 40.4972 | 40.6579 | 40.7895 | 40.9212 | 41.0529 | 41.1846 | 41.3163
110 | 94 | 110,94 | 99701 | Fairbanks | Y | 2613 | 1325 | 1189 | 136 | 29 | 516 | 545 | 68 | 1 | 7 | 621 | 4888.3793 | 2042.2926 | 2193.7358 | 6239.8235 | 39744 | 38067.5714 | 3101.628 | 1235330 | 690781 | 70.3755 | 1252.1978 | 2.4267 | 68 | 7 | 1400 | 63.152 | 1123.6703 | 1186.8223 | 2.1777 | 69.5943 | 1238.2984 | 1307.8927 | 2.3998 | 62.566 | 1113.2441 | 1175.8101 | 2.1574 | 67.6488 | 6.9638 | 1293.3751 | 1300.6137 | 1307.8927 | 1315.2125 | 1322.5733 | 1164.9001 | 1170.3424 | 1175.8101 | 1181.3034 | 1186.8223 | 67.2994 | 67.4739 | 67.6488 | 67.8242 | 68 | 1328.5908 | 1334.6357 | 1340.7081 | 1331.8936 | 1323.1369 | 1318.9117 | 1314.7 | 1310.5018 | 1306.3169 | 1302.1454 | 1311.7773 | 1321.4805 | 1331.2555 | 1341.1027 | 1351.0228 | 1356.4685 | 1361.9143 | 1367.36 | 1372.8057 | 1378.2514 | 1382.7153 | 1387.1792 | 1391.6431 | 1396.107 | 1400.5709 | 1192.2222 | 1197.6467 | 1203.0958 | 1195.186 | 1187.3282 | 1183.5367 | 1179.7572 | 1175.9899 | 1172.2346 | 1168.4912 | 1177.1345 | 1185.8418 | 1194.6134 | 1203.4499 | 1212.3518 | 1217.2386 | 1222.1253 | 1227.0121 | 1231.8989 | 1236.7856 | 1240.7913 | 1244.797 | 1248.8028 | 1252.8085 | 1256.8142 | 68.3094 | 68.6202 | 68.9324 | 68.4792 | 68.029 | 67.8117 | 67.5952 | 67.3793 | 67.1642 | 66.9497 | 67.4449 | 67.9438 | 68.4464 | 68.9527 | 69.4627 | 69.7427 | 70.0227 | 70.3027 | 70.5827 | 70.8627 | 71.0922 | 71.3217 | 71.5512 | 71.7807 | 72.0102 | 2.4378 | 2.4489 | 2.46 | 2.4438 | 2.4278 | 2.42 | 2.4123 | 2.4046 | 2.3969 | 2.3893 | 2.4069 | 2.4247 | 2.4427 | 2.4607 | 2.4789 | 2.4889 | 2.4989 | 2.5089 | 2.5189 | 2.5289 | 2.5371 | 2.5453 | 2.5535 | 2.5617 | 2.5699 | 7.0318 | 7.0638 | 7.096 | 7.0493 | 7.003 | 6.9806 | 6.9583 | 6.9361 | 6.914 | 6.8919 | 6.9429 | 6.9942 | 7.046 | 7.0981 | 7.1506 | 7.1794 | 7.2082 | 7.237 | 7.2659 | 7.2947 | 7.3183 | 7.3419 | 7.3656 | 7.3892 | 7.4128
111 | 94 | 111,94 | 99701 | Fairbanks | Y | 2634 | 1026 | 904 | 122 | 18 | 438 | 456 | 4 | 0 | 0 | 460 | 6249.6667 | 2289.4064 | 2445.7325 | 1614 | 0 | 0 | 2438.5 | 1115254 | 6456 | 40.5 | 985.5 | 0 | 4 | 0 | 1030 | 35.6842 | 868.3158 | 904 | 0 | 40.0505 | 974.561 | 1014.6114 | 0 | 35.3531 | 860.2589 | 895.612 | 0 | 3.9793 | 0 | 1003.3492 | 1008.9646 | 1014.6114 | 1020.2898 | 1026 | 887.3019 | 891.4473 | 895.612 | 899.7962 | 904 | 3.9588 | 3.9691 | 3.9793 | 3.9897 | 4 | 1032.6258 | 1039.2945 | 1046.0061 | 1039.1291 | 1032.2973 | 1029.0008 | 1025.7149 | 1022.4395 | 1019.1745 | 1015.9199 | 1023.4347 | 1031.005 | 1038.6313 | 1046.314 | 1054.0536 | 1058.3023 | 1062.5509 | 1066.7996 | 1071.0483 | 1075.297 | 1078.7797 | 1082.2624 | 1085.7451 | 1089.2277 | 1092.7104 | 909.838 | 915.7136 | 921.6272 | 915.568 | 909.5485 | 906.644 | 903.7488 | 900.8628 | 897.9861 | 895.1185 | 901.7397 | 908.4098 | 915.1293 | 921.8985 | 928.7178 | 932.4612 | 936.2047 | 939.9482 | 943.6917 | 947.4352 | 950.5038 | 953.5723 | 956.6409 | 959.7094 | 962.778 | 4.0258 | 4.0518 | 4.078 | 4.0512 | 4.0246 | 4.0117 | 3.9989 | 3.9861 | 3.9734 | 3.9607 | 3.99 | 4.0195 | 4.0492 | 4.0792 | 4.1094 | 4.1259 | 4.1425 | 4.1591 | 4.1756 | 4.1922 | 4.2058 | 4.2193 | 4.2329 | 4.2465 | 4.2601 | 0 | 0 | 0 | 0 | 0 | 0 | 0 | 0 | 0 | 0 | 0 | 0 | 0 | 0 | 0 | 0 | 0 | 0 | 0 | 0 | 0 | 0 | 0 | 0 | 0 | 0 | 0 | 0 | 0 | 0 | 0 | 0 | 0 | 0 | 0 | 0 | 0 | 0 | 0 | 0 | 0 | 0 | 0 | 0 | 0 | 0 | 0 | 0 | 0 | 0
112 | 94 | 112,94 | 99703 | Fairbanks | Y | 60 | 26 | 18 | 8 | 0 | 0 | 0 | 0 | 0 | 0 | 0 | 0 | 834.495 | 834.495 | 1408.3846 | 0 | 0 | 1365.174 | 0 | 0 | 0.59572 | 25.3705 | 0.033784 | 0 | 0 | 26 | 0.41242 | 17.5642 | 17.9766 | 0.023389 | 0.58423 | 24.8813 | 25.4656 | 0.033132 | 0.41375 | 17.6206 | 18.0343 | 0.023464 | 0 | 0 | 24.9746 | 25.2189 | 25.4656 | 25.7147 | 25.9662 | 18.0922 | 18.0633 | 18.0343 | 18.0054 | 17.9766 | 0 | 0 | 0 | 0 | 0 | 26.0741 | 26.1825 | 26.2912 | 26.1184 | 25.9467 | 25.8638 | 25.7812 | 25.6989 | 25.6168 | 25.535 | 25.7239 | 25.9142 | 26.1059 | 26.299 | 26.4935 | 26.6003 | 26.7071 | 26.8139 | 26.9207 | 27.0275 | 27.115 | 27.2025 | 27.2901 | 27.3776 | 27.4652 | 18.0513 | 18.1263 | 18.2016 | 18.082 | 17.9631 | 17.9057 | 17.8485 | 17.7915 | 17.7347 | 17.6781 | 17.8089 | 17.9406 | 18.0733 | 18.207 | 18.3417 | 18.4156 | 18.4895 | 18.5635 | 18.6374 | 18.7113 | 18.7719 | 18.8325 | 18.8931 | 18.9537 | 19.0143 | 0 | 0 | 0 | 0 | 0 | 0 | 0 | 0 | 0 | 0 | 0 | 0 | 0 | 0 | 0 | 0 | 0 | 0 | 0 | 0 | 0 | 0 | 0 | 0 | 0 | 0.033924 | 0.034065 | 0.034207 | 0.033982 | 0.033758 | 0.033651 | 0.033543 | 0.033436 | 0.033329 | 0.033223 | 0.033469 | 0.033716 | 0.033965 | 0.034217 | 0.03447 | 0.034609 | 0.034748 | 0.034887 | 0.035026 | 0.035165 | 0.035278 | 0.035392 | 0.035506 | 0.03562 | 0.035734 | 0 | 0 | 0 | 0 | 0 | 0 | 0 | 0 | 0 | 0 | 0 | 0 | 0 | 0 | 0 | 0 | 0 | 0 | 0 | 0 | 0 | 0 | 0 | 0 | 0
113 | 94 | 113,94 | 99703 | Fairbanks | Y | 677 | 183 | 170 | 13 | 0 | 0 | 0 | 0 | 0 | 0 | 0 | 0 | 834.495 | 834.495 | 1408.3846 | 0 | 0 | 1365.174 | 0 | 0 | 4.193 | 178.5693 | 0.23779 | 0 | 0 | 183 | 3.8951 | 165.884 | 169.7791 | 0.22089 | 4.1121 | 175.1262 | 179.2383 | 0.2332 | 3.9076 | 166.4166 | 170.3242 | 0.2216 | 0 | 0 | 175.7824 | 177.502 | 179.2383 | 180.9917 | 182.7622 | 170.871 | 170.5974 | 170.3242 | 170.0514 | 169.7791 | 0 | 0 | 0 | 0 | 0 | 183.5216 | 184.2842 | 185.0499 | 183.8333 | 182.6247 | 182.0415 | 181.4602 | 180.8807 | 180.3031 | 179.7273 | 181.0568 | 182.396 | 183.7452 | 185.1044 | 186.4736 | 187.2252 | 187.9769 | 188.7285 | 189.4802 | 190.2318 | 190.8479 | 191.464 | 192.0802 | 192.6963 | 193.3124 | 170.4846 | 171.193 | 171.9043 | 170.7741 | 169.6513 | 169.1096 | 168.5696 | 168.0313 | 167.4947 | 166.9598 | 168.1948 | 169.439 | 170.6923 | 171.9549 | 173.2268 | 173.9251 | 174.6233 | 175.3216 | 176.0198 | 176.7181 | 177.2904 | 177.8628 | 178.4351 | 179.0075 | 179.5798 | 0 | 0 | 0 | 0 | 0 | 0 | 0 | 0 | 0 | 0 | 0 | 0 | 0 | 0 | 0 | 0 | 0 | 0 | 0 | 0 | 0 | 0 | 0 | 0 | 0 | 0.23877 | 0.23977 | 0.24076 | 0.23918 | 0.23761 | 0.23685 | 0.23609 | 0.23534 | 0.23459 | 0.23384 | 0.23557 | 0.23731 | 0.23906 | 0.24083 | 0.24261 | 0.24359 | 0.24457 | 0.24555 | 0.24653 | 0.2475 | 0.24831 | 0.24911 | 0.24991 | 0.25071 | 0.25151 | 0 | 0 | 0 | 0 | 0 | 0 | 0 | 0 | 0 | 0 | 0 | 0 | 0 | 0 | 0 | 0 | 0 | 0 | 0 | 0 | 0 | 0 | 0 | 0 | 0
114 | 94 | 114,94 | 99703 | Fairbanks | Y | 501 | 46 | 46 | 0 | 0 | 0 | 0 | 0 | 0 | 0 | 0 | 0 | 834.495 | 834.495 | 1408.3846 | 0 | 0 | 1365.174 | 0 | 0 | 1.054 | 44.8863 | 0.059771 | 0 | 0 | 46 | 1.054 | 44.8863 | 45.9402 | 0.059771 | 1.0336 | 44.0208 | 45.0544 | 0.058619 | 1.0574 | 45.0304 | 46.0877 | 0.059963 | 0 | 0 | 44.1857 | 44.618 | 45.0544 | 45.4952 | 45.9402 | 46.2357 | 46.1616 | 46.0877 | 46.0139 | 45.9402 | 0 | 0 | 0 | 0 | 0 | 46.1311 | 46.3228 | 46.5153 | 46.2095 | 45.9057 | 45.7591 | 45.6129 | 45.4673 | 45.3221 | 45.1774 | 45.5115 | 45.8482 | 46.1873 | 46.529 | 46.8731 | 47.0621 | 47.251 | 47.44 | 47.6289 | 47.8178 | 47.9727 | 48.1276 | 48.2824 | 48.4373 | 48.5922 | 46.1311 | 46.3228 | 46.5153 | 46.2095 | 45.9057 | 45.7591 | 45.6129 | 45.4673 | 45.3221 | 45.1774 | 45.5115 | 45.8482 | 46.1873 | 46.529 | 46.8731 | 47.0621 | 47.251 | 47.44 | 47.6289 | 47.8178 | 47.9727 | 48.1276 | 48.2824 | 48.4373 | 48.5922 | 0 | 0 | 0 | 0 | 0 | 0 | 0 | 0 | 0 | 0 | 0 | 0 | 0 | 0 | 0 | 0 | 0 | 0 | 0 | 0 | 0 | 0 | 0 | 0 | 0 | 0.06002 | 0.060269 | 0.060519 | 0.060122 | 0.059726 | 0.059536 | 0.059345 | 0.059156 | 0.058967 | 0.058779 | 0.059214 | 0.059652 | 0.060093 | 0.060537 | 0.060985 | 0.061231 | 0.061477 | 0.061723 | 0.061968 | 0.062214 | 0.062416 | 0.062617 | 0.062819 | 0.06302 | 0.063222 | 0 | 0 | 0 | 0 | 0 | 0 | 0 | 0 | 0 | 0 | 0 | 0 | 0 | 0 | 0 | 0 | 0 | 0 | 0 | 0 | 0 | 0 | 0 | 0 | 0
115 | 94 | 115,94 | 99705 | Fairbanks | Y | 76 | 39 | 34 | 5 | 0 | 48 | 48 | 0 | 0 | 0 | 48 | 0 | 1971.875 | 1971.875 | 0 | 0 | 0 | 1971.875 | 94650 | 0 | 0 | 39 | 0 | 0 | 0 | 39 | 0 | 34 | 34 | 0 | 0 | 36.1979 | 36.1979 | 0 | 0 | 31.719 | 31.719 | 0 | 0 | 0 | 33.5972 | 34.8733 | 36.1979 | 37.5728 | 39 | 29.5911 | 30.6366 | 31.719 | 32.8397 | 34 | 0 | 0 | 0 | 0 | 0 | 39.3693 | 39.7421 | 40.1184 | 39.8547 | 39.5926 | 39.4662 | 39.3402 | 39.2146 | 39.0893 | 38.9645 | 39.2527 | 39.5431 | 39.8356 | 40.1302 | 40.4271 | 40.59 | 40.753 | 40.9159 | 41.0789 | 41.2419 | 41.3754 | 41.509 | 41.6426 | 41.7761 | 41.9097 | 34.322 | 34.647 | 34.975 | 34.7451 | 34.5167 | 34.4064 | 34.2966 | 34.1871 | 34.0779 | 33.9691 | 34.2203 | 34.4735 | 34.7285 | 34.9853 | 35.2441 | 35.3862 | 35.5282 | 35.6703 | 35.8124 | 35.9544 | 36.0709 | 36.1873 | 36.3038 | 36.4202 | 36.5367 | 0 | 0 | 0 | 0 | 0 | 0 | 0 | 0 | 0 | 0 | 0 | 0 | 0 | 0 | 0 | 0 | 0 | 0 | 0 | 0 | 0 | 0 | 0 | 0 | 0 | 0 | 0 | 0 | 0 | 0 | 0 | 0 | 0 | 0 | 0 | 0 | 0 | 0 | 0 | 0 | 0 | 0 | 0 | 0 | 0 | 0 | 0 | 0 | 0 | 0 | 0 | 0 | 0 | 0 | 0 | 0 | 0 | 0 | 0 | 0 | 0 | 0 | 0 | 0 | 0 | 0 | 0 | 0 | 0 | 0 | 0 | 0 | 0 | 0 | 0
116 | 94 | 116,94 | 99705 | North Pole | Y | 36 | 14 | 13 | 1 | 0 | 15 | 15 | 0 | 0 | 0 | 15 | 0 | 2211.7333 | 2211.7333 | 0 | 0 | 0 | 2211.7333 | 33176 | 0 | 0 | 14 | 0 | 0 | 0 | 14 | 0 | 13 | 13 | 0 | 0 | 12.9941 | 12.9941 | 0 | 0 | 12.1279 | 12.1279 | 0 | 0 | 0 | 12.0605 | 12.5186 | 12.9941 | 13.4877 | 14 | 11.3142 | 11.714 | 12.1279 | 12.5564 | 13 | 0 | 0 | 0 | 0 | 0 | 14.1326 | 14.2664 | 14.4015 | 14.3068 | 14.2127 | 14.1674 | 14.1221 | 14.077 | 14.0321 | 13.9873 | 14.0907 | 14.195 | 14.3 | 14.4057 | 14.5123 | 14.5708 | 14.6293 | 14.6878 | 14.7463 | 14.8048 | 14.8527 | 14.9007 | 14.9486 | 14.9966 | 15.0445 | 13.1231 | 13.2474 | 13.3728 | 13.2849 | 13.1975 | 13.1554 | 13.1134 | 13.0715 | 13.0298 | 12.9882 | 13.0842 | 13.181 | 13.2785 | 13.3767 | 13.4757 | 13.53 | 13.5843 | 13.6386 | 13.693 | 13.7473 | 13.7918 | 13.8363 | 13.8809 | 13.9254 | 13.9699 | 0 | 0 | 0 | 0 | 0 | 0 | 0 | 0 | 0 | 0 | 0 | 0 | 0 | 0 | 0 | 0 | 0 | 0 | 0 | 0 | 0 | 0 | 0 | 0 | 0 | 0 | 0 | 0 | 0 | 0 | 0 | 0 | 0 | 0 | 0 | 0 | 0 | 0 | 0 | 0 | 0 | 0 | 0 | 0 | 0 | 0 | 0 | 0 | 0 | 0 | 0 | 0 | 0 | 0 | 0 | 0 | 0 | 0 | 0 | 0 | 0 | 0 | 0 | 0 | 0 | 0 | 0 | 0 | 0 | 0 | 0 | 0 | 0 | 0 | 0
117 | 94 | 117,94 | 99705 | North Pole | Y | 251 | 105 | 94 | 11 | 0 | 103 | 103 | 0 | 0 | 0 | 103 | 0 | 2264.1845 | 2264.1845 | 0 | 0 | 0 | 2264.1845 | 233211 | 0 | 0 | 105 | 0 | 0 | 0 | 105 | 0 | 94 | 94 | 0 | 0 | 97.4559 | 97.4559 | 0 | 0 | 87.6938 | 87.6938 | 0 | 0 | 0 | 90.4539 | 93.8897 | 97.4559 | 101.1577 | 105 | 81.8106 | 84.7011 | 87.6938 | 90.7921 | 94 | 0 | 0 | 0 | 0 | 0 | 107.3328 | 109.7175 | 112.1551 | 111.4178 | 110.6852 | 110.3318 | 109.9795 | 109.6283 | 109.2782 | 108.9292 | 109.735 | 110.5467 | 111.3644 | 112.1881 | 113.018 | 113.4735 | 113.9291 | 114.3847 | 114.8402 | 115.2958 | 115.6692 | 116.0426 | 116.416 | 116.7894 | 117.1629 | 96.0884 | 98.2233 | 100.4055 | 99.7454 | 99.0896 | 98.7732 | 98.4578 | 98.1434 | 97.83 | 97.5176 | 98.2389 | 98.9656 | 99.6976 | 100.4351 | 101.178 | 101.5858 | 101.9937 | 102.4015 | 102.8093 | 103.2172 | 103.5515 | 103.8858 | 104.2201 | 104.5544 | 104.8887 | 0 | 0 | 0 | 0 | 0 | 0 | 0 | 0 | 0 | 0 | 0 | 0 | 0 | 0 | 0 | 0 | 0 | 0 | 0 | 0 | 0 | 0 | 0 | 0 | 0 | 0 | 0 | 0 | 0 | 0 | 0 | 0 | 0 | 0 | 0 | 0 | 0 | 0 | 0 | 0 | 0 | 0 | 0 | 0 | 0 | 0 | 0 | 0 | 0 | 0 | 0 | 0 | 0 | 0 | 0 | 0 | 0 | 0 | 0 | 0 | 0 | 0 | 0 | 0 | 0 | 0 | 0 | 0 | 0 | 0 | 0 | 0 | 0 | 0 | 0
118 | 94 | 118,94 | 99705 | North Pole | Y | 208 | 80 | 76 | 4 | 0 | 60 | 60 | 0 | 0 | 0 | 60 | 0 | 2129 | 2129 | 0 | 0 | 0 | 2129 | 127740 | 0 | 0 | 80 | 0 | 0 | 0 | 80 | 0 | 76 | 76 | 0 | 0 | 74.2521 | 74.2521 | 0 | 0 | 70.9013 | 70.9013 | 0 | 0 | 0 | 68.9172 | 71.535 | 74.2521 | 77.0725 | 80 | 66.1447 | 68.4817 | 70.9013 | 73.4064 | 76 | 0 | 0 | 0 | 0 | 0 | 81.7774 | 83.5943 | 85.4515 | 84.8897 | 84.3316 | 84.0623 | 83.7939 | 83.5263 | 83.2596 | 82.9937 | 83.6076 | 84.226 | 84.8491 | 85.4767 | 86.1089 | 86.456 | 86.8031 | 87.1502 | 87.4973 | 87.8444 | 88.1289 | 88.4134 | 88.6979 | 88.9824 | 89.2669 | 77.6885 | 79.4146 | 81.179 | 80.6452 | 80.115 | 79.8592 | 79.6042 | 79.35 | 79.0966 | 78.844 | 79.4272 | 80.0147 | 80.6066 | 81.2028 | 81.8035 | 82.1332 | 82.463 | 82.7927 | 83.1224 | 83.4522 | 83.7225 | 83.9927 | 84.263 | 84.5333 | 84.8036 | 0 | 0 | 0 | 0 | 0 | 0 | 0 | 0 | 0 | 0 | 0 | 0 | 0 | 0 | 0 | 0 | 0 | 0 | 0 | 0 | 0 | 0 | 0 | 0 | 0 | 0 | 0 | 0 | 0 | 0 | 0 | 0 | 0 | 0 | 0 | 0 | 0 | 0 | 0 | 0 | 0 | 0 | 0 | 0 | 0 | 0 | 0 | 0 | 0 | 0 | 0 | 0 | 0 | 0 | 0 | 0 | 0 | 0 | 0 | 0 | 0 | 0 | 0 | 0 | 0 | 0 | 0 | 0 | 0 | 0 | 0 | 0 | 0 | 0 | 0
119 | 94 | 119,94 | 99705 | North Pole | Y | 114 | 49 | 46 | 3 | 1 | 42 | 43 | 1 | 0 | 0 | 44 | 4233 | 2755.381 | 2789.7442 | 15520 | 0 | 0 | 3079.0682 | 119959 | 15520 | 1.1395 | 47.8605 | 0 | 1 | 0 | 50 | 1.0698 | 44.9302 | 46 | 0 | 1.0577 | 44.4218 | 45.4794 | 0 | 0.998 | 41.916 | 42.914 | 0 | 0.94011 | 0 | 42.2118 | 43.8152 | 45.4794 | 47.2069 | 49 | 40.035 | 41.4495 | 42.914 | 44.4302 | 46 | 0.8838 | 0.91152 | 0.94011 | 0.96959 | 1 | 50.0887 | 51.2015 | 52.3391 | 51.995 | 51.6531 | 51.4882 | 51.3237 | 51.1599 | 50.9965 | 50.8336 | 51.2097 | 51.5884 | 51.97 | 52.3545 | 52.7417 | 52.9543 | 53.1669 | 53.3795 | 53.5921 | 53.8047 | 53.979 | 54.1532 | 54.3275 | 54.5017 | 54.676 | 47.022 | 48.0667 | 49.1346 | 48.8116 | 48.4907 | 48.3358 | 48.1815 | 48.0276 | 47.8743 | 47.7214 | 48.0744 | 48.43 | 48.7882 | 49.1491 | 49.5126 | 49.7122 | 49.9118 | 50.1114 | 50.3109 | 50.5105 | 50.6741 | 50.8377 | 51.0013 | 51.1649 | 51.3285 | 1.0222 | 1.0449 | 1.0681 | 1.0611 | 1.0541 | 1.0508 | 1.0474 | 1.0441 | 1.0407 | 1.0374 | 1.0451 | 1.0528 | 1.0606 | 1.0685 | 1.0764 | 1.0807 | 1.085 | 1.0894 | 1.0937 | 1.0981 | 1.1016 | 1.1052 | 1.1087 | 1.1123 | 1.1158 | 0 | 0 | 0 | 0 | 0 | 0 | 0 | 0 | 0 | 0 | 0 | 0 | 0 | 0 | 0 | 0 | 0 | 0 | 0 | 0 | 0 | 0 | 0 | 0 | 0 | 0 | 0 | 0 | 0 | 0 | 0 | 0 | 0 | 0 | 0 | 0 | 0 | 0 | 0 | 0 | 0 | 0 | 0 | 0 | 0 | 0 | 0 | 0 | 0 | 0
120 | 94 | 120,94 | 99705 | North Pole | Y | 31 | 24 | 18 | 6 | 0 | 24 | 24 | 2 | 0 | 0 | 26 | 0 | 2149.625 | 2149.625 | 19469 | 0 | 0 | 3481.8846 | 51591 | 38938 | 0 | 24 | 0 | 2 | 0 | 26 | 0 | 18 | 18 | 0 | 0 | 22.2756 | 22.2756 | 0 | 0 | 16.7924 | 16.7924 | 0 | 1.8802 | 0 | 20.6752 | 21.4605 | 22.2756 | 23.1218 | 24 | 15.6659 | 16.2194 | 16.7924 | 17.3857 | 18 | 1.7676 | 1.823 | 1.8802 | 1.9392 | 2 | 24.5332 | 25.0783 | 25.6355 | 25.4669 | 25.2995 | 25.2187 | 25.1382 | 25.0579 | 24.9779 | 24.8981 | 25.0823 | 25.2678 | 25.4547 | 25.643 | 25.8327 | 25.9368 | 26.0409 | 26.1451 | 26.2492 | 26.3533 | 26.4387 | 26.524 | 26.6094 | 26.6947 | 26.7801 | 18.3999 | 18.8087 | 19.2266 | 19.1002 | 18.9746 | 18.914 | 18.8536 | 18.7934 | 18.7334 | 18.6736 | 18.8117 | 18.9509 | 19.091 | 19.2323 | 19.3745 | 19.4526 | 19.5307 | 19.6088 | 19.6869 | 19.765 | 19.829 | 19.893 | 19.957 | 20.021 | 20.0851 | 2.0444 | 2.0899 | 2.1363 | 2.1222 | 2.1083 | 2.1016 | 2.0948 | 2.0882 | 2.0815 | 2.0748 | 2.0902 | 2.1057 | 2.1212 | 2.1369 | 2.1527 | 2.1614 | 2.1701 | 2.1788 | 2.1874 | 2.1961 | 2.2032 | 2.2103 | 2.2174 | 2.2246 | 2.2317 | 0 | 0 | 0 | 0 | 0 | 0 | 0 | 0 | 0 | 0 | 0 | 0 | 0 | 0 | 0 | 0 | 0 | 0 | 0 | 0 | 0 | 0 | 0 | 0 | 0 | 0 | 0 | 0 | 0 | 0 | 0 | 0 | 0 | 0 | 0 | 0 | 0 | 0 | 0 | 0 | 0 | 0 | 0 | 0 | 0 | 0 | 0 | 0 | 0 | 0
121 | 94 | 121,94 | 99705 | North Pole | Y | 92 | 53 | 40 | 13 | 0 | 8 | 8 | 1 | 0 | 0 | 9 | 0 | 2168.625 | 2168.625 | 6760 | 0 | 0 | 2678.7778 | 17349 | 6760 | 0 | 53 | 0 | 1 | 0 | 54 | 0 | 40 | 40 | 0 | 0 | 49.192 | 49.192 | 0 | 0 | 37.3165 | 37.3165 | 0 | 0.94011 | 0 | 45.6577 | 47.3919 | 49.192 | 51.0605 | 53 | 34.813 | 36.043 | 37.3165 | 38.635 | 40 | 0.8838 | 0.91152 | 0.94011 | 0.96959 | 1 | 53.8634 | 54.741 | 55.6328 | 55.267 | 54.9037 | 54.7283 | 54.5536 | 54.3794 | 54.2057 | 54.0326 | 54.4323 | 54.8349 | 55.2405 | 55.6492 | 56.0608 | 56.2868 | 56.5127 | 56.7387 | 56.9647 | 57.1906 | 57.3759 | 57.5611 | 57.7463 | 57.9316 | 58.1168 | 40.6517 | 41.3139 | 41.987 | 41.711 | 41.4367 | 41.3044 | 41.1725 | 41.041 | 40.91 | 40.7793 | 41.081 | 41.3849 | 41.691 | 41.9994 | 42.31 | 42.4806 | 42.6511 | 42.8217 | 42.9922 | 43.1627 | 43.3025 | 43.4423 | 43.5821 | 43.7219 | 43.8617 | 1.0163 | 1.0328 | 1.0497 | 1.0428 | 1.0359 | 1.0326 | 1.0293 | 1.026 | 1.0227 | 1.0195 | 1.027 | 1.0346 | 1.0423 | 1.05 | 1.0578 | 1.062 | 1.0663 | 1.0705 | 1.0748 | 1.0791 | 1.0826 | 1.0861 | 1.0896 | 1.093 | 1.0965 | 0 | 0 | 0 | 0 | 0 | 0 | 0 | 0 | 0 | 0 | 0 | 0 | 0 | 0 | 0 | 0 | 0 | 0 | 0 | 0 | 0 | 0 | 0 | 0 | 0 | 0 | 0 | 0 | 0 | 0 | 0 | 0 | 0 | 0 | 0 | 0 | 0 | 0 | 0 | 0 | 0 | 0 | 0 | 0 | 0 | 0 | 0 | 0 | 0 | 0
122 | 94 | 122,94 | 99705 | - | N | 81 | 29 | 26 | 3 | 0 | 93 | 93 | 0 | 0 | 0 | 93 | 0 | 1737.0968 | 1737.0968 | 0 | 0 | 0 | 1737.0968 | 161550 | 0 | 0 | 29 | 0 | 0 | 0 | 29 | 0 | 26 | 26 | 0 | 0 | 26.9164 | 26.9164 | 0 | 0 | 24.2557 | 24.2557 | 0 | 0 | 0 | 24.9825 | 25.9314 | 26.9164 | 27.9388 | 29 | 22.6285 | 23.428 | 24.2557 | 25.1127 | 26 | 0 | 0 | 0 | 0 | 0 | 29.4725 | 29.9526 | 30.4406 | 30.2404 | 30.0416 | 29.9457 | 29.8501 | 29.7547 | 29.6597 | 29.565 | 29.7837 | 30.004 | 30.226 | 30.4495 | 30.6748 | 30.7984 | 30.9221 | 31.0457 | 31.1693 | 31.293 | 31.3943 | 31.4957 | 31.597 | 31.6984 | 31.7998 | 26.4236 | 26.8541 | 27.2916 | 27.1121 | 26.9339 | 26.8479 | 26.7621 | 26.6767 | 26.5915 | 26.5066 | 26.7026 | 26.9002 | 27.0991 | 27.2996 | 27.5015 | 27.6124 | 27.7232 | 27.8341 | 27.9449 | 28.0558 | 28.1467 | 28.2375 | 28.3284 | 28.4193 | 28.5101 | 0 | 0 | 0 | 0 | 0 | 0 | 0 | 0 | 0 | 0 | 0 | 0 | 0 | 0 | 0 | 0 | 0 | 0 | 0 | 0 | 0 | 0 | 0 | 0 | 0 | 0 | 0 | 0 | 0 | 0 | 0 | 0 | 0 | 0 | 0 | 0 | 0 | 0 | 0 | 0 | 0 | 0 | 0 | 0 | 0 | 0 | 0 | 0 | 0 | 0 | 0 | 0 | 0 | 0 | 0 | 0 | 0 | 0 | 0 | 0 | 0 | 0 | 0 | 0 | 0 | 0 | 0 | 0 | 0 | 0 | 0 | 0 | 0 | 0 | 0
123 | 94 | 123,94 | 99712 | - | N | 154 | 64 | 53 | 11 | 0 | 45 | 45 | 1 | 0 | 0 | 46 | 0 | 1763.7111 | 1763.7111 | 2364 | 0 | 0 | 1776.7609 | 79367 | 2364 | 0 | 64 | 0 | 1 | 0 | 65 | 0 | 53 | 53 | 0 | 0 | 58.1833 | 58.1833 | 0 | 0 | 48.3601 | 48.3601 | 0 | 0.92984 | 0 | 52.8953 | 55.4763 | 58.1833 | 61.0224 | 64 | 44.1263 | 46.1947 | 48.3601 | 50.6269 | 53 | 0.8646 | 0.89663 | 0.92984 | 0.96428 | 1 | 64.8101 | 65.6304 | 66.4612 | 66.0242 | 65.5902 | 65.3807 | 65.1719 | 64.9638 | 64.7564 | 64.5496 | 65.027 | 65.508 | 65.9926 | 66.4807 | 66.9725 | 67.2425 | 67.5124 | 67.7824 | 68.0523 | 68.3223 | 68.5436 | 68.7648 | 68.9861 | 69.2074 | 69.4287 | 53.6709 | 54.3502 | 55.0382 | 54.6763 | 54.3168 | 54.1434 | 53.9705 | 53.7981 | 53.6264 | 53.4551 | 53.8505 | 54.2488 | 54.6501 | 55.0544 | 55.4616 | 55.6852 | 55.9087 | 56.1323 | 56.3558 | 56.5794 | 56.7626 | 56.9459 | 57.1291 | 57.3124 | 57.4956 | 1.0127 | 1.0255 | 1.0385 | 1.0316 | 1.0248 | 1.0216 | 1.0183 | 1.0151 | 1.0118 | 1.0086 | 1.016 | 1.0236 | 1.0311 | 1.0388 | 1.0464 | 1.0507 | 1.0549 | 1.0591 | 1.0633 | 1.0675 | 1.071 | 1.0745 | 1.0779 | 1.0814 | 1.0848 | 0 | 0 | 0 | 0 | 0 | 0 | 0 | 0 | 0 | 0 | 0 | 0 | 0 | 0 | 0 | 0 | 0 | 0 | 0 | 0 | 0 | 0 | 0 | 0 | 0 | 0 | 0 | 0 | 0 | 0 | 0 | 0 | 0 | 0 | 0 | 0 | 0 | 0 | 0 | 0 | 0 | 0 | 0 | 0 | 0 | 0 | 0 | 0 | 0 | 0
125 | 94 | 125,94 | 99712 | - | N | 36 | 12 | 11 | 1 | 0 | 0 | 0 | 0 | 0 | 0 | 0 | 0 | 834.495 | 834.495 | 1408.3846 | 0 | 0 | 1365.174 | 0 | 0 | 0.27495 | 11.7095 | 0.015593 | 0 | 0 | 12 | 0.25204 | 10.7337 | 10.9857 | 0.014293 | 0.24996 | 10.6452 | 10.8952 | 0.014175 | 0.22997 | 9.794 | 10.024 | 0.013042 | 0 | 0 | 9.905 | 10.3883 | 10.8952 | 11.4268 | 11.9844 | 9.1464 | 9.5751 | 10.024 | 10.4938 | 10.9857 | 0 | 0 | 0 | 0 | 0 | 12.1361 | 12.2897 | 12.4453 | 12.3635 | 12.2822 | 12.243 | 12.2039 | 12.1649 | 12.126 | 12.0873 | 12.1767 | 12.2668 | 12.3575 | 12.4489 | 12.541 | 12.5916 | 12.6421 | 12.6927 | 12.7432 | 12.7938 | 12.8352 | 12.8767 | 12.9181 | 12.9595 | 13.001 | 11.1248 | 11.2656 | 11.4082 | 11.3332 | 11.2587 | 11.2227 | 11.1869 | 11.1511 | 11.1155 | 11.08 | 11.162 | 11.2446 | 11.3277 | 11.4115 | 11.4959 | 11.5423 | 11.5886 | 11.635 | 11.6813 | 11.7276 | 11.7656 | 11.8036 | 11.8416 | 11.8796 | 11.9175 | 0 | 0 | 0 | 0 | 0 | 0 | 0 | 0 | 0 | 0 | 0 | 0 | 0 | 0 | 0 | 0 | 0 | 0 | 0 | 0 | 0 | 0 | 0 | 0 | 0 | 0.01579 | 0.01599 | 0.016192 | 0.016086 | 0.01598 | 0.015929 | 0.015878 | 0.015827 | 0.015777 | 0.015726 | 0.015843 | 0.01596 | 0.016078 | 0.016197 | 0.016317 | 0.016382 | 0.016448 | 0.016514 | 0.01658 | 0.016646 | 0.016699 | 0.016753 | 0.016807 | 0.016861 | 0.016915 | 0 | 0 | 0 | 0 | 0 | 0 | 0 | 0 | 0 | 0 | 0 | 0 | 0 | 0 | 0 | 0 | 0 | 0 | 0 | 0 | 0 | 0 | 0 | 0 | 0
99 | 95 | 99,95 | 99709 | Fairbanks | Y | 8 | 4 | 3 | 1 | 0 | 27 | 27 | 0 | 0 | 0 | 27 | 0 | 1988.0741 | 1988.0741 | 0 | 0 | 0 | 1988.0741 | 53678 | 0 | 0 | 4 | 0 | 0 | 0 | 4 | 0 | 3 | 3 | 0 | 0 | 3.8086 | 3.8086 | 0 | 0 | 2.8619 | 2.8619 | 0 | 0 | 0 | 3.6264 | 3.7164 | 3.8086 | 3.9031 | 4 | 2.7301 | 2.7952 | 2.8619 | 2.9301 | 3 | 0 | 0 | 0 | 0 | 0 | 4.0416 | 4.0837 | 4.1261 | 4.099 | 4.0721 | 4.0591 | 4.0461 | 4.0332 | 4.0203 | 4.0075 | 4.0371 | 4.067 | 4.0971 | 4.1274 | 4.1579 | 4.1747 | 4.1914 | 4.2082 | 4.2249 | 4.2417 | 4.2554 | 4.2692 | 4.2829 | 4.2966 | 4.3104 | 3.0312 | 3.0627 | 3.0946 | 3.0743 | 3.0541 | 3.0443 | 3.0346 | 3.0249 | 3.0152 | 3.0056 | 3.0278 | 3.0502 | 3.0728 | 3.0955 | 3.1184 | 3.131 | 3.1436 | 3.1561 | 3.1687 | 3.1813 | 3.1916 | 3.2019 | 3.2122 | 3.2225 | 3.2328 | 0 | 0 | 0 | 0 | 0 | 0 | 0 | 0 | 0 | 0 | 0 | 0 | 0 | 0 | 0 | 0 | 0 | 0 | 0 | 0 | 0 | 0 | 0 | 0 | 0 | 0 | 0 | 0 | 0 | 0 | 0 | 0 | 0 | 0 | 0 | 0 | 0 | 0 | 0 | 0 | 0 | 0 | 0 | 0 | 0 | 0 | 0 | 0 | 0 | 0 | 0 | 0 | 0 | 0 | 0 | 0 | 0 | 0 | 0 | 0 | 0 | 0 | 0 | 0 | 0 | 0 | 0 | 0 | 0 | 0 | 0 | 0 | 0 | 0 | 0
100 | 95 | 100,95 | 99709 | Fairbanks | Y | 81 | 34 | 31 | 3 | 0 | 57 | 57 | 0 | 0 | 0 | 57 | 0 | 2789.1754 | 2789.1754 | 0 | 0 | 0 | 2789.1754 | 158983 | 0 | 0 | 34 | 0 | 0 | 0 | 34 | 0 | 31 | 31 | 0 | 0 | 32.3734 | 32.3734 | 0 | 0 | 29.5726 | 29.5726 | 0 | 0 | 0 | 30.8246 | 31.5895 | 32.3734 | 33.1767 | 34 | 28.2109 | 28.8837 | 29.5726 | 30.2779 | 31 | 0 | 0 | 0 | 0 | 0 | 34.3537 | 34.7111 | 35.0723 | 34.8417 | 34.6126 | 34.5021 | 34.3919 | 34.2821 | 34.1726 | 34.0635 | 34.3155 | 34.5693 | 34.825 | 35.0826 | 35.3421 | 35.4846 | 35.627 | 35.7695 | 35.9119 | 36.0544 | 36.1712 | 36.2879 | 36.4047 | 36.5215 | 36.6382 | 31.3225 | 31.6484 | 31.9777 | 31.7674 | 31.5586 | 31.4578 | 31.3573 | 31.2572 | 31.1574 | 31.0579 | 31.2876 | 31.5191 | 31.7522 | 31.9871 | 32.2237 | 32.3536 | 32.4835 | 32.6133 | 32.7432 | 32.8731 | 32.9796 | 33.0861 | 33.1925 | 33.299 | 33.4055 | 0 | 0 | 0 | 0 | 0 | 0 | 0 | 0 | 0 | 0 | 0 | 0 | 0 | 0 | 0 | 0 | 0 | 0 | 0 | 0 | 0 | 0 | 0 | 0 | 0 | 0 | 0 | 0 | 0 | 0 | 0 | 0 | 0 | 0 | 0 | 0 | 0 | 0 | 0 | 0 | 0 | 0 | 0 | 0 | 0 | 0 | 0 | 0 | 0 | 0 | 0 | 0 | 0 | 0 | 0 | 0 | 0 | 0 | 0 | 0 | 0 | 0 | 0 | 0 | 0 | 0 | 0 | 0 | 0 | 0 | 0 | 0 | 0 | 0 | 0
101 | 95 | 101,95 | 99709 | Fairbanks | Y | 305 | 100 | 90 | 10 | 0 | 34 | 34 | 1 | 0 | 0 | 35 | 0 | 1872.6765 | 1872.6765 | 968 | 0 | 0 | 1846.8286 | 63671 | 968 | 0 | 100 | 0 | 1 | 0 | 101 | 0 | 90 | 90 | 0 | 0 | 95.2158 | 95.2158 | 0 | 0 | 85.8559 | 85.8559 | 0 | 0.95967 | 0 | 90.6606 | 92.9103 | 95.2158 | 97.5786 | 100 | 81.9026 | 83.856 | 85.8559 | 87.9035 | 90 | 0.92096 | 0.94011 | 0.95967 | 0.97963 | 1 | 101.0404 | 102.0916 | 103.1537 | 102.4755 | 101.8018 | 101.4767 | 101.1527 | 100.8297 | 100.5077 | 100.1867 | 100.9278 | 101.6744 | 102.4264 | 103.1841 | 103.9473 | 104.3663 | 104.7853 | 105.2043 | 105.6233 | 106.0423 | 106.3858 | 106.7292 | 107.0727 | 107.4161 | 107.7596 | 90.9363 | 91.8824 | 92.8384 | 92.228 | 91.6216 | 91.3291 | 91.0374 | 90.7467 | 90.4569 | 90.1681 | 90.835 | 91.5069 | 92.1838 | 92.8657 | 93.5526 | 93.9297 | 94.3068 | 94.6839 | 95.061 | 95.4381 | 95.7472 | 96.0563 | 96.3654 | 96.6745 | 96.9836 | 1.0104 | 1.0209 | 1.0315 | 1.0248 | 1.018 | 1.0148 | 1.0115 | 1.0083 | 1.0051 | 1.0019 | 1.0093 | 1.0167 | 1.0243 | 1.0318 | 1.0395 | 1.0437 | 1.0479 | 1.052 | 1.0562 | 1.0604 | 1.0639 | 1.0673 | 1.0707 | 1.0742 | 1.0776 | 0 | 0 | 0 | 0 | 0 | 0 | 0 | 0 | 0 | 0 | 0 | 0 | 0 | 0 | 0 | 0 | 0 | 0 | 0 | 0 | 0 | 0 | 0 | 0 | 0 | 0 | 0 | 0 | 0 | 0 | 0 | 0 | 0 | 0 | 0 | 0 | 0 | 0 | 0 | 0 | 0 | 0 | 0 | 0 | 0 | 0 | 0 | 0 | 0 | 0
102 | 95 | 102,95 | 99709 | Fairbanks | Y | 70 | 46 | 35 | 11 | 1 | 47 | 48 | 10 | 0 | 0 | 58 | 7504 | 2140.7021 | 2252.4375 | 5436.4 | 0 | 0 | 2801.3966 | 108117 | 54364 | 0.95833 | 45.0417 | 0 | 10 | 0 | 56 | 0.72917 | 34.2708 | 35 | 0 | 0.91249 | 42.8868 | 43.7993 | 0 | 0.69559 | 32.6928 | 33.3884 | 0 | 9.5967 | 0 | 41.7039 | 42.7387 | 43.7993 | 44.8862 | 46 | 31.851 | 32.6107 | 33.3884 | 34.1847 | 35 | 9.2096 | 9.4011 | 9.5967 | 9.7963 | 10 | 46.4786 | 46.9621 | 47.4507 | 47.1388 | 46.8288 | 46.6793 | 46.5302 | 46.3816 | 46.2335 | 46.0859 | 46.4268 | 46.7702 | 47.1162 | 47.4647 | 47.8158 | 48.0085 | 48.2013 | 48.394 | 48.5867 | 48.7795 | 48.9374 | 49.0954 | 49.2534 | 49.4114 | 49.5694 | 35.3641 | 35.7321 | 36.1038 | 35.8664 | 35.6306 | 35.5169 | 35.4034 | 35.2904 | 35.1777 | 35.0654 | 35.3247 | 35.586 | 35.8493 | 36.1144 | 36.3816 | 36.5282 | 36.6749 | 36.8215 | 36.9682 | 37.1148 | 37.235 | 37.3552 | 37.4754 | 37.5956 | 37.7158 | 10.104 | 10.2092 | 10.3154 | 10.2476 | 10.1802 | 10.1477 | 10.1153 | 10.083 | 10.0508 | 10.0187 | 10.0928 | 10.1674 | 10.2426 | 10.3184 | 10.3947 | 10.4366 | 10.4785 | 10.5204 | 10.5623 | 10.6042 | 10.6386 | 10.6729 | 10.7073 | 10.7416 | 10.776 | 0 | 0 | 0 | 0 | 0 | 0 | 0 | 0 | 0 | 0 | 0 | 0 | 0 | 0 | 0 | 0 | 0 | 0 | 0 | 0 | 0 | 0 | 0 | 0 | 0 | 0 | 0 | 0 | 0 | 0 | 0 | 0 | 0 | 0 | 0 | 0 | 0 | 0 | 0 | 0 | 0 | 0 | 0 | 0 | 0 | 0 | 0 | 0 | 0 | 0
103 | 95 | 103,95 | 99709 | Fairbanks | Y | 451 | 244 | 213 | 31 | 8 | 73 | 81 | 3 | 0 | 0 | 84 | 3671.125 | 1580.3425 | 1786.8395 | 5404.3333 | 0 | 0 | 1916.0357 | 144734 | 16213 | 24.0988 | 219.9012 | 0 | 3 | 0 | 247 | 21.037 | 191.963 | 213 | 0 | 22.9458 | 209.3808 | 232.3266 | 0 | 20.0684 | 183.124 | 203.1923 | 0 | 2.879 | 0 | 221.2118 | 226.7011 | 232.3266 | 238.0918 | 244 | 193.8363 | 198.4592 | 203.1923 | 208.0384 | 213 | 2.7629 | 2.8203 | 2.879 | 2.9389 | 3 | 246.2798 | 248.5808 | 250.9034 | 249.2538 | 247.6151 | 246.8244 | 246.0362 | 245.2505 | 244.4674 | 243.6867 | 245.4892 | 247.3051 | 249.1344 | 250.9773 | 252.8337 | 253.8529 | 254.872 | 255.8911 | 256.9102 | 257.9294 | 258.7647 | 259.6001 | 260.4355 | 261.2709 | 262.1063 | 214.9901 | 216.9989 | 219.0263 | 217.5863 | 216.1558 | 215.4655 | 214.7775 | 214.0916 | 213.408 | 212.7265 | 214.3 | 215.8852 | 217.4821 | 219.0908 | 220.7114 | 221.6011 | 222.4907 | 223.3804 | 224.27 | 225.1596 | 225.8889 | 226.6181 | 227.3474 | 228.0766 | 228.8059 | 3.028 | 3.0563 | 3.0849 | 3.0646 | 3.0444 | 3.0347 | 3.025 | 3.0154 | 3.0057 | 2.9961 | 3.0183 | 3.0406 | 3.0631 | 3.0858 | 3.1086 | 3.1211 | 3.1337 | 3.1462 | 3.1587 | 3.1713 | 3.1815 | 3.1918 | 3.2021 | 3.2123 | 3.2226 | 0 | 0 | 0 | 0 | 0 | 0 | 0 | 0 | 0 | 0 | 0 | 0 | 0 | 0 | 0 | 0 | 0 | 0 | 0 | 0 | 0 | 0 | 0 | 0 | 0 | 0 | 0 | 0 | 0 | 0 | 0 | 0 | 0 | 0 | 0 | 0 | 0 | 0 | 0 | 0 | 0 | 0 | 0 | 0 | 0 | 0 | 0 | 0 | 0 | 0
105 | 95 | 105,95 | 99709 | Fairbanks | Y | 216 | 2 | 2 | 0 | 0 | 0 | 0 | 2 | 0 | 0 | 2 | 0 | 0 | 0 | 13725 | 0 | 0 | 13725 | 0 | 27450 | 0.045825 | 1.9516 | 0.0025988 | 2 | 0 | 4 | 0.045825 | 1.9516 | 1.9974 | 0.0025988 | 0.043632 | 1.8582 | 1.9018 | 0.0024744 | 0.043715 | 1.8617 | 1.9054 | 0.0024791 | 1.9193 | 0 | 1.8109 | 1.8558 | 1.9018 | 1.949 | 1.9974 | 1.8177 | 1.861 | 1.9054 | 1.9509 | 1.9974 | 1.8419 | 1.8802 | 1.9193 | 1.9593 | 2 | 2.0227 | 2.0483 | 2.0742 | 2.0605 | 2.047 | 2.0405 | 2.0339 | 2.0275 | 2.021 | 2.0145 | 2.0294 | 2.0444 | 2.0596 | 2.0748 | 2.0901 | 2.0986 | 2.107 | 2.1154 | 2.1238 | 2.1323 | 2.1392 | 2.1461 | 2.153 | 2.1599 | 2.1668 | 2.0227 | 2.0483 | 2.0742 | 2.0605 | 2.047 | 2.0405 | 2.0339 | 2.0275 | 2.021 | 2.0145 | 2.0294 | 2.0444 | 2.0596 | 2.0748 | 2.0901 | 2.0986 | 2.107 | 2.1154 | 2.1238 | 2.1323 | 2.1392 | 2.1461 | 2.153 | 2.1599 | 2.1668 | 2.0253 | 2.0509 | 2.0769 | 2.0632 | 2.0497 | 2.0431 | 2.0366 | 2.0301 | 2.0236 | 2.0171 | 2.0321 | 2.0471 | 2.0622 | 2.0775 | 2.0929 | 2.1013 | 2.1097 | 2.1182 | 2.1266 | 2.135 | 2.142 | 2.1489 | 2.1558 | 2.1627 | 2.1696 | 0.0026316 | 0.0026649 | 0.0026987 | 0.0026809 | 0.0026633 | 0.0026548 | 0.0026463 | 0.0026379 | 0.0026294 | 0.002621 | 0.0026404 | 0.00266 | 0.0026796 | 0.0026994 | 0.0027194 | 0.0027304 | 0.0027413 | 0.0027523 | 0.0027633 | 0.0027742 | 0.0027832 | 0.0027922 | 0.0028012 | 0.0028102 | 0.0028191 | 0 | 0 | 0 | 0 | 0 | 0 | 0 | 0 | 0 | 0 | 0 | 0 | 0 | 0 | 0 | 0 | 0 | 0 | 0 | 0 | 0 | 0 | 0 | 0 | 0
106 | 95 | 106,95 | 99709 | Fairbanks | Y | 2081 | 576 | 508 | 68 | 19 | 139 | 158 | 25 | 0 | 0 | 183 | 7926.8421 | 1417.5396 | 2200.3038 | 6687.12 | 0 | 0 | 2813.2568 | 347648 | 167178 | 69.2658 | 506.7342 | 0 | 25 | 0 | 601 | 61.0886 | 446.9114 | 508 | 0 | 65.952 | 482.4912 | 548.4432 | 0 | 58.2758 | 426.3332 | 484.609 | 0 | 23.9916 | 0 | 522.2048 | 535.1633 | 548.4432 | 562.0528 | 576 | 462.295 | 473.3205 | 484.609 | 496.1667 | 508 | 23.024 | 23.5028 | 23.9916 | 24.4906 | 25 | 583.2883 | 590.6688 | 598.1426 | 594.2101 | 590.3034 | 588.4184 | 586.5394 | 584.6664 | 582.7994 | 580.9383 | 585.2355 | 589.5644 | 593.9254 | 598.3187 | 602.7444 | 605.174 | 607.6035 | 610.0331 | 612.4626 | 614.8922 | 616.8837 | 618.8752 | 620.8667 | 622.8582 | 624.8498 | 514.4278 | 520.937 | 527.5286 | 524.0603 | 520.6148 | 518.9523 | 517.2952 | 515.6433 | 513.9967 | 512.3553 | 516.1452 | 519.9631 | 523.8092 | 527.6838 | 531.5871 | 533.7298 | 535.8726 | 538.0153 | 540.158 | 542.3007 | 544.0571 | 545.8136 | 547.57 | 549.3264 | 551.0828 | 25.3163 | 25.6367 | 25.9611 | 25.7904 | 25.6208 | 25.539 | 25.4574 | 25.3761 | 25.2951 | 25.2143 | 25.4008 | 25.5887 | 25.778 | 25.9687 | 26.1608 | 26.2662 | 26.3717 | 26.4771 | 26.5826 | 26.688 | 26.7745 | 26.8609 | 26.9473 | 27.0338 | 27.1202 | 0 | 0 | 0 | 0 | 0 | 0 | 0 | 0 | 0 | 0 | 0 | 0 | 0 | 0 | 0 | 0 | 0 | 0 | 0 | 0 | 0 | 0 | 0 | 0 | 0 | 0 | 0 | 0 | 0 | 0 | 0 | 0 | 0 | 0 | 0 | 0 | 0 | 0 | 0 | 0 | 0 | 0 | 0 | 0 | 0 | 0 | 0 | 0 | 0 | 0
107 | 95 | 107,95 | 99709 | Fairbanks | Y | 745 | 331 | 310 | 21 | 8 | 239 | 247 | 40 | 0 | 0 | 287 | 9243.125 | 1943.0628 | 2179.502 | 7856.8 | 0 | 0 | 2970.7631 | 538337 | 314272 | 10.7206 | 320.2794 | 0 | 40 | 0 | 371 | 10.0405 | 299.9595 | 310 | 0 | 10.2078 | 304.9567 | 315.1644 | 0 | 9.5782 | 286.1478 | 295.7259 | 0 | 38.3866 | 0 | 300.0865 | 307.533 | 315.1644 | 322.9852 | 331 | 282.1091 | 288.8373 | 295.7259 | 302.7789 | 310 | 36.8383 | 37.6045 | 38.3866 | 39.185 | 40 | 336.6173 | 342.3298 | 348.1394 | 345.8505 | 343.5767 | 342.4795 | 341.3859 | 340.2957 | 339.209 | 338.1258 | 340.6269 | 343.1466 | 345.6848 | 348.2418 | 350.8178 | 352.2318 | 353.6459 | 355.06 | 356.4741 | 357.8882 | 359.0473 | 360.2064 | 361.3655 | 362.5247 | 363.6838 | 315.2609 | 320.611 | 326.052 | 323.9083 | 321.7788 | 320.7512 | 319.727 | 318.706 | 317.6882 | 316.6737 | 319.0162 | 321.3759 | 323.7531 | 326.1479 | 328.5604 | 329.8848 | 331.2092 | 332.5335 | 333.8579 | 335.1823 | 336.2679 | 337.3534 | 338.439 | 339.5246 | 340.6102 | 40.6788 | 41.3692 | 42.0712 | 41.7946 | 41.5198 | 41.3873 | 41.2551 | 41.1233 | 40.992 | 40.8611 | 41.1634 | 41.4679 | 41.7746 | 42.0836 | 42.3949 | 42.5658 | 42.7367 | 42.9076 | 43.0784 | 43.2493 | 43.3894 | 43.5295 | 43.6696 | 43.8096 | 43.9497 | 0 | 0 | 0 | 0 | 0 | 0 | 0 | 0 | 0 | 0 | 0 | 0 | 0 | 0 | 0 | 0 | 0 | 0 | 0 | 0 | 0 | 0 | 0 | 0 | 0 | 0 | 0 | 0 | 0 | 0 | 0 | 0 | 0 | 0 | 0 | 0 | 0 | 0 | 0 | 0 | 0 | 0 | 0 | 0 | 0 | 0 | 0 | 0 | 0 | 0
108 | 95 | 108,95 | 99709 | Fairbanks | Y | 1414 | 608 | 560 | 48 | 14 | 305 | 319 | 40 | 0 | 0 | 359 | 6314.7857 | 2235.8066 | 2414.8213 | 14087.475 | 0 | 0 | 3715.3955 | 770328 | 563499 | 26.6834 | 581.3166 | 0 | 40 | 0 | 648 | 24.5768 | 535.4232 | 560 | 0 | 25.4068 | 553.5055 | 578.9123 | 0 | 23.4452 | 510.7694 | 534.2146 | 0 | 38.3866 | 0 | 551.2162 | 564.8945 | 578.9123 | 593.2779 | 608 | 509.6165 | 521.7706 | 534.2146 | 546.9554 | 560 | 36.8383 | 37.6045 | 38.3866 | 39.185 | 40 | 611.1572 | 614.3309 | 617.521 | 613.461 | 609.4278 | 607.4817 | 605.5418 | 603.6081 | 601.6806 | 599.7592 | 604.1956 | 608.6649 | 613.1671 | 617.7027 | 622.2718 | 624.7801 | 627.2884 | 629.7966 | 632.3049 | 634.8132 | 636.8692 | 638.9252 | 640.9813 | 643.0373 | 645.0933 | 562.908 | 565.8311 | 568.7693 | 565.0299 | 561.3151 | 559.5226 | 557.7359 | 555.9548 | 554.1795 | 552.4098 | 556.496 | 560.6124 | 564.7592 | 568.9367 | 573.1451 | 575.4554 | 577.7656 | 580.0758 | 582.3861 | 584.6963 | 586.59 | 588.4838 | 590.3775 | 592.2712 | 594.1649 | 40.2077 | 40.4165 | 40.6264 | 40.3593 | 40.0939 | 39.9659 | 39.8383 | 39.7111 | 39.5842 | 39.4578 | 39.7497 | 40.0437 | 40.3399 | 40.6383 | 40.9389 | 41.104 | 41.269 | 41.434 | 41.599 | 41.764 | 41.8993 | 42.0346 | 42.1698 | 42.3051 | 42.4404 | 0 | 0 | 0 | 0 | 0 | 0 | 0 | 0 | 0 | 0 | 0 | 0 | 0 | 0 | 0 | 0 | 0 | 0 | 0 | 0 | 0 | 0 | 0 | 0 | 0 | 0 | 0 | 0 | 0 | 0 | 0 | 0 | 0 | 0 | 0 | 0 | 0 | 0 | 0 | 0 | 0 | 0 | 0 | 0 | 0 | 0 | 0 | 0 | 0 | 0
109 | 95 | 109,95 | 99701 | Fairbanks | Y | 1225 | 750 | 563 | 187 | 17 | 407 | 424 | 50 | 0 | 0 | 474 | 6998.4706 | 2068.6118 | 2266.2712 | 11067.44 | 0 | 0 | 3194.6646 | 960899 | 553372 | 30.0708 | 719.9292 | 0 | 50 | 0 | 800 | 22.5731 | 540.4269 | 563 | 0 | 29.737 | 711.938 | 741.675 | 0 | 22.3637 | 535.4124 | 557.7761 | 0 | 49.7418 | 0 | 733.4424 | 737.5472 | 741.675 | 745.8259 | 750 | 552.6006 | 555.1823 | 557.7761 | 560.3819 | 563 | 49.4848 | 49.6131 | 49.7418 | 49.8707 | 50 | 757.6567 | 765.3916 | 773.2055 | 768.122 | 763.0719 | 760.6352 | 758.2062 | 755.785 | 753.3716 | 750.9658 | 756.5207 | 762.1166 | 767.754 | 773.433 | 779.1541 | 782.2947 | 785.4354 | 788.576 | 791.7166 | 794.8572 | 797.4316 | 800.006 | 802.5804 | 805.1548 | 807.7292 | 568.7476 | 574.554 | 580.4196 | 576.6036 | 572.8127 | 570.9835 | 569.1601 | 567.3426 | 565.5309 | 563.725 | 567.8949 | 572.0956 | 576.3273 | 580.5904 | 584.885 | 587.2426 | 589.6001 | 591.9577 | 594.3153 | 596.6728 | 598.6053 | 600.5378 | 602.4704 | 604.4029 | 606.3354 | 50.5104 | 51.0261 | 51.547 | 51.2081 | 50.8715 | 50.709 | 50.5471 | 50.3857 | 50.2248 | 50.0644 | 50.4347 | 50.8078 | 51.1836 | 51.5622 | 51.9436 | 52.153 | 52.3624 | 52.5717 | 52.7811 | 52.9905 | 53.1621 | 53.3337 | 53.5054 | 53.677 | 53.8486 | 0 | 0 | 0 | 0 | 0 | 0 | 0 | 0 | 0 | 0 | 0 | 0 | 0 | 0 | 0 | 0 | 0 | 0 | 0 | 0 | 0 | 0 | 0 | 0 | 0 | 0 | 0 | 0 | 0 | 0 | 0 | 0 | 0 | 0 | 0 | 0 | 0 | 0 | 0 | 0 | 0 | 0 | 0 | 0 | 0 | 0 | 0 | 0 | 0 | 0
110 | 95 | 110,95 | 99701 | Fairbanks | Y | 383 | 182 | 164 | 18 | 4 | 123 | 127 | 77 | 0 | 0 | 204 | 3369 | 1802.9675 | 1852.2913 | 24584.6104 | 0 | 0 | 10432.6275 | 235241 | 1893015 | 5.7323 | 176.2677 | 0 | 77 | 0 | 259 | 5.1654 | 158.8346 | 164 | 0 | 5.6687 | 174.3111 | 179.9798 | 0 | 5.1174 | 157.3609 | 162.4783 | 0 | 76.6023 | 0 | 177.982 | 178.9781 | 179.9798 | 180.9871 | 182 | 160.9707 | 161.7227 | 162.4783 | 163.2374 | 164 | 76.2066 | 76.4042 | 76.6023 | 76.8009 | 77 | 183.7255 | 185.4674 | 187.2258 | 185.9948 | 184.772 | 184.182 | 183.5938 | 183.0075 | 182.4231 | 181.8406 | 183.1857 | 184.5407 | 185.9057 | 187.2809 | 188.6662 | 189.4267 | 190.1871 | 190.9476 | 191.7081 | 192.4686 | 193.0919 | 193.7153 | 194.3387 | 194.962 | 195.5854 | 165.5549 | 167.1244 | 168.7089 | 167.5997 | 166.4978 | 165.9662 | 165.4362 | 164.9079 | 164.3813 | 163.8564 | 165.0684 | 166.2894 | 167.5194 | 168.7586 | 170.0069 | 170.6921 | 171.3774 | 172.0627 | 172.7479 | 173.4332 | 173.9949 | 174.5566 | 175.1184 | 175.6801 | 176.2418 | 77.73 | 78.467 | 79.2109 | 78.6901 | 78.1728 | 77.9231 | 77.6743 | 77.4263 | 77.179 | 76.9326 | 77.5016 | 78.0749 | 78.6524 | 79.2342 | 79.8203 | 80.142 | 80.4638 | 80.7855 | 81.1073 | 81.429 | 81.6927 | 81.9565 | 82.2202 | 82.4839 | 82.7477 | 0 | 0 | 0 | 0 | 0 | 0 | 0 | 0 | 0 | 0 | 0 | 0 | 0 | 0 | 0 | 0 | 0 | 0 | 0 | 0 | 0 | 0 | 0 | 0 | 0 | 0 | 0 | 0 | 0 | 0 | 0 | 0 | 0 | 0 | 0 | 0 | 0 | 0 | 0 | 0 | 0 | 0 | 0 | 0 | 0 | 0 | 0 | 0 | 0 | 0
111 | 95 | 111,95 | 99701 | Fairbanks | Y | 1867 | 619 | 597 | 22 | 2 | 392 | 394 | 11 | 0 | 0 | 405 | 4675.5 | 2362.2321 | 2373.9746 | 29575.7273 | 0 | 0 | 3112.7877 | 935346 | 325333 | 3.1421 | 615.8579 | 0 | 11 | 0 | 630 | 3.0305 | 593.9695 | 597 | 0 | 3.1073 | 609.0219 | 612.1291 | 0 | 3.0023 | 588.4583 | 591.4606 | 0 | 10.9432 | 0 | 605.3345 | 608.7223 | 612.1291 | 615.555 | 619 | 585.9726 | 588.7102 | 591.4606 | 594.2238 | 597 | 10.8867 | 10.9149 | 10.9432 | 10.9716 | 11 | 630.793 | 642.8107 | 655.0573 | 650.7506 | 646.4722 | 644.4078 | 642.35 | 640.2988 | 638.2541 | 636.2159 | 640.922 | 645.6629 | 650.4388 | 655.2501 | 660.097 | 662.7577 | 665.4184 | 668.0791 | 670.7399 | 673.4006 | 675.5816 | 677.7626 | 679.9436 | 682.1247 | 684.3057 | 608.3739 | 619.9644 | 631.7758 | 627.6221 | 623.4958 | 621.5048 | 619.5201 | 617.5418 | 615.5698 | 613.604 | 618.1429 | 622.7152 | 627.3214 | 631.9617 | 636.6363 | 639.2025 | 641.7687 | 644.3348 | 646.901 | 649.4671 | 651.5706 | 653.6741 | 655.7776 | 657.8811 | 659.9846 | 11.2096 | 11.4231 | 11.6408 | 11.5642 | 11.4882 | 11.4515 | 11.4149 | 11.3785 | 11.3422 | 11.3059 | 11.3896 | 11.4738 | 11.5587 | 11.6442 | 11.7303 | 11.7776 | 11.8249 | 11.8722 | 11.9194 | 11.9667 | 12.0055 | 12.0442 | 12.083 | 12.1218 | 12.1605 | 0 | 0 | 0 | 0 | 0 | 0 | 0 | 0 | 0 | 0 | 0 | 0 | 0 | 0 | 0 | 0 | 0 | 0 | 0 | 0 | 0 | 0 | 0 | 0 | 0 | 0 | 0 | 0 | 0 | 0 | 0 | 0 | 0 | 0 | 0 | 0 | 0 | 0 | 0 | 0 | 0 | 0 | 0 | 0 | 0 | 0 | 0 | 0 | 0 | 0
117 | 95 | 117,95 | 99705 | - | Y | 4 | 2 | 2 | 0 | 0 | 0 | 0 | 0 | 0 | 0 | 0 | 0 | 834.495 | 834.495 | 1408.3846 | 0 | 0 | 1365.174 | 0 | 0 | 0.045825 | 1.9516 | 0.0025988 | 0 | 0 | 2 | 0.045825 | 1.9516 | 1.9974 | 0.0025988 | 0.042532 | 1.8114 | 1.8539 | 0.002412 | 0.04275 | 1.8206 | 1.8634 | 0.0024244 | 0 | 0 | 1.7207 | 1.7861 | 1.8539 | 1.9243 | 1.9974 | 1.7384 | 1.7998 | 1.8634 | 1.9292 | 1.9974 | 0 | 0 | 0 | 0 | 0 | 2.0163 | 2.0354 | 2.0547 | 2.0412 | 2.0278 | 2.0213 | 2.0148 | 2.0084 | 2.002 | 1.9956 | 2.0103 | 2.0252 | 2.0402 | 2.0553 | 2.0705 | 2.0788 | 2.0872 | 2.0955 | 2.1039 | 2.1122 | 2.1191 | 2.1259 | 2.1327 | 2.1396 | 2.1464 | 2.0163 | 2.0354 | 2.0547 | 2.0412 | 2.0278 | 2.0213 | 2.0148 | 2.0084 | 2.002 | 1.9956 | 2.0103 | 2.0252 | 2.0402 | 2.0553 | 2.0705 | 2.0788 | 2.0872 | 2.0955 | 2.1039 | 2.1122 | 2.1191 | 2.1259 | 2.1327 | 2.1396 | 2.1464 | 0 | 0 | 0 | 0 | 0 | 0 | 0 | 0 | 0 | 0 | 0 | 0 | 0 | 0 | 0 | 0 | 0 | 0 | 0 | 0 | 0 | 0 | 0 | 0 | 0 | 0.0026234 | 0.0026482 | 0.0026733 | 0.0026557 | 0.0026382 | 0.0026298 | 0.0026214 | 0.002613 | 0.0026047 | 0.0025964 | 0.0026156 | 0.0026349 | 0.0026544 | 0.0026741 | 0.0026938 | 0.0027047 | 0.0027156 | 0.0027264 | 0.0027373 | 0.0027481 | 0.002757 | 0.0027659 | 0.0027748 | 0.0027837 | 0.0027926 | 0 | 0 | 0 | 0 | 0 | 0 | 0 | 0 | 0 | 0 | 0 | 0 | 0 | 0 | 0 | 0 | 0 | 0 | 0 | 0 | 0 | 0 | 0 | 0 | 0
118 | 95 | 118,95 | 99712 | North Pole | Y | 4 | 2 | 1 | 1 | 0 | 2 | 2 | 0 | 0 | 0 | 2 | 0 | 3404 | 3404 | 0 | 0 | 0 | 3404 | 6808 | 0 | 0 | 2 | 0 | 0 | 0 | 2 | 0 | 1 | 1 | 0 | 0 | 1.8182 | 1.8182 | 0 | 0 | 0.91245 | 0.91245 | 0 | 0 | 0 | 1.653 | 1.7336 | 1.8182 | 1.9069 | 2 | 0.83257 | 0.8716 | 0.91245 | 0.95522 | 1 | 0 | 0 | 0 | 0 | 0 | 2.0189 | 2.0381 | 2.0574 | 2.0438 | 2.0304 | 2.0239 | 2.0174 | 2.011 | 2.0046 | 1.9982 | 2.013 | 2.0279 | 2.0429 | 2.058 | 2.0732 | 2.0815 | 2.0899 | 2.0983 | 2.1066 | 2.115 | 2.1218 | 2.1287 | 2.1355 | 2.1424 | 2.1492 | 1.0095 | 1.019 | 1.0287 | 1.0219 | 1.0152 | 1.012 | 1.0087 | 1.0055 | 1.0023 | 0.99909 | 1.0065 | 1.0139 | 1.0214 | 1.029 | 1.0366 | 1.0408 | 1.0449 | 1.0491 | 1.0533 | 1.0575 | 1.0609 | 1.0643 | 1.0678 | 1.0712 | 1.0746 | 0 | 0 | 0 | 0 | 0 | 0 | 0 | 0 | 0 | 0 | 0 | 0 | 0 | 0 | 0 | 0 | 0 | 0 | 0 | 0 | 0 | 0 | 0 | 0 | 0 | 0 | 0 | 0 | 0 | 0 | 0 | 0 | 0 | 0 | 0 | 0 | 0 | 0 | 0 | 0 | 0 | 0 | 0 | 0 | 0 | 0 | 0 | 0 | 0 | 0 | 0 | 0 | 0 | 0 | 0 | 0 | 0 | 0 | 0 | 0 | 0 | 0 | 0 | 0 | 0 | 0 | 0 | 0 | 0 | 0 | 0 | 0 | 0 | 0 | 0
120 | 95 | 120,95 | 99712 | North Pole | Y | 34 | 13 | 12 | 1 | 0 | 27 | 27 | 0 | 0 | 0 | 27 | 0 | 2934.7037 | 2934.7037 | 0 | 0 | 0 | 2934.7037 | 79237 | 0 | 0 | 13 | 0 | 0 | 0 | 13 | 0 | 12 | 12 | 0 | 0 | 11.8185 | 11.8185 | 0 | 0 | 10.9494 | 10.9494 | 0 | 0 | 0 | 10.7444 | 11.2686 | 11.8185 | 12.3952 | 13 | 9.9909 | 10.4592 | 10.9494 | 11.4627 | 12 | 0 | 0 | 0 | 0 | 0 | 13.1204 | 13.2418 | 13.3645 | 13.2766 | 13.1893 | 13.1472 | 13.1052 | 13.0633 | 13.0216 | 12.98 | 13.0761 | 13.1728 | 13.2702 | 13.3684 | 13.4673 | 13.5216 | 13.5758 | 13.6301 | 13.6844 | 13.7387 | 13.7832 | 13.8277 | 13.8722 | 13.9167 | 13.9612 | 12.1111 | 12.2232 | 12.3364 | 12.2553 | 12.1747 | 12.1359 | 12.0971 | 12.0585 | 12.02 | 11.9816 | 12.0702 | 12.1595 | 12.2494 | 12.34 | 12.4313 | 12.4814 | 12.5315 | 12.5817 | 12.6318 | 12.6819 | 12.7229 | 12.764 | 12.8051 | 12.8462 | 12.8872 | 0 | 0 | 0 | 0 | 0 | 0 | 0 | 0 | 0 | 0 | 0 | 0 | 0 | 0 | 0 | 0 | 0 | 0 | 0 | 0 | 0 | 0 | 0 | 0 | 0 | 0 | 0 | 0 | 0 | 0 | 0 | 0 | 0 | 0 | 0 | 0 | 0 | 0 | 0 | 0 | 0 | 0 | 0 | 0 | 0 | 0 | 0 | 0 | 0 | 0 | 0 | 0 | 0 | 0 | 0 | 0 | 0 | 0 | 0 | 0 | 0 | 0 | 0 | 0 | 0 | 0 | 0 | 0 | 0 | 0 | 0 | 0 | 0 | 0 | 0
94 | 96 | 94,96 | 99709 | - | N | 262 | 120 | 116 | 4 | 0 | 0 | 0 | 0 | 0 | 0 | 0 | 0 | 834.495 | 834.495 | 1408.3846 | 0 | 0 | 1365.174 | 0 | 0 | 2.7495 | 117.0946 | 0.15593 | 0 | 0 | 120 | 2.6578 | 113.1914 | 115.8493 | 0.15073 | 2.6179 | 111.4926 | 114.1105 | 0.14847 | 2.5355 | 107.9795 | 110.5149 | 0.14379 | 0 | 0 | 108.6513 | 111.3475 | 114.1105 | 116.9422 | 119.8441 | 105.4262 | 107.9406 | 110.5149 | 113.1507 | 115.8493 | 0 | 0 | 0 | 0 | 0 | 120.458 | 121.0751 | 121.6953 | 120.8952 | 120.1003 | 119.7168 | 119.3345 | 118.9535 | 118.5736 | 118.195 | 119.0692 | 119.95 | 120.8373 | 121.7311 | 122.6315 | 123.1258 | 123.6201 | 124.1144 | 124.6088 | 125.1031 | 125.5082 | 125.9134 | 126.3186 | 126.7238 | 127.129 | 116.4427 | 117.0392 | 117.6388 | 116.8653 | 116.097 | 115.7263 | 115.3567 | 114.9883 | 114.6212 | 114.2551 | 115.1003 | 115.9517 | 116.8094 | 117.6734 | 118.5438 | 119.0216 | 119.4995 | 119.9773 | 120.4551 | 120.933 | 121.3246 | 121.7163 | 122.108 | 122.4997 | 122.8913 | 0 | 0 | 0 | 0 | 0 | 0 | 0 | 0 | 0 | 0 | 0 | 0 | 0 | 0 | 0 | 0 | 0 | 0 | 0 | 0 | 0 | 0 | 0 | 0 | 0 | 0.15672 | 0.15753 | 0.15833 | 0.15729 | 0.15626 | 0.15576 | 0.15526 | 0.15477 | 0.15427 | 0.15378 | 0.15492 | 0.15606 | 0.15722 | 0.15838 | 0.15955 | 0.16019 | 0.16084 | 0.16148 | 0.16212 | 0.16277 | 0.16329 | 0.16382 | 0.16435 | 0.16488 | 0.1654 | 0 | 0 | 0 | 0 | 0 | 0 | 0 | 0 | 0 | 0 | 0 | 0 | 0 | 0 | 0 | 0 | 0 | 0 | 0 | 0 | 0 | 0 | 0 | 0 | 0
98 | 96 | 98,96 | 99709 | - | N | 270 | 144 | 118 | 26 | 0 | 4 | 4 | 0 | 0 | 0 | 4 | 0 | 1397 | 1397 | 0 | 0 | 0 | 1397 | 5588 | 0 | 0 | 144 | 0 | 0 | 0 | 144 | 0 | 118 | 118 | 0 | 0 | 137.1108 | 137.1108 | 0 | 0 | 112.5666 | 112.5666 | 0 | 0 | 0 | 130.5512 | 133.7908 | 137.1108 | 140.5132 | 144 | 107.3835 | 109.9445 | 112.5666 | 115.2513 | 118 | 0 | 0 | 0 | 0 | 0 | 145.4982 | 147.0119 | 148.5414 | 147.5648 | 146.5946 | 146.1265 | 145.6599 | 145.1947 | 144.7311 | 144.2689 | 145.336 | 146.4111 | 147.4941 | 148.5851 | 149.6842 | 150.2875 | 150.8909 | 151.4942 | 152.0976 | 152.7009 | 153.1955 | 153.6901 | 154.1846 | 154.6792 | 155.1738 | 119.2277 | 120.4681 | 121.7214 | 120.9211 | 120.1261 | 119.7425 | 119.3602 | 118.979 | 118.5991 | 118.2203 | 119.0948 | 119.9758 | 120.8632 | 121.7572 | 122.6579 | 123.1523 | 123.6467 | 124.1411 | 124.6355 | 125.1299 | 125.5352 | 125.9405 | 126.3457 | 126.751 | 127.1563 | 0 | 0 | 0 | 0 | 0 | 0 | 0 | 0 | 0 | 0 | 0 | 0 | 0 | 0 | 0 | 0 | 0 | 0 | 0 | 0 | 0 | 0 | 0 | 0 | 0 | 0 | 0 | 0 | 0 | 0 | 0 | 0 | 0 | 0 | 0 | 0 | 0 | 0 | 0 | 0 | 0 | 0 | 0 | 0 | 0 | 0 | 0 | 0 | 0 | 0 | 0 | 0 | 0 | 0 | 0 | 0 | 0 | 0 | 0 | 0 | 0 | 0 | 0 | 0 | 0 | 0 | 0 | 0 | 0 | 0 | 0 | 0 | 0 | 0 | 0
101 | 96 | 101,96 | 99709 | Fairbanks | Y | 49 | 34 | 27 | 7 | 0 | 12 | 12 | 0 | 0 | 0 | 12 | 0 | 1782.4167 | 1782.4167 | 0 | 0 | 0 | 1782.4167 | 21389 | 0 | 0 | 34 | 0 | 0 | 0 | 34 | 0 | 27 | 27 | 0 | 0 | 32.3734 | 32.3734 | 0 | 0 | 25.7568 | 25.7568 | 0 | 0 | 0 | 30.8246 | 31.5895 | 32.3734 | 33.1767 | 34 | 24.5708 | 25.1568 | 25.7568 | 26.3711 | 27 | 0 | 0 | 0 | 0 | 0 | 34.3537 | 34.7111 | 35.0723 | 34.8417 | 34.6126 | 34.5021 | 34.3919 | 34.2821 | 34.1726 | 34.0635 | 34.3155 | 34.5693 | 34.825 | 35.0826 | 35.3421 | 35.4846 | 35.627 | 35.7695 | 35.9119 | 36.0544 | 36.1712 | 36.2879 | 36.4047 | 36.5215 | 36.6382 | 27.2809 | 27.5647 | 27.8515 | 27.6684 | 27.4865 | 27.3987 | 27.3112 | 27.224 | 27.1371 | 27.0504 | 27.2505 | 27.4521 | 27.6551 | 27.8597 | 28.0658 | 28.1789 | 28.292 | 28.4052 | 28.5183 | 28.6314 | 28.7242 | 28.8169 | 28.9096 | 29.0023 | 29.0951 | 0 | 0 | 0 | 0 | 0 | 0 | 0 | 0 | 0 | 0 | 0 | 0 | 0 | 0 | 0 | 0 | 0 | 0 | 0 | 0 | 0 | 0 | 0 | 0 | 0 | 0 | 0 | 0 | 0 | 0 | 0 | 0 | 0 | 0 | 0 | 0 | 0 | 0 | 0 | 0 | 0 | 0 | 0 | 0 | 0 | 0 | 0 | 0 | 0 | 0 | 0 | 0 | 0 | 0 | 0 | 0 | 0 | 0 | 0 | 0 | 0 | 0 | 0 | 0 | 0 | 0 | 0 | 0 | 0 | 0 | 0 | 0 | 0 | 0 | 0
103 | 96 | 103,96 | 99709 | Fairbanks | Y | 291 | 167 | 155 | 12 | 9 | 56 | 65 | 0 | 0 | 0 | 65 | 5317.6667 | 1757.75 | 2250.6615 | 0 | 0 | 0 | 2250.6615 | 146293 | 0 | 23.1231 | 143.8769 | 0 | 0 | 0 | 167 | 21.4615 | 133.5385 | 155 | 0 | 22.0168 | 136.9936 | 159.0105 | 0 | 20.4733 | 127.3896 | 147.863 | 0 | 0 | 0 | 151.4031 | 155.1602 | 159.0105 | 162.9563 | 167 | 141.0546 | 144.4186 | 147.863 | 151.3894 | 155 | 0 | 0 | 0 | 0 | 0 | 168.7374 | 170.493 | 172.2667 | 171.1342 | 170.009 | 169.4661 | 168.925 | 168.3855 | 167.8478 | 167.3118 | 168.5494 | 169.7962 | 171.0522 | 172.3174 | 173.5921 | 174.2918 | 174.9915 | 175.6912 | 176.3909 | 177.0907 | 177.6642 | 178.2378 | 178.8113 | 179.3849 | 179.9585 | 156.6126 | 158.242 | 159.8883 | 158.8371 | 157.7928 | 157.2889 | 156.7867 | 156.286 | 155.7869 | 155.2894 | 156.4381 | 157.5953 | 158.761 | 159.9353 | 161.1184 | 161.7678 | 162.4173 | 163.0667 | 163.7161 | 164.3656 | 164.8979 | 165.4303 | 165.9626 | 166.495 | 167.0273 | 0 | 0 | 0 | 0 | 0 | 0 | 0 | 0 | 0 | 0 | 0 | 0 | 0 | 0 | 0 | 0 | 0 | 0 | 0 | 0 | 0 | 0 | 0 | 0 | 0 | 0 | 0 | 0 | 0 | 0 | 0 | 0 | 0 | 0 | 0 | 0 | 0 | 0 | 0 | 0 | 0 | 0 | 0 | 0 | 0 | 0 | 0 | 0 | 0 | 0 | 0 | 0 | 0 | 0 | 0 | 0 | 0 | 0 | 0 | 0 | 0 | 0 | 0 | 0 | 0 | 0 | 0 | 0 | 0 | 0 | 0 | 0 | 0 | 0 | 0
105 | 96 | 105,96 | 99709 | Fairbanks | Y | 77 | 33 | 32 | 1 | 0 | 0 | 0 | 0 | 0 | 0 | 0 | 0 | 834.495 | 834.495 | 1408.3846 | 0 | 0 | 1365.174 | 0 | 0 | 0.75611 | 32.201 | 0.042879 | 0 | 0 | 33 | 0.73319 | 31.2252 | 31.9584 | 0.04158 | 0.71993 | 30.6605 | 31.3804 | 0.040828 | 0.69943 | 29.7874 | 30.4869 | 0.039665 | 0 | 0 | 29.8791 | 30.6206 | 31.3804 | 32.1591 | 32.9571 | 29.0831 | 29.7767 | 30.4869 | 31.214 | 31.9584 | 0 | 0 | 0 | 0 | 0 | 33.3741 | 33.7964 | 34.2241 | 33.9991 | 33.7755 | 33.6677 | 33.5602 | 33.453 | 33.3462 | 33.2397 | 33.4855 | 33.7332 | 33.9828 | 34.2341 | 34.4874 | 34.6264 | 34.7654 | 34.9044 | 35.0434 | 35.1824 | 35.2964 | 35.4103 | 35.5243 | 35.6382 | 35.7522 | 32.3628 | 32.7723 | 33.187 | 32.9688 | 32.752 | 32.6474 | 32.5432 | 32.4393 | 32.3357 | 32.2324 | 32.4708 | 32.711 | 32.953 | 33.1967 | 33.4423 | 33.5771 | 33.7119 | 33.8467 | 33.9815 | 34.1163 | 34.2268 | 34.3373 | 34.4478 | 34.5583 | 34.6688 | 0 | 0 | 0 | 0 | 0 | 0 | 0 | 0 | 0 | 0 | 0 | 0 | 0 | 0 | 0 | 0 | 0 | 0 | 0 | 0 | 0 | 0 | 0 | 0 | 0 | 0.043422 | 0.043971 | 0.044528 | 0.044235 | 0.043944 | 0.043804 | 0.043664 | 0.043525 | 0.043386 | 0.043247 | 0.043567 | 0.043889 | 0.044214 | 0.044541 | 0.04487 | 0.045051 | 0.045232 | 0.045413 | 0.045594 | 0.045775 | 0.045923 | 0.046071 | 0.046219 | 0.046368 | 0.046516 | 0 | 0 | 0 | 0 | 0 | 0 | 0 | 0 | 0 | 0 | 0 | 0 | 0 | 0 | 0 | 0 | 0 | 0 | 0 | 0 | 0 | 0 | 0 | 0 | 0
106 | 96 | 106,96 | 99709 | Fairbanks | Y | 295 | 186 | 169 | 17 | 6 | 72 | 78 | 0 | 0 | 0 | 78 | 5043.6667 | 1138.4167 | 1438.8205 | 0 | 0 | 0 | 1438.8205 | 112228 | 0 | 14.3077 | 171.6923 | 0 | 0 | 0 | 186 | 13 | 156 | 169 | 0 | 13.6232 | 163.4783 | 177.1015 | 0 | 12.4014 | 148.8169 | 161.2183 | 0 | 0 | 0 | 168.6286 | 172.8131 | 177.1015 | 181.4962 | 186 | 153.795 | 157.4629 | 161.2183 | 165.0633 | 169 | 0 | 0 | 0 | 0 | 0 | 187.7634 | 189.5436 | 191.3406 | 190.0826 | 188.8329 | 188.2299 | 187.6288 | 187.0297 | 186.4324 | 185.8371 | 187.2117 | 188.5965 | 189.9916 | 191.3969 | 192.8127 | 193.5899 | 194.3671 | 195.1443 | 195.9215 | 196.6986 | 197.3357 | 197.9728 | 198.6098 | 199.2469 | 199.884 | 170.6023 | 172.2197 | 173.8525 | 172.7095 | 171.574 | 171.0261 | 170.48 | 169.9356 | 169.3929 | 168.852 | 170.101 | 171.3592 | 172.6267 | 173.9037 | 175.19 | 175.8962 | 176.6023 | 177.3085 | 178.0147 | 178.7208 | 179.2997 | 179.8785 | 180.4573 | 181.0362 | 181.615 | 0 | 0 | 0 | 0 | 0 | 0 | 0 | 0 | 0 | 0 | 0 | 0 | 0 | 0 | 0 | 0 | 0 | 0 | 0 | 0 | 0 | 0 | 0 | 0 | 0 | 0 | 0 | 0 | 0 | 0 | 0 | 0 | 0 | 0 | 0 | 0 | 0 | 0 | 0 | 0 | 0 | 0 | 0 | 0 | 0 | 0 | 0 | 0 | 0 | 0 | 0 | 0 | 0 | 0 | 0 | 0 | 0 | 0 | 0 | 0 | 0 | 0 | 0 | 0 | 0 | 0 | 0 | 0 | 0 | 0 | 0 | 0 | 0 | 0 | 0
107 | 96 | 107,96 | 99709 | Fairbanks | Y | 234 | 105 | 99 | 6 | 1 | 92 | 93 | 10 | 0 | 0 | 103 | 4272 | 2161.413 | 2184.1075 | 4861.3 | 0 | 0 | 2444.0291 | 203122 | 48613 | 1.129 | 103.871 | 0 | 10 | 0 | 115 | 1.0645 | 97.9355 | 99 | 0 | 1.075 | 98.9016 | 99.9766 | 0 | 1.0155 | 93.426 | 94.4415 | 0 | 9.5967 | 0 | 95.1936 | 97.5558 | 99.9766 | 102.4575 | 105 | 90.0929 | 92.2416 | 94.4415 | 96.6939 | 99 | 9.2096 | 9.4011 | 9.5967 | 9.7963 | 10 | 105.9955 | 107.0004 | 108.0149 | 107.3047 | 106.5992 | 106.2588 | 105.9195 | 105.5813 | 105.2441 | 104.908 | 105.684 | 106.4658 | 107.2533 | 108.0467 | 108.8459 | 109.2846 | 109.7233 | 110.1621 | 110.6008 | 111.0396 | 111.3992 | 111.7588 | 112.1185 | 112.4781 | 112.8377 | 99.9386 | 100.8861 | 101.8426 | 101.173 | 100.5078 | 100.1869 | 99.867 | 99.5481 | 99.2302 | 98.9133 | 99.6449 | 100.382 | 101.1245 | 101.8726 | 102.6261 | 103.0398 | 103.4534 | 103.8671 | 104.2808 | 104.6944 | 105.0335 | 105.3726 | 105.7117 | 106.0508 | 106.3899 | 10.0948 | 10.1905 | 10.2871 | 10.2195 | 10.1523 | 10.1199 | 10.0876 | 10.0554 | 10.0232 | 9.9912 | 10.0651 | 10.1396 | 10.2146 | 10.2902 | 10.3663 | 10.4081 | 10.4498 | 10.4916 | 10.5334 | 10.5752 | 10.6094 | 10.6437 | 10.6779 | 10.7122 | 10.7465 | 0 | 0 | 0 | 0 | 0 | 0 | 0 | 0 | 0 | 0 | 0 | 0 | 0 | 0 | 0 | 0 | 0 | 0 | 0 | 0 | 0 | 0 | 0 | 0 | 0 | 0 | 0 | 0 | 0 | 0 | 0 | 0 | 0 | 0 | 0 | 0 | 0 | 0 | 0 | 0 | 0 | 0 | 0 | 0 | 0 | 0 | 0 | 0 | 0 | 0
108 | 96 | 108,96 | 99709 | Fairbanks | Y | 613 | 246 | 235 | 11 | 6 | 166 | 172 | 14 | 0 | 0 | 186 | 4640.5 | 2312.2831 | 2393.5 | 4804.2857 | 0 | 0 | 2574.957 | 411682 | 67260 | 8.5814 | 237.4186 | 0 | 14 | 0 | 260 | 8.1977 | 226.8023 | 235 | 0 | 8.1708 | 226.0601 | 234.231 | 0 | 7.8202 | 216.3591 | 224.1793 | 0 | 13.4353 | 0 | 223.025 | 228.5593 | 234.231 | 240.0434 | 246 | 213.8569 | 218.9573 | 224.1793 | 229.5259 | 235 | 12.8934 | 13.1616 | 13.4353 | 13.7148 | 14 | 248.3323 | 250.6867 | 253.0634 | 251.3996 | 249.7468 | 248.9492 | 248.1543 | 247.3618 | 246.5719 | 245.7845 | 247.6026 | 249.4341 | 251.2792 | 253.1379 | 255.0103 | 256.0382 | 257.0661 | 258.094 | 259.1219 | 260.1498 | 260.9924 | 261.835 | 262.6775 | 263.5201 | 264.3627 | 237.228 | 239.4771 | 241.7475 | 240.1582 | 238.5792 | 237.8174 | 237.0579 | 236.3009 | 235.5463 | 234.7942 | 236.5309 | 238.2805 | 240.0431 | 241.8187 | 243.6074 | 244.5894 | 245.5713 | 246.5532 | 247.5352 | 248.5171 | 249.322 | 250.1269 | 250.9318 | 251.7367 | 252.5416 | 14.1327 | 14.2667 | 14.402 | 14.3073 | 14.2132 | 14.1678 | 14.1226 | 14.0775 | 14.0325 | 13.9877 | 14.0912 | 14.1954 | 14.3004 | 14.4062 | 14.5128 | 14.5713 | 14.6298 | 14.6883 | 14.7468 | 14.8053 | 14.8532 | 14.9012 | 14.9491 | 14.9971 | 15.045 | 0 | 0 | 0 | 0 | 0 | 0 | 0 | 0 | 0 | 0 | 0 | 0 | 0 | 0 | 0 | 0 | 0 | 0 | 0 | 0 | 0 | 0 | 0 | 0 | 0 | 0 | 0 | 0 | 0 | 0 | 0 | 0 | 0 | 0 | 0 | 0 | 0 | 0 | 0 | 0 | 0 | 0 | 0 | 0 | 0 | 0 | 0 | 0 | 0 | 0
109 | 96 | 109,96 | 99712 | Fairbanks | Y | 483 | 385 | 272 | 113 | 2 | 0 | 2 | 2 | 0 | 0 | 4 | 259074 | 0 | 1345.839 | 66760 | 0 | 0 | 1683.8966 | 2691.6779 | 133520 | 385 | 0 | 0 | 2 | 0 | 387 | 272 | 0 | 272 | 0 | 350.009 | 0 | 350.009 | 0 | 248.1875 | 0 | 248.1875 | 0 | 1.8597 | 0 | 318.1982 | 333.7248 | 350.009 | 367.0878 | 385 | 226.4597 | 237.0748 | 248.1875 | 259.8211 | 272 | 1.7292 | 1.7933 | 1.8597 | 1.9286 | 2 | 388.6501 | 392.3348 | 396.0545 | 393.4506 | 390.8638 | 389.6157 | 388.3715 | 387.1313 | 385.8951 | 384.6628 | 387.5081 | 390.3745 | 393.2621 | 396.1711 | 399.1015 | 400.7102 | 402.3189 | 403.9276 | 405.5363 | 407.145 | 408.4637 | 409.7824 | 411.101 | 412.4197 | 413.7384 | 274.5788 | 277.182 | 279.8099 | 277.9703 | 276.1428 | 275.2609 | 274.382 | 273.5058 | 272.6324 | 271.7618 | 273.772 | 275.7971 | 277.8371 | 279.8923 | 281.9626 | 283.0992 | 284.2357 | 285.3722 | 286.5088 | 287.6453 | 288.577 | 289.5086 | 290.4402 | 291.3718 | 292.3035 | 2.019 | 2.0381 | 2.0574 | 2.0439 | 2.0305 | 2.024 | 2.0175 | 2.0111 | 2.0046 | 1.9982 | 2.013 | 2.0279 | 2.0429 | 2.058 | 2.0733 | 2.0816 | 2.09 | 2.0983 | 2.1067 | 2.115 | 2.1219 | 2.1287 | 2.1356 | 2.1424 | 2.1493 | 0 | 0 | 0 | 0 | 0 | 0 | 0 | 0 | 0 | 0 | 0 | 0 | 0 | 0 | 0 | 0 | 0 | 0 | 0 | 0 | 0 | 0 | 0 | 0 | 0 | 0 | 0 | 0 | 0 | 0 | 0 | 0 | 0 | 0 | 0 | 0 | 0 | 0 | 0 | 0 | 0 | 0 | 0 | 0 | 0 | 0 | 0 | 0 | 0 | 0
111 | 96 | 111,96 | 99712 | Fairbanks | Y | 142 | 61 | 56 | 5 | 0 | 67 | 67 | 5 | 0 | 0 | 72 | 0 | 2531.4627 | 2531.4627 | 9182 | 0 | 0 | 2993.3056 | 169608 | 45910 | 0 | 61 | 0 | 5 | 0 | 66 | 0 | 56 | 56 | 0 | 0 | 55.456 | 55.456 | 0 | 0 | 51.0974 | 51.0974 | 0 | 4.6492 | 0 | 50.4158 | 52.8759 | 55.456 | 58.162 | 61 | 46.6241 | 48.8095 | 51.0974 | 53.4926 | 56 | 4.323 | 4.4832 | 4.6492 | 4.8214 | 5 | 61.5776 | 62.1607 | 62.7493 | 62.3368 | 61.927 | 61.7292 | 61.5321 | 61.3356 | 61.1397 | 60.9445 | 61.3953 | 61.8494 | 62.3069 | 62.7678 | 63.2321 | 63.487 | 63.7419 | 63.9967 | 64.2516 | 64.5065 | 64.7154 | 64.9243 | 65.1333 | 65.3422 | 65.5511 | 56.5303 | 57.0656 | 57.606 | 57.2272 | 56.851 | 56.6694 | 56.4885 | 56.3081 | 56.1283 | 55.949 | 56.3629 | 56.7798 | 57.1998 | 57.6229 | 58.0491 | 58.2831 | 58.5171 | 58.7511 | 58.9851 | 59.2191 | 59.4109 | 59.6027 | 59.7945 | 59.9863 | 60.1781 | 5.0473 | 5.0951 | 5.1434 | 5.1096 | 5.076 | 5.0598 | 5.0436 | 5.0275 | 5.0115 | 4.9954 | 5.0324 | 5.0696 | 5.1071 | 5.1449 | 5.183 | 5.2039 | 5.2247 | 5.2456 | 5.2665 | 5.2874 | 5.3045 | 5.3217 | 5.3388 | 5.3559 | 5.373 | 0 | 0 | 0 | 0 | 0 | 0 | 0 | 0 | 0 | 0 | 0 | 0 | 0 | 0 | 0 | 0 | 0 | 0 | 0 | 0 | 0 | 0 | 0 | 0 | 0 | 0 | 0 | 0 | 0 | 0 | 0 | 0 | 0 | 0 | 0 | 0 | 0 | 0 | 0 | 0 | 0 | 0 | 0 | 0 | 0 | 0 | 0 | 0 | 0 | 0
112 | 96 | 112,96 | 99712 | Fairbanks | Y | 53 | 17 | 15 | 2 | 0 | 13 | 13 | 0 | 0 | 0 | 13 | 0 | 2751.6923 | 2751.6923 | 0 | 0 | 0 | 2751.6923 | 35772 | 0 | 0 | 17 | 0 | 0 | 0 | 17 | 0 | 15 | 15 | 0 | 0 | 15.4549 | 15.4549 | 0 | 0 | 13.6868 | 13.6868 | 0 | 0 | 0 | 14.0503 | 14.7359 | 15.4549 | 16.2091 | 17 | 12.4886 | 13.074 | 13.6868 | 14.3284 | 15 | 0 | 0 | 0 | 0 | 0 | 17.161 | 17.3235 | 17.4875 | 17.3725 | 17.2583 | 17.2032 | 17.1483 | 17.0935 | 17.0389 | 16.9845 | 17.1102 | 17.2367 | 17.3642 | 17.4927 | 17.6221 | 17.6931 | 17.7641 | 17.8352 | 17.9062 | 17.9772 | 18.0354 | 18.0937 | 18.1519 | 18.2101 | 18.2683 | 15.142 | 15.2854 | 15.4302 | 15.3287 | 15.2279 | 15.1793 | 15.1308 | 15.0825 | 15.0344 | 14.9863 | 15.0972 | 15.2089 | 15.3214 | 15.4347 | 15.5489 | 15.6116 | 15.6742 | 15.7369 | 15.7996 | 15.8623 | 15.9136 | 15.965 | 16.0164 | 16.0677 | 16.1191 | 0 | 0 | 0 | 0 | 0 | 0 | 0 | 0 | 0 | 0 | 0 | 0 | 0 | 0 | 0 | 0 | 0 | 0 | 0 | 0 | 0 | 0 | 0 | 0 | 0 | 0 | 0 | 0 | 0 | 0 | 0 | 0 | 0 | 0 | 0 | 0 | 0 | 0 | 0 | 0 | 0 | 0 | 0 | 0 | 0 | 0 | 0 | 0 | 0 | 0 | 0 | 0 | 0 | 0 | 0 | 0 | 0 | 0 | 0 | 0 | 0 | 0 | 0 | 0 | 0 | 0 | 0 | 0 | 0 | 0 | 0 | 0 | 0 | 0 | 0
115 | 96 | 115,96 | 99701 | Fairbanks | Y | 10 | 2 | 2 | 0 | 0 | 0 | 0 | 0 | 0 | 0 | 0 | 0 | 834.495 | 834.495 | 1408.3846 | 0 | 0 | 1365.174 | 0 | 0 | 0.045825 | 1.9516 | 0.0025988 | 0 | 0 | 2 | 0.045825 | 1.9516 | 1.9974 | 0.0025988 | 0.045316 | 1.9299 | 1.9752 | 0.0025699 | 0.045399 | 1.9335 | 1.9789 | 0.0025746 | 0 | 0 | 1.9533 | 1.9642 | 1.9752 | 1.9863 | 1.9974 | 1.9605 | 1.9697 | 1.9789 | 1.9881 | 1.9974 | 0 | 0 | 0 | 0 | 0 | 2.0057 | 2.014 | 2.0224 | 2.0091 | 1.9959 | 1.9895 | 1.9832 | 1.9768 | 1.9705 | 1.9642 | 1.9788 | 1.9934 | 2.0081 | 2.023 | 2.038 | 2.0462 | 2.0544 | 2.0626 | 2.0708 | 2.079 | 2.0858 | 2.0925 | 2.0992 | 2.106 | 2.1127 | 2.0057 | 2.014 | 2.0224 | 2.0091 | 1.9959 | 1.9895 | 1.9832 | 1.9768 | 1.9705 | 1.9642 | 1.9788 | 1.9934 | 2.0081 | 2.023 | 2.038 | 2.0462 | 2.0544 | 2.0626 | 2.0708 | 2.079 | 2.0858 | 2.0925 | 2.0992 | 2.106 | 2.1127 | 0 | 0 | 0 | 0 | 0 | 0 | 0 | 0 | 0 | 0 | 0 | 0 | 0 | 0 | 0 | 0 | 0 | 0 | 0 | 0 | 0 | 0 | 0 | 0 | 0 | 0.0026096 | 0.0026204 | 0.0026313 | 0.002614 | 0.0025968 | 0.0025885 | 0.0025802 | 0.002572 | 0.0025638 | 0.0025556 | 0.0025745 | 0.0025935 | 0.0026127 | 0.0026321 | 0.0026515 | 0.0026622 | 0.0026729 | 0.0026836 | 0.0026943 | 0.002705 | 0.0027137 | 0.0027225 | 0.0027312 | 0.00274 | 0.0027488 | 0 | 0 | 0 | 0 | 0 | 0 | 0 | 0 | 0 | 0 | 0 | 0 | 0 | 0 | 0 | 0 | 0 | 0 | 0 | 0 | 0 | 0 | 0 | 0 | 0
128 | 96 | 128,96 | 99712 | - | N | 134 | 65 | 53 | 12 | 0 | 20 | 20 | 0 | 0 | 0 | 20 | 0 | 1263.85 | 1263.85 | 0 | 0 | 0 | 1263.85 | 25277 | 0 | 0 | 65 | 0 | 0 | 0 | 65 | 0 | 53 | 53 | 0 | 0 | 59.0924 | 59.0924 | 0 | 0 | 48.3601 | 48.3601 | 0 | 0 | 0 | 53.7218 | 56.3431 | 59.0924 | 61.9759 | 65 | 44.1263 | 46.1947 | 48.3601 | 50.6269 | 53 | 0 | 0 | 0 | 0 | 0 | 65.8228 | 66.6559 | 67.4996 | 67.0559 | 66.615 | 66.4023 | 66.1902 | 65.9789 | 65.7682 | 65.5582 | 66.0431 | 66.5316 | 67.0237 | 67.5195 | 68.0189 | 68.2931 | 68.5673 | 68.8415 | 69.1156 | 69.3898 | 69.6145 | 69.8393 | 70.064 | 70.2888 | 70.5135 | 53.6709 | 54.3502 | 55.0382 | 54.6763 | 54.3168 | 54.1434 | 53.9705 | 53.7981 | 53.6264 | 53.4551 | 53.8505 | 54.2488 | 54.6501 | 55.0544 | 55.4616 | 55.6852 | 55.9087 | 56.1323 | 56.3558 | 56.5794 | 56.7626 | 56.9459 | 57.1291 | 57.3124 | 57.4956 | 0 | 0 | 0 | 0 | 0 | 0 | 0 | 0 | 0 | 0 | 0 | 0 | 0 | 0 | 0 | 0 | 0 | 0 | 0 | 0 | 0 | 0 | 0 | 0 | 0 | 0 | 0 | 0 | 0 | 0 | 0 | 0 | 0 | 0 | 0 | 0 | 0 | 0 | 0 | 0 | 0 | 0 | 0 | 0 | 0 | 0 | 0 | 0 | 0 | 0 | 0 | 0 | 0 | 0 | 0 | 0 | 0 | 0 | 0 | 0 | 0 | 0 | 0 | 0 | 0 | 0 | 0 | 0 | 0 | 0 | 0 | 0 | 0 | 0 | 0
131 | 96 | 131,96 | 99712 | - | N | 40 | 19 | 16 | 3 | 0 | 21 | 21 | 0 | 0 | 0 | 21 | 0 | 1460.0952 | 1460.0952 | 0 | 0 | 0 | 1460.0952 | 30662 | 0 | 0 | 19 | 0 | 0 | 0 | 19 | 0 | 16 | 16 | 0 | 0 | 17.2732 | 17.2732 | 0 | 0 | 14.5993 | 14.5993 | 0 | 0 | 0 | 15.7033 | 16.4695 | 17.2732 | 18.116 | 19 | 13.3212 | 13.9456 | 14.5993 | 15.2836 | 16 | 0 | 0 | 0 | 0 | 0 | 19.2405 | 19.484 | 19.7307 | 19.6009 | 19.4721 | 19.4099 | 19.3479 | 19.2861 | 19.2245 | 19.1632 | 19.3049 | 19.4477 | 19.5916 | 19.7365 | 19.8825 | 19.9626 | 20.0427 | 20.1229 | 20.203 | 20.2832 | 20.3489 | 20.4146 | 20.4803 | 20.5459 | 20.6116 | 16.2025 | 16.4076 | 16.6153 | 16.5061 | 16.3975 | 16.3452 | 16.293 | 16.241 | 16.1891 | 16.1374 | 16.2568 | 16.377 | 16.4982 | 16.6202 | 16.7431 | 16.8106 | 16.8781 | 16.9456 | 17.0131 | 17.0806 | 17.1359 | 17.1912 | 17.2465 | 17.3019 | 17.3572 | 0 | 0 | 0 | 0 | 0 | 0 | 0 | 0 | 0 | 0 | 0 | 0 | 0 | 0 | 0 | 0 | 0 | 0 | 0 | 0 | 0 | 0 | 0 | 0 | 0 | 0 | 0 | 0 | 0 | 0 | 0 | 0 | 0 | 0 | 0 | 0 | 0 | 0 | 0 | 0 | 0 | 0 | 0 | 0 | 0 | 0 | 0 | 0 | 0 | 0 | 0 | 0 | 0 | 0 | 0 | 0 | 0 | 0 | 0 | 0 | 0 | 0 | 0 | 0 | 0 | 0 | 0 | 0 | 0 | 0 | 0 | 0 | 0 | 0 | 0
132 | 96 | 132,96 | 99712 | - | N | 19 | 10 | 8 | 2 | 0 | 5 | 5 | 0 | 0 | 0 | 5 | 0 | 1197 | 1197 | 0 | 0 | 0 | 1197 | 5985 | 0 | 0 | 10 | 0 | 0 | 0 | 10 | 0 | 8 | 8 | 0 | 0 | 9.0911 | 9.0911 | 0 | 0 | 7.2996 | 7.2996 | 0 | 0 | 0 | 8.2649 | 8.6682 | 9.0911 | 9.5347 | 10 | 6.6606 | 6.9728 | 7.2996 | 7.6418 | 8 | 0 | 0 | 0 | 0 | 0 | 10.1266 | 10.2548 | 10.3846 | 10.3163 | 10.2485 | 10.2157 | 10.1831 | 10.1506 | 10.1182 | 10.0859 | 10.1605 | 10.2356 | 10.3113 | 10.3876 | 10.4645 | 10.5066 | 10.5488 | 10.591 | 10.6332 | 10.6754 | 10.7099 | 10.7445 | 10.7791 | 10.8137 | 10.8482 | 8.1013 | 8.2038 | 8.3076 | 8.253 | 8.1988 | 8.1726 | 8.1465 | 8.1205 | 8.0945 | 8.0687 | 8.1284 | 8.1885 | 8.2491 | 8.3101 | 8.3716 | 8.4053 | 8.4391 | 8.4728 | 8.5065 | 8.5403 | 8.5679 | 8.5956 | 8.6233 | 8.6509 | 8.6786 | 0 | 0 | 0 | 0 | 0 | 0 | 0 | 0 | 0 | 0 | 0 | 0 | 0 | 0 | 0 | 0 | 0 | 0 | 0 | 0 | 0 | 0 | 0 | 0 | 0 | 0 | 0 | 0 | 0 | 0 | 0 | 0 | 0 | 0 | 0 | 0 | 0 | 0 | 0 | 0 | 0 | 0 | 0 | 0 | 0 | 0 | 0 | 0 | 0 | 0 | 0 | 0 | 0 | 0 | 0 | 0 | 0 | 0 | 0 | 0 | 0 | 0 | 0 | 0 | 0 | 0 | 0 | 0 | 0 | 0 | 0 | 0 | 0 | 0 | 0
138 | 96 | 138,96 | 99712 | - | N | 482 | 272 | 205 | 67 | 0 | 8 | 8 | 0 | 0 | 0 | 8 | 0 | 1442.375 | 1442.375 | 0 | 0 | 0 | 1442.375 | 11539 | 0 | 0 | 272 | 0 | 0 | 0 | 272 | 0 | 205 | 205 | 0 | 0 | 247.2791 | 247.2791 | 0 | 0 | 187.0531 | 187.0531 | 0 | 0 | 0 | 224.8049 | 235.7744 | 247.2791 | 259.3452 | 272 | 170.6774 | 178.6777 | 187.0531 | 195.8211 | 205 | 0 | 0 | 0 | 0 | 0 | 275.4429 | 278.9294 | 282.46 | 280.603 | 278.7581 | 277.868 | 276.9807 | 276.0962 | 275.2145 | 274.3357 | 276.3649 | 278.4092 | 280.4686 | 282.5432 | 284.6331 | 285.7804 | 286.9277 | 288.075 | 289.2223 | 290.3697 | 291.3101 | 292.2506 | 293.191 | 294.1315 | 295.0719 | 207.5948 | 210.2225 | 212.8835 | 211.4839 | 210.0935 | 209.4226 | 208.7538 | 208.0872 | 207.4227 | 206.7603 | 208.2897 | 209.8304 | 211.3825 | 212.9461 | 214.5213 | 215.386 | 216.2507 | 217.1154 | 217.9801 | 218.8448 | 219.5536 | 220.2624 | 220.9712 | 221.68 | 222.3887 | 0 | 0 | 0 | 0 | 0 | 0 | 0 | 0 | 0 | 0 | 0 | 0 | 0 | 0 | 0 | 0 | 0 | 0 | 0 | 0 | 0 | 0 | 0 | 0 | 0 | 0 | 0 | 0 | 0 | 0 | 0 | 0 | 0 | 0 | 0 | 0 | 0 | 0 | 0 | 0 | 0 | 0 | 0 | 0 | 0 | 0 | 0 | 0 | 0 | 0 | 0 | 0 | 0 | 0 | 0 | 0 | 0 | 0 | 0 | 0 | 0 | 0 | 0 | 0 | 0 | 0 | 0 | 0 | 0 | 0 | 0 | 0 | 0 | 0 | 0
100 | 97 | 100,97 | 99709 | Fairbanks | Y | 6 | 7 | 3 | 4 | 0 | 0 | 0 | 0 | 0 | 0 | 0 | 0 | 834.495 | 834.495 | 1408.3846 | 0 | 0 | 1365.174 | 0 | 0 | 0.16039 | 6.8305 | 0.0090956 | 0 | 0 | 7 | 0.068737 | 2.9274 | 2.9961 | 0.0038981 | 0.15271 | 6.5037 | 6.6564 | 0.0086605 | 0.065572 | 2.7926 | 2.8581 | 0.0037186 | 0 | 0 | 6.338 | 6.4953 | 6.6564 | 6.8216 | 6.9909 | 2.7265 | 2.7916 | 2.8581 | 2.9263 | 2.9961 | 0 | 0 | 0 | 0 | 0 | 7.0636 | 7.1371 | 7.2114 | 7.164 | 7.1169 | 7.0941 | 7.0715 | 7.0489 | 7.0264 | 7.004 | 7.0558 | 7.108 | 7.1605 | 7.2135 | 7.2669 | 7.2962 | 7.3254 | 7.3547 | 7.384 | 7.4133 | 7.4373 | 7.4613 | 7.4853 | 7.5094 | 7.5334 | 3.0273 | 3.0588 | 3.0906 | 3.0703 | 3.0501 | 3.0403 | 3.0306 | 3.021 | 3.0113 | 3.0017 | 3.0239 | 3.0463 | 3.0688 | 3.0915 | 3.1144 | 3.1269 | 3.1395 | 3.152 | 3.1646 | 3.1771 | 3.1874 | 3.1977 | 3.208 | 3.2183 | 3.2286 | 0 | 0 | 0 | 0 | 0 | 0 | 0 | 0 | 0 | 0 | 0 | 0 | 0 | 0 | 0 | 0 | 0 | 0 | 0 | 0 | 0 | 0 | 0 | 0 | 0 | 0.0091903 | 0.0092859 | 0.0093825 | 0.0093208 | 0.0092595 | 0.00923 | 0.0092005 | 0.0091711 | 0.0091418 | 0.0091126 | 0.00918 | 0.0092479 | 0.0093163 | 0.0093852 | 0.0094547 | 0.0094928 | 0.0095309 | 0.009569 | 0.0096071 | 0.0096452 | 0.0096765 | 0.0097077 | 0.0097389 | 0.0097702 | 0.0098014 | 0 | 0 | 0 | 0 | 0 | 0 | 0 | 0 | 0 | 0 | 0 | 0 | 0 | 0 | 0 | 0 | 0 | 0 | 0 | 0 | 0 | 0 | 0 | 0 | 0
101 | 97 | 101,97 | 99709 | Fairbanks | Y | 8 | 13 | 5 | 8 | 0 | 2 | 2 | 0 | 0 | 0 | 2 | 0 | 2530 | 2530 | 0 | 0 | 0 | 2530 | 5060 | 0 | 0 | 13 | 0 | 0 | 0 | 13 | 0 | 5 | 5 | 0 | 0 | 12.3781 | 12.3781 | 0 | 0 | 4.7698 | 4.7698 | 0 | 0 | 0 | 11.7859 | 12.0783 | 12.3781 | 12.6852 | 13 | 4.5501 | 4.6587 | 4.7698 | 4.8835 | 5 | 0 | 0 | 0 | 0 | 0 | 13.1352 | 13.2719 | 13.41 | 13.3218 | 13.2342 | 13.192 | 13.1498 | 13.1079 | 13.066 | 13.0243 | 13.1206 | 13.2177 | 13.3154 | 13.4139 | 13.5132 | 13.5676 | 13.6221 | 13.6766 | 13.731 | 13.7855 | 13.8301 | 13.8748 | 13.9194 | 13.9641 | 14.0087 | 5.052 | 5.1046 | 5.1577 | 5.1238 | 5.0901 | 5.0738 | 5.0576 | 5.0415 | 5.0254 | 5.0093 | 5.0464 | 5.0837 | 5.1213 | 5.1592 | 5.1974 | 5.2183 | 5.2393 | 5.2602 | 5.2812 | 5.3021 | 5.3193 | 5.3365 | 5.3536 | 5.3708 | 5.388 | 0 | 0 | 0 | 0 | 0 | 0 | 0 | 0 | 0 | 0 | 0 | 0 | 0 | 0 | 0 | 0 | 0 | 0 | 0 | 0 | 0 | 0 | 0 | 0 | 0 | 0 | 0 | 0 | 0 | 0 | 0 | 0 | 0 | 0 | 0 | 0 | 0 | 0 | 0 | 0 | 0 | 0 | 0 | 0 | 0 | 0 | 0 | 0 | 0 | 0 | 0 | 0 | 0 | 0 | 0 | 0 | 0 | 0 | 0 | 0 | 0 | 0 | 0 | 0 | 0 | 0 | 0 | 0 | 0 | 0 | 0 | 0 | 0 | 0 | 0
102 | 97 | 102,97 | 99709 | Fairbanks | Y | 22 | 17 | 14 | 3 | 0 | 9 | 9 | 1 | 0 | 0 | 10 | 0 | 1240.2222 | 1240.2222 | 4120 | 0 | 0 | 1528.2 | 11162 | 4120 | 0 | 17 | 0 | 1 | 0 | 18 | 0 | 14 | 14 | 0 | 0 | 16.1867 | 16.1867 | 0 | 0 | 13.3554 | 13.3554 | 0 | 0.95967 | 0 | 15.4123 | 15.7947 | 16.1867 | 16.5884 | 17 | 12.7404 | 13.0443 | 13.3554 | 13.6739 | 14 | 0.92096 | 0.94011 | 0.95967 | 0.97963 | 1 | 17.1769 | 17.3556 | 17.5361 | 17.4208 | 17.3063 | 17.251 | 17.196 | 17.141 | 17.0863 | 17.0317 | 17.1577 | 17.2846 | 17.4125 | 17.5413 | 17.671 | 17.7423 | 17.8135 | 17.8847 | 17.956 | 18.0272 | 18.0856 | 18.144 | 18.2024 | 18.2607 | 18.3191 | 14.1457 | 14.2928 | 14.4415 | 14.3466 | 14.2523 | 14.2067 | 14.1614 | 14.1162 | 14.0711 | 14.0261 | 14.1299 | 14.2344 | 14.3397 | 14.4458 | 14.5526 | 14.6113 | 14.6699 | 14.7286 | 14.7873 | 14.8459 | 14.894 | 14.9421 | 14.9902 | 15.0383 | 15.0863 | 1.0104 | 1.0209 | 1.0315 | 1.0248 | 1.018 | 1.0148 | 1.0115 | 1.0083 | 1.0051 | 1.0019 | 1.0093 | 1.0167 | 1.0243 | 1.0318 | 1.0395 | 1.0437 | 1.0479 | 1.052 | 1.0562 | 1.0604 | 1.0639 | 1.0673 | 1.0707 | 1.0742 | 1.0776 | 0 | 0 | 0 | 0 | 0 | 0 | 0 | 0 | 0 | 0 | 0 | 0 | 0 | 0 | 0 | 0 | 0 | 0 | 0 | 0 | 0 | 0 | 0 | 0 | 0 | 0 | 0 | 0 | 0 | 0 | 0 | 0 | 0 | 0 | 0 | 0 | 0 | 0 | 0 | 0 | 0 | 0 | 0 | 0 | 0 | 0 | 0 | 0 | 0 | 0
103 | 97 | 103,97 | 99709 | Fairbanks | Y | 185 | 105 | 91 | 14 | 0 | 37 | 37 | 1 | 0 | 0 | 38 | 0 | 1964.8108 | 1964.8108 | 1655 | 0 | 0 | 1956.6579 | 72698 | 1655 | 0 | 105 | 0 | 1 | 0 | 106 | 0 | 91 | 91 | 0 | 0 | 99.9766 | 99.9766 | 0 | 0 | 86.8099 | 86.8099 | 0 | 0.95967 | 0 | 95.1936 | 97.5558 | 99.9766 | 102.4575 | 105 | 82.8127 | 84.7877 | 86.8099 | 88.8802 | 91 | 0.92096 | 0.94011 | 0.95967 | 0.97963 | 1 | 107.2822 | 109.6139 | 111.9964 | 111.26 | 110.5285 | 110.1756 | 109.8238 | 109.4731 | 109.1235 | 108.775 | 109.5796 | 110.3902 | 111.2067 | 112.0293 | 112.858 | 113.3129 | 113.7678 | 114.2227 | 114.6776 | 115.1325 | 115.5054 | 115.8783 | 116.2512 | 116.6241 | 116.997 | 92.9779 | 94.9987 | 97.0635 | 96.4254 | 95.7914 | 95.4855 | 95.1806 | 94.8767 | 94.5737 | 94.2717 | 94.969 | 95.6715 | 96.3792 | 97.0921 | 97.8103 | 98.2045 | 98.5988 | 98.993 | 99.3873 | 99.7815 | 100.1047 | 100.4279 | 100.7511 | 101.0742 | 101.3974 | 1.0217 | 1.0439 | 1.0666 | 1.0596 | 1.0527 | 1.0493 | 1.0459 | 1.0426 | 1.0393 | 1.036 | 1.0436 | 1.0513 | 1.0591 | 1.0669 | 1.0748 | 1.0792 | 1.0835 | 1.0878 | 1.0922 | 1.0965 | 1.1001 | 1.1036 | 1.1072 | 1.1107 | 1.1143 | 0 | 0 | 0 | 0 | 0 | 0 | 0 | 0 | 0 | 0 | 0 | 0 | 0 | 0 | 0 | 0 | 0 | 0 | 0 | 0 | 0 | 0 | 0 | 0 | 0 | 0 | 0 | 0 | 0 | 0 | 0 | 0 | 0 | 0 | 0 | 0 | 0 | 0 | 0 | 0 | 0 | 0 | 0 | 0 | 0 | 0 | 0 | 0 | 0 | 0
104 | 97 | 104,97 | 99709 | Fairbanks | Y | 8 | 3 | 3 | 0 | 0 | 18 | 18 | 1 | 0 | 0 | 19 | 0 | 2199.1111 | 2199.1111 | 4969 | 0 | 0 | 2344.8947 | 39584 | 4969 | 0 | 3 | 0 | 1 | 0 | 4 | 0 | 3 | 3 | 0 | 0 | 2.8565 | 2.8565 | 0 | 0 | 2.8619 | 2.8619 | 0 | 0.95967 | 0 | 2.7198 | 2.7873 | 2.8565 | 2.9274 | 3 | 2.7301 | 2.7952 | 2.8619 | 2.9301 | 3 | 0.92096 | 0.94011 | 0.95967 | 0.97963 | 1 | 3.0652 | 3.1318 | 3.1999 | 3.1789 | 3.158 | 3.1479 | 3.1378 | 3.1278 | 3.1178 | 3.1079 | 3.1308 | 3.154 | 3.1773 | 3.2008 | 3.2245 | 3.2375 | 3.2505 | 3.2635 | 3.2765 | 3.2895 | 3.3002 | 3.3108 | 3.3215 | 3.3321 | 3.3428 | 3.0652 | 3.1318 | 3.1999 | 3.1789 | 3.158 | 3.1479 | 3.1378 | 3.1278 | 3.1178 | 3.1079 | 3.1308 | 3.154 | 3.1773 | 3.2008 | 3.2245 | 3.2375 | 3.2505 | 3.2635 | 3.2765 | 3.2895 | 3.3002 | 3.3108 | 3.3215 | 3.3321 | 3.3428 | 1.0217 | 1.0439 | 1.0666 | 1.0596 | 1.0527 | 1.0493 | 1.0459 | 1.0426 | 1.0393 | 1.036 | 1.0436 | 1.0513 | 1.0591 | 1.0669 | 1.0748 | 1.0792 | 1.0835 | 1.0878 | 1.0922 | 1.0965 | 1.1001 | 1.1036 | 1.1072 | 1.1107 | 1.1143 | 0 | 0 | 0 | 0 | 0 | 0 | 0 | 0 | 0 | 0 | 0 | 0 | 0 | 0 | 0 | 0 | 0 | 0 | 0 | 0 | 0 | 0 | 0 | 0 | 0 | 0 | 0 | 0 | 0 | 0 | 0 | 0 | 0 | 0 | 0 | 0 | 0 | 0 | 0 | 0 | 0 | 0 | 0 | 0 | 0 | 0 | 0 | 0 | 0 | 0
105 | 97 | 105,97 | 99709 | Fairbanks | Y | 247 | 88 | 83 | 5 | 1 | 95 | 96 | 0 | 0 | 0 | 96 | 3114 | 3067.8 | 3068.2812 | 0 | 0 | 0 | 3068.2812 | 294555 | 0 | 0.91667 | 87.0833 | 0 | 0 | 0 | 88 | 0.86458 | 82.1354 | 83 | 0 | 0.87281 | 82.9171 | 83.7899 | 0 | 0.82477 | 78.3535 | 79.1782 | 0 | 0 | 0 | 79.7813 | 81.7611 | 83.7899 | 85.8692 | 88 | 75.5324 | 77.3339 | 79.1782 | 81.0666 | 83 | 0 | 0 | 0 | 0 | 0 | 89.9127 | 91.8669 | 93.8636 | 93.2465 | 92.6334 | 92.3376 | 92.0428 | 91.7488 | 91.4559 | 91.1638 | 91.8382 | 92.5175 | 93.2018 | 93.8912 | 94.5857 | 94.967 | 95.3483 | 95.7295 | 96.1108 | 96.492 | 96.8046 | 97.1171 | 97.4296 | 97.7421 | 98.0546 | 84.804 | 86.6472 | 88.5305 | 87.9484 | 87.3702 | 87.0912 | 86.8131 | 86.5358 | 86.2595 | 85.9841 | 86.6201 | 87.2608 | 87.9063 | 88.5565 | 89.2116 | 89.5712 | 89.9307 | 90.2903 | 90.6499 | 91.0095 | 91.3043 | 91.5991 | 91.8938 | 92.1886 | 92.4833 | 0 | 0 | 0 | 0 | 0 | 0 | 0 | 0 | 0 | 0 | 0 | 0 | 0 | 0 | 0 | 0 | 0 | 0 | 0 | 0 | 0 | 0 | 0 | 0 | 0 | 0 | 0 | 0 | 0 | 0 | 0 | 0 | 0 | 0 | 0 | 0 | 0 | 0 | 0 | 0 | 0 | 0 | 0 | 0 | 0 | 0 | 0 | 0 | 0 | 0 | 0 | 0 | 0 | 0 | 0 | 0 | 0 | 0 | 0 | 0 | 0 | 0 | 0 | 0 | 0 | 0 | 0 | 0 | 0 | 0 | 0 | 0 | 0 | 0 | 0
106 | 97 | 106,97 | 99709 | Fairbanks | Y | 207 | 117 | 105 | 12 | 0 | 159 | 159 | 2 | 0 | 0 | 161 | 0 | 1928.5786 | 1928.5786 | 3400 | 0 | 0 | 1946.8571 | 306644 | 6800 | 0 | 117 | 0 | 2 | 0 | 119 | 0 | 105 | 105 | 0 | 0 | 111.4025 | 111.4025 | 0 | 0 | 100.1652 | 100.1652 | 0 | 1.9193 | 0 | 106.0729 | 108.705 | 111.4025 | 114.167 | 117 | 95.5531 | 97.832 | 100.1652 | 102.5541 | 105 | 1.8419 | 1.8802 | 1.9193 | 1.9593 | 2 | 118.2361 | 119.4853 | 120.7477 | 119.9538 | 119.1651 | 118.7846 | 118.4053 | 118.0272 | 117.6503 | 117.2746 | 118.1421 | 119.016 | 119.8963 | 120.7832 | 121.6766 | 122.1671 | 122.6575 | 123.148 | 123.6384 | 124.1289 | 124.5309 | 124.933 | 125.335 | 125.737 | 126.139 | 106.1093 | 107.2304 | 108.3633 | 107.6508 | 106.9431 | 106.6016 | 106.2612 | 105.9218 | 105.5836 | 105.2464 | 106.0249 | 106.8092 | 107.5993 | 108.3952 | 109.197 | 109.6371 | 110.0773 | 110.5174 | 110.9576 | 111.3977 | 111.7585 | 112.1193 | 112.4801 | 112.8409 | 113.2017 | 2.0211 | 2.0425 | 2.0641 | 2.0505 | 2.037 | 2.0305 | 2.024 | 2.0176 | 2.0111 | 2.0047 | 2.0195 | 2.0345 | 2.0495 | 2.0647 | 2.0799 | 2.0883 | 2.0967 | 2.1051 | 2.1135 | 2.1219 | 2.1287 | 2.1356 | 2.1425 | 2.1494 | 2.1562 | 0 | 0 | 0 | 0 | 0 | 0 | 0 | 0 | 0 | 0 | 0 | 0 | 0 | 0 | 0 | 0 | 0 | 0 | 0 | 0 | 0 | 0 | 0 | 0 | 0 | 0 | 0 | 0 | 0 | 0 | 0 | 0 | 0 | 0 | 0 | 0 | 0 | 0 | 0 | 0 | 0 | 0 | 0 | 0 | 0 | 0 | 0 | 0 | 0 | 0
107 | 97 | 107,97 | 99709 | Fairbanks | Y | 197 | 108 | 96 | 12 | 2 | 58 | 60 | 0 | 0 | 0 | 60 | 3446 | 2462.069 | 2494.8667 | 0 | 0 | 0 | 2494.8667 | 149692 | 0 | 3.6 | 104.4 | 0 | 0 | 0 | 108 | 3.2 | 92.8 | 96 | 0 | 3.4278 | 99.4053 | 102.8331 | 0 | 3.0527 | 88.527 | 91.5796 | 0 | 0 | 0 | 97.9134 | 100.3431 | 102.8331 | 105.3849 | 108 | 87.3628 | 89.4464 | 91.5796 | 93.7638 | 96 | 0 | 0 | 0 | 0 | 0 | 109.0239 | 110.0576 | 111.101 | 110.3706 | 109.6449 | 109.2948 | 108.9458 | 108.5979 | 108.2511 | 107.9054 | 108.7036 | 109.5077 | 110.3177 | 111.1337 | 111.9558 | 112.407 | 112.8583 | 113.3096 | 113.7608 | 114.2121 | 114.582 | 114.9519 | 115.3218 | 115.6918 | 116.0617 | 96.9102 | 97.8289 | 98.7564 | 98.1072 | 97.4622 | 97.1509 | 96.8407 | 96.5314 | 96.2232 | 95.9159 | 96.6254 | 97.3401 | 98.0602 | 98.7855 | 99.5162 | 99.9174 | 100.3185 | 100.7196 | 101.1207 | 101.5219 | 101.8507 | 102.1795 | 102.5083 | 102.8371 | 103.1659 | 0 | 0 | 0 | 0 | 0 | 0 | 0 | 0 | 0 | 0 | 0 | 0 | 0 | 0 | 0 | 0 | 0 | 0 | 0 | 0 | 0 | 0 | 0 | 0 | 0 | 0 | 0 | 0 | 0 | 0 | 0 | 0 | 0 | 0 | 0 | 0 | 0 | 0 | 0 | 0 | 0 | 0 | 0 | 0 | 0 | 0 | 0 | 0 | 0 | 0 | 0 | 0 | 0 | 0 | 0 | 0 | 0 | 0 | 0 | 0 | 0 | 0 | 0 | 0 | 0 | 0 | 0 | 0 | 0 | 0 | 0 | 0 | 0 | 0 | 0
108 | 97 | 108,97 | 99709 | Fairbanks | Y | 102 | 53 | 47 | 6 | 0 | 0 | 0 | 0 | 0 | 0 | 0 | 0 | 834.495 | 834.495 | 1408.3846 | 0 | 0 | 1365.174 | 0 | 0 | 1.2144 | 51.7168 | 0.068867 | 0 | 0 | 53 | 1.0769 | 45.862 | 46.9389 | 0.061071 | 1.1563 | 49.2426 | 50.3988 | 0.065572 | 1.0273 | 43.7503 | 44.7776 | 0.058259 | 0 | 0 | 47.9877 | 49.1785 | 50.3988 | 51.6495 | 52.9311 | 42.7158 | 43.7346 | 44.7776 | 45.8455 | 46.9389 | 0 | 0 | 0 | 0 | 0 | 53.433 | 53.9396 | 54.4509 | 54.093 | 53.7373 | 53.5657 | 53.3947 | 53.2242 | 53.0542 | 52.8848 | 53.276 | 53.67 | 54.067 | 54.467 | 54.8699 | 55.091 | 55.3122 | 55.5334 | 55.7545 | 55.9757 | 56.157 | 56.3383 | 56.5196 | 56.7009 | 56.8822 | 47.3839 | 47.8332 | 48.2867 | 47.9692 | 47.6538 | 47.5017 | 47.35 | 47.1988 | 47.0481 | 46.8978 | 47.2447 | 47.5942 | 47.9462 | 48.3009 | 48.6582 | 48.8543 | 49.0504 | 49.2466 | 49.4427 | 49.6388 | 49.7996 | 49.9604 | 50.1211 | 50.2819 | 50.4427 | 0 | 0 | 0 | 0 | 0 | 0 | 0 | 0 | 0 | 0 | 0 | 0 | 0 | 0 | 0 | 0 | 0 | 0 | 0 | 0 | 0 | 0 | 0 | 0 | 0 | 0.06952 | 0.070179 | 0.070844 | 0.070379 | 0.069916 | 0.069693 | 0.06947 | 0.069248 | 0.069027 | 0.068807 | 0.069316 | 0.069828 | 0.070345 | 0.070865 | 0.071389 | 0.071677 | 0.071965 | 0.072253 | 0.07254 | 0.072828 | 0.073064 | 0.0733 | 0.073536 | 0.073772 | 0.074008 | 0 | 0 | 0 | 0 | 0 | 0 | 0 | 0 | 0 | 0 | 0 | 0 | 0 | 0 | 0 | 0 | 0 | 0 | 0 | 0 | 0 | 0 | 0 | 0 | 0
109 | 97 | 109,97 | 99712 | Fairbanks | Y | 31 | 20 | 11 | 9 | 0 | 7 | 7 | 0 | 0 | 0 | 7 | 0 | 1187.5714 | 1187.5714 | 0 | 0 | 0 | 1187.5714 | 8313 | 0 | 0 | 20 | 0 | 0 | 0 | 20 | 0 | 11 | 11 | 0 | 0 | 18.1823 | 18.1823 | 0 | 0 | 10.037 | 10.037 | 0 | 0 | 0 | 16.5298 | 17.3364 | 18.1823 | 19.0695 | 20 | 9.1583 | 9.5876 | 10.037 | 10.5075 | 11 | 0 | 0 | 0 | 0 | 0 | 20.1896 | 20.381 | 20.5743 | 20.439 | 20.3046 | 20.2398 | 20.1751 | 20.1107 | 20.0465 | 19.9825 | 20.1303 | 20.2792 | 20.4292 | 20.5803 | 20.7325 | 20.8161 | 20.8997 | 20.9833 | 21.0668 | 21.1504 | 21.2189 | 21.2874 | 21.3559 | 21.4244 | 21.4929 | 11.1043 | 11.2096 | 11.3158 | 11.2414 | 11.1675 | 11.1319 | 11.0963 | 11.0609 | 11.0256 | 10.9904 | 11.0717 | 11.1536 | 11.2361 | 11.3192 | 11.4029 | 11.4489 | 11.4948 | 11.5408 | 11.5868 | 11.6327 | 11.6704 | 11.7081 | 11.7457 | 11.7834 | 11.8211 | 0 | 0 | 0 | 0 | 0 | 0 | 0 | 0 | 0 | 0 | 0 | 0 | 0 | 0 | 0 | 0 | 0 | 0 | 0 | 0 | 0 | 0 | 0 | 0 | 0 | 0 | 0 | 0 | 0 | 0 | 0 | 0 | 0 | 0 | 0 | 0 | 0 | 0 | 0 | 0 | 0 | 0 | 0 | 0 | 0 | 0 | 0 | 0 | 0 | 0 | 0 | 0 | 0 | 0 | 0 | 0 | 0 | 0 | 0 | 0 | 0 | 0 | 0 | 0 | 0 | 0 | 0 | 0 | 0 | 0 | 0 | 0 | 0 | 0 | 0
110 | 97 | 110,97 | 99712 | Fairbanks | Y | 92 | 44 | 37 | 7 | 0 | 4 | 4 | 0 | 0 | 0 | 4 | 0 | 1371 | 1371 | 0 | 0 | 0 | 1371 | 5484 | 0 | 0 | 44 | 0 | 0 | 0 | 44 | 0 | 37 | 37 | 0 | 0 | 40.001 | 40.001 | 0 | 0 | 33.7608 | 33.7608 | 0 | 0 | 0 | 36.3655 | 38.14 | 40.001 | 41.9529 | 44 | 30.8052 | 32.2491 | 33.7608 | 35.3433 | 37 | 0 | 0 | 0 | 0 | 0 | 44.4172 | 44.8383 | 45.2634 | 44.9658 | 44.6702 | 44.5275 | 44.3853 | 44.2436 | 44.1023 | 43.9615 | 44.2866 | 44.6142 | 44.9442 | 45.2767 | 45.6116 | 45.7955 | 45.9793 | 46.1632 | 46.347 | 46.5309 | 46.6816 | 46.8323 | 46.983 | 47.1337 | 47.2844 | 37.3508 | 37.7049 | 38.0624 | 37.8121 | 37.5635 | 37.4436 | 37.324 | 37.2048 | 37.086 | 36.9676 | 37.241 | 37.5165 | 37.794 | 38.0736 | 38.3552 | 38.5098 | 38.6644 | 38.819 | 38.9736 | 39.1282 | 39.255 | 39.3817 | 39.5084 | 39.6351 | 39.7619 | 0 | 0 | 0 | 0 | 0 | 0 | 0 | 0 | 0 | 0 | 0 | 0 | 0 | 0 | 0 | 0 | 0 | 0 | 0 | 0 | 0 | 0 | 0 | 0 | 0 | 0 | 0 | 0 | 0 | 0 | 0 | 0 | 0 | 0 | 0 | 0 | 0 | 0 | 0 | 0 | 0 | 0 | 0 | 0 | 0 | 0 | 0 | 0 | 0 | 0 | 0 | 0 | 0 | 0 | 0 | 0 | 0 | 0 | 0 | 0 | 0 | 0 | 0 | 0 | 0 | 0 | 0 | 0 | 0 | 0 | 0 | 0 | 0 | 0 | 0
111 | 97 | 111,97 | 99712 | Fairbanks | Y | 50 | 25 | 25 | 0 | 0 | 16 | 16 | 5 | 0 | 0 | 21 | 0 | 2734.8125 | 2734.8125 | 3248.8 | 0 | 0 | 2857.1905 | 43757 | 16244 | 0 | 25 | 0 | 5 | 0 | 30 | 0 | 25 | 25 | 0 | 0 | 22.7279 | 22.7279 | 0 | 0 | 22.8114 | 22.8114 | 0 | 4.6492 | 0 | 20.6622 | 21.6704 | 22.7279 | 23.8369 | 25 | 20.8143 | 21.79 | 22.8114 | 23.8806 | 25 | 4.323 | 4.4832 | 4.6492 | 4.8214 | 5 | 25.4996 | 26.0092 | 26.529 | 26.3546 | 26.1814 | 26.0977 | 26.0144 | 25.9313 | 25.8485 | 25.766 | 25.9566 | 26.1486 | 26.342 | 26.5368 | 26.7331 | 26.8409 | 26.9487 | 27.0564 | 27.1642 | 27.2719 | 27.3603 | 27.4486 | 27.5369 | 27.6252 | 27.7136 | 25.4996 | 26.0092 | 26.529 | 26.3546 | 26.1814 | 26.0977 | 26.0144 | 25.9313 | 25.8485 | 25.766 | 25.9566 | 26.1486 | 26.342 | 26.5368 | 26.7331 | 26.8409 | 26.9487 | 27.0564 | 27.1642 | 27.2719 | 27.3603 | 27.4486 | 27.5369 | 27.6252 | 27.7136 | 5.0999 | 5.2018 | 5.3058 | 5.2709 | 5.2363 | 5.2195 | 5.2029 | 5.1863 | 5.1697 | 5.1532 | 5.1913 | 5.2297 | 5.2684 | 5.3074 | 5.3466 | 5.3682 | 5.3897 | 5.4113 | 5.4328 | 5.4544 | 5.4721 | 5.4897 | 5.5074 | 5.525 | 5.5427 | 0 | 0 | 0 | 0 | 0 | 0 | 0 | 0 | 0 | 0 | 0 | 0 | 0 | 0 | 0 | 0 | 0 | 0 | 0 | 0 | 0 | 0 | 0 | 0 | 0 | 0 | 0 | 0 | 0 | 0 | 0 | 0 | 0 | 0 | 0 | 0 | 0 | 0 | 0 | 0 | 0 | 0 | 0 | 0 | 0 | 0 | 0 | 0 | 0 | 0
112 | 97 | 112,97 | 99712 | Fairbanks | Y | 464 | 161 | 156 | 5 | 2 | 118 | 120 | 2 | 0 | 0 | 122 | 3845 | 3305.0169 | 3314.0167 | 5506 | 0 | 0 | 3349.9508 | 397682 | 11012 | 2.6833 | 158.3167 | 0 | 2 | 0 | 163 | 2.6 | 153.4 | 156 | 0 | 2.4395 | 143.9279 | 146.3674 | 0 | 2.3724 | 139.9705 | 142.3428 | 0 | 1.8597 | 0 | 133.0647 | 139.5576 | 146.3674 | 153.5094 | 161 | 129.8813 | 135.9694 | 142.3428 | 149.015 | 156 | 1.7292 | 1.7933 | 1.8597 | 1.9286 | 2 | 162.5246 | 164.0636 | 165.6171 | 164.5283 | 163.4466 | 162.9246 | 162.4043 | 161.8857 | 161.3688 | 160.8535 | 162.0433 | 163.2419 | 164.4494 | 165.6659 | 166.8913 | 167.564 | 168.2367 | 168.9094 | 169.5821 | 170.2548 | 170.8062 | 171.3577 | 171.9091 | 172.4605 | 173.0119 | 157.4772 | 158.9684 | 160.4737 | 159.4187 | 158.3706 | 157.8648 | 157.3607 | 156.8582 | 156.3573 | 155.858 | 157.0109 | 158.1723 | 159.3423 | 160.521 | 161.7083 | 162.3601 | 163.012 | 163.6638 | 164.3156 | 164.9674 | 165.5017 | 166.036 | 166.5703 | 167.1046 | 167.6389 | 2.0189 | 2.0381 | 2.0574 | 2.0438 | 2.0304 | 2.0239 | 2.0174 | 2.011 | 2.0046 | 1.9982 | 2.013 | 2.0279 | 2.0429 | 2.058 | 2.0732 | 2.0815 | 2.0899 | 2.0983 | 2.1066 | 2.115 | 2.1218 | 2.1287 | 2.1355 | 2.1424 | 2.1492 | 0 | 0 | 0 | 0 | 0 | 0 | 0 | 0 | 0 | 0 | 0 | 0 | 0 | 0 | 0 | 0 | 0 | 0 | 0 | 0 | 0 | 0 | 0 | 0 | 0 | 0 | 0 | 0 | 0 | 0 | 0 | 0 | 0 | 0 | 0 | 0 | 0 | 0 | 0 | 0 | 0 | 0 | 0 | 0 | 0 | 0 | 0 | 0 | 0 | 0
113 | 97 | 113,97 | 99712 | Fairbanks | Y | 225 | 94 | 87 | 7 | 0 | 49 | 49 | 0 | 0 | 0 | 49 | 0 | 2875.0204 | 2875.0204 | 0 | 0 | 0 | 2875.0204 | 140876 | 0 | 0 | 94 | 0 | 0 | 0 | 94 | 0 | 87 | 87 | 0 | 0 | 85.4567 | 85.4567 | 0 | 0 | 79.3835 | 79.3835 | 0 | 0 | 0 | 77.6899 | 81.4808 | 85.4567 | 89.6266 | 94 | 72.4338 | 75.8291 | 79.3835 | 83.1045 | 87 | 0 | 0 | 0 | 0 | 0 | 94.8901 | 95.7887 | 96.6957 | 96.06 | 95.4284 | 95.1237 | 94.8199 | 94.5171 | 94.2153 | 93.9145 | 94.6091 | 95.309 | 96.014 | 96.7242 | 97.4396 | 97.8324 | 98.2252 | 98.6179 | 99.0107 | 99.4034 | 99.7254 | 100.0473 | 100.3693 | 100.6912 | 101.0132 | 87.8238 | 88.6555 | 89.495 | 88.9066 | 88.3221 | 88.04 | 87.7589 | 87.4786 | 87.1993 | 86.9208 | 87.5638 | 88.2115 | 88.864 | 89.5213 | 90.1835 | 90.547 | 90.9105 | 91.274 | 91.6375 | 92.0011 | 92.299 | 92.597 | 92.895 | 93.1929 | 93.4909 | 0 | 0 | 0 | 0 | 0 | 0 | 0 | 0 | 0 | 0 | 0 | 0 | 0 | 0 | 0 | 0 | 0 | 0 | 0 | 0 | 0 | 0 | 0 | 0 | 0 | 0 | 0 | 0 | 0 | 0 | 0 | 0 | 0 | 0 | 0 | 0 | 0 | 0 | 0 | 0 | 0 | 0 | 0 | 0 | 0 | 0 | 0 | 0 | 0 | 0 | 0 | 0 | 0 | 0 | 0 | 0 | 0 | 0 | 0 | 0 | 0 | 0 | 0 | 0 | 0 | 0 | 0 | 0 | 0 | 0 | 0 | 0 | 0 | 0 | 0
114 | 97 | 114,97 | 99712 | Fairbanks | Y | 201 | 83 | 74 | 9 | 0 | 41 | 41 | 0 | 0 | 0 | 41 | 0 | 2094.1707 | 2094.1707 | 0 | 0 | 0 | 2094.1707 | 85861 | 0 | 0 | 83 | 0 | 0 | 0 | 83 | 0 | 74 | 74 | 0 | 0 | 75.4565 | 75.4565 | 0 | 0 | 67.5216 | 67.5216 | 0 | 0 | 0 | 68.5986 | 71.9459 | 75.4565 | 79.1384 | 83 | 61.6104 | 64.4983 | 67.5216 | 70.6866 | 74 | 0 | 0 | 0 | 0 | 0 | 83.786 | 84.5793 | 85.3803 | 84.8189 | 84.2613 | 83.9922 | 83.724 | 83.4566 | 83.1901 | 82.9245 | 83.5379 | 84.1558 | 84.7783 | 85.4054 | 86.0371 | 86.3839 | 86.7307 | 87.0775 | 87.4243 | 87.7711 | 88.0554 | 88.3397 | 88.6239 | 88.9082 | 89.1925 | 74.7007 | 75.4081 | 76.1222 | 75.6217 | 75.1245 | 74.8846 | 74.6455 | 74.4071 | 74.1695 | 73.9327 | 74.4795 | 75.0305 | 75.5855 | 76.1446 | 76.7078 | 77.017 | 77.3262 | 77.6354 | 77.9446 | 78.2538 | 78.5072 | 78.7607 | 79.0141 | 79.2676 | 79.521 | 0 | 0 | 0 | 0 | 0 | 0 | 0 | 0 | 0 | 0 | 0 | 0 | 0 | 0 | 0 | 0 | 0 | 0 | 0 | 0 | 0 | 0 | 0 | 0 | 0 | 0 | 0 | 0 | 0 | 0 | 0 | 0 | 0 | 0 | 0 | 0 | 0 | 0 | 0 | 0 | 0 | 0 | 0 | 0 | 0 | 0 | 0 | 0 | 0 | 0 | 0 | 0 | 0 | 0 | 0 | 0 | 0 | 0 | 0 | 0 | 0 | 0 | 0 | 0 | 0 | 0 | 0 | 0 | 0 | 0 | 0 | 0 | 0 | 0 | 0
115 | 97 | 115,97 | 99712 | Fairbanks | Y | 36 | 11 | 11 | 0 | 0 | 0 | 0 | 0 | 0 | 0 | 0 | 0 | 834.495 | 834.495 | 1408.3846 | 0 | 0 | 1365.174 | 0 | 0 | 0.25204 | 10.7337 | 0.014293 | 0 | 0 | 11 | 0.25204 | 10.7337 | 10.9857 | 0.014293 | 0.22913 | 9.7581 | 9.9873 | 0.012994 | 0.22997 | 9.794 | 10.024 | 0.013042 | 0 | 0 | 9.0796 | 9.5226 | 9.9873 | 10.4746 | 10.9857 | 9.1464 | 9.5751 | 10.024 | 10.4938 | 10.9857 | 0 | 0 | 0 | 0 | 0 | 11.0897 | 11.1947 | 11.3008 | 11.2265 | 11.1526 | 11.117 | 11.0815 | 11.0461 | 11.0109 | 10.9757 | 11.0569 | 11.1387 | 11.2211 | 11.3041 | 11.3877 | 11.4336 | 11.4795 | 11.5254 | 11.5713 | 11.6172 | 11.6548 | 11.6925 | 11.7301 | 11.7677 | 11.8053 | 11.0897 | 11.1947 | 11.3008 | 11.2265 | 11.1526 | 11.117 | 11.0815 | 11.0461 | 11.0109 | 10.9757 | 11.0569 | 11.1387 | 11.2211 | 11.3041 | 11.3877 | 11.4336 | 11.4795 | 11.5254 | 11.5713 | 11.6172 | 11.6548 | 11.6925 | 11.7301 | 11.7677 | 11.8053 | 0 | 0 | 0 | 0 | 0 | 0 | 0 | 0 | 0 | 0 | 0 | 0 | 0 | 0 | 0 | 0 | 0 | 0 | 0 | 0 | 0 | 0 | 0 | 0 | 0 | 0.014428 | 0.014565 | 0.014703 | 0.014606 | 0.01451 | 0.014464 | 0.014418 | 0.014372 | 0.014326 | 0.01428 | 0.014386 | 0.014492 | 0.014599 | 0.014707 | 0.014816 | 0.014876 | 0.014936 | 0.014995 | 0.015055 | 0.015115 | 0.015164 | 0.015213 | 0.015262 | 0.015311 | 0.01536 | 0 | 0 | 0 | 0 | 0 | 0 | 0 | 0 | 0 | 0 | 0 | 0 | 0 | 0 | 0 | 0 | 0 | 0 | 0 | 0 | 0 | 0 | 0 | 0 | 0
116 | 97 | 116,97 | 99712 | Fairbanks | Y | 120 | 40 | 39 | 1 | 0 | 0 | 0 | 0 | 0 | 0 | 0 | 0 | 834.495 | 834.495 | 1408.3846 | 0 | 0 | 1365.174 | 0 | 0 | 0.91649 | 39.0315 | 0.051975 | 0 | 0 | 40 | 0.89358 | 38.0557 | 38.9493 | 0.050676 | 0.8332 | 35.4841 | 36.3173 | 0.047251 | 0.81535 | 34.7241 | 35.5395 | 0.046239 | 0 | 0 | 33.0166 | 34.6276 | 36.3173 | 38.0894 | 39.948 | 32.4281 | 33.9482 | 35.5395 | 37.2054 | 38.9493 | 0 | 0 | 0 | 0 | 0 | 40.3263 | 40.7082 | 41.0936 | 40.8235 | 40.5551 | 40.4256 | 40.2965 | 40.1678 | 40.0395 | 39.9117 | 40.2069 | 40.5043 | 40.8039 | 41.1057 | 41.4098 | 41.5767 | 41.7436 | 41.9105 | 42.0775 | 42.2444 | 42.3812 | 42.518 | 42.6548 | 42.7917 | 42.9285 | 39.3181 | 39.6905 | 40.0663 | 39.8029 | 39.5412 | 39.4149 | 39.2891 | 39.1636 | 39.0385 | 38.9139 | 39.2017 | 39.4917 | 39.7838 | 40.0781 | 40.3746 | 40.5373 | 40.7 | 40.8628 | 41.0255 | 41.1883 | 41.3217 | 41.4551 | 41.5885 | 41.7219 | 41.8553 | 0 | 0 | 0 | 0 | 0 | 0 | 0 | 0 | 0 | 0 | 0 | 0 | 0 | 0 | 0 | 0 | 0 | 0 | 0 | 0 | 0 | 0 | 0 | 0 | 0 | 0.052467 | 0.052964 | 0.053466 | 0.053114 | 0.052765 | 0.052596 | 0.052428 | 0.052261 | 0.052094 | 0.051928 | 0.052312 | 0.052699 | 0.053089 | 0.053481 | 0.053877 | 0.054094 | 0.054311 | 0.054528 | 0.054746 | 0.054963 | 0.055141 | 0.055319 | 0.055497 | 0.055675 | 0.055853 | 0 | 0 | 0 | 0 | 0 | 0 | 0 | 0 | 0 | 0 | 0 | 0 | 0 | 0 | 0 | 0 | 0 | 0 | 0 | 0 | 0 | 0 | 0 | 0 | 0
119 | 97 | 119,97 | 99712 | - | N | 146 | 52 | 52 | 0 | 0 | 32 | 32 | 1 | 0 | 0 | 33 | 0 | 3082.875 | 3082.875 | 6720 | 0 | 0 | 3193.0909 | 98652 | 6720 | 0 | 52 | 0 | 1 | 0 | 53 | 0 | 52 | 52 | 0 | 0 | 47.2739 | 47.2739 | 0 | 0 | 47.4476 | 47.4476 | 0 | 0.92984 | 0 | 42.9774 | 45.0745 | 47.2739 | 49.5807 | 52 | 43.2938 | 45.3231 | 47.4476 | 49.6717 | 52 | 0.8646 | 0.89663 | 0.92984 | 0.96428 | 1 | 52.4815 | 52.9674 | 53.4578 | 53.1063 | 52.7572 | 52.5887 | 52.4208 | 52.2534 | 52.0865 | 51.9202 | 52.3043 | 52.6911 | 53.0809 | 53.4735 | 53.8691 | 54.0862 | 54.3034 | 54.5205 | 54.7376 | 54.9548 | 55.1327 | 55.3107 | 55.4887 | 55.6667 | 55.8447 | 52.4815 | 52.9674 | 53.4578 | 53.1063 | 52.7572 | 52.5887 | 52.4208 | 52.2534 | 52.0865 | 51.9202 | 52.3043 | 52.6911 | 53.0809 | 53.4735 | 53.8691 | 54.0862 | 54.3034 | 54.5205 | 54.7376 | 54.9548 | 55.1327 | 55.3107 | 55.4887 | 55.6667 | 55.8447 | 1.0093 | 1.0186 | 1.028 | 1.0213 | 1.0146 | 1.0113 | 1.0081 | 1.0049 | 1.0017 | 0.99847 | 1.0059 | 1.0133 | 1.0208 | 1.0283 | 1.0359 | 1.0401 | 1.0443 | 1.0485 | 1.0526 | 1.0568 | 1.0602 | 1.0637 | 1.0671 | 1.0705 | 1.0739 | 0 | 0 | 0 | 0 | 0 | 0 | 0 | 0 | 0 | 0 | 0 | 0 | 0 | 0 | 0 | 0 | 0 | 0 | 0 | 0 | 0 | 0 | 0 | 0 | 0 | 0 | 0 | 0 | 0 | 0 | 0 | 0 | 0 | 0 | 0 | 0 | 0 | 0 | 0 | 0 | 0 | 0 | 0 | 0 | 0 | 0 | 0 | 0 | 0 | 0
120 | 97 | 120,97 | 99712 | - | N | 59 | 23 | 22 | 1 | 0 | 40 | 40 | 0 | 0 | 0 | 40 | 0 | 2665.025 | 2665.025 | 0 | 0 | 0 | 2665.025 | 106601 | 0 | 0 | 23 | 0 | 0 | 0 | 23 | 0 | 22 | 22 | 0 | 0 | 20.9096 | 20.9096 | 0 | 0 | 20.074 | 20.074 | 0 | 0 | 0 | 19.0092 | 19.9368 | 20.9096 | 21.9299 | 23 | 18.3166 | 19.1752 | 20.074 | 21.0149 | 22 | 0 | 0 | 0 | 0 | 0 | 23.213 | 23.4279 | 23.6448 | 23.4893 | 23.3349 | 23.2604 | 23.1861 | 23.1121 | 23.0383 | 22.9647 | 23.1346 | 23.3057 | 23.4781 | 23.6518 | 23.8267 | 23.9227 | 24.0188 | 24.1148 | 24.2109 | 24.3069 | 24.3856 | 24.4644 | 24.5431 | 24.6218 | 24.7005 | 22.2037 | 22.4093 | 22.6168 | 22.4681 | 22.3203 | 22.2491 | 22.178 | 22.1072 | 22.0366 | 21.9662 | 22.1287 | 22.2924 | 22.4573 | 22.6234 | 22.7908 | 22.8826 | 22.9745 | 23.0664 | 23.1582 | 23.2501 | 23.3254 | 23.4007 | 23.476 | 23.5513 | 23.6266 | 0 | 0 | 0 | 0 | 0 | 0 | 0 | 0 | 0 | 0 | 0 | 0 | 0 | 0 | 0 | 0 | 0 | 0 | 0 | 0 | 0 | 0 | 0 | 0 | 0 | 0 | 0 | 0 | 0 | 0 | 0 | 0 | 0 | 0 | 0 | 0 | 0 | 0 | 0 | 0 | 0 | 0 | 0 | 0 | 0 | 0 | 0 | 0 | 0 | 0 | 0 | 0 | 0 | 0 | 0 | 0 | 0 | 0 | 0 | 0 | 0 | 0 | 0 | 0 | 0 | 0 | 0 | 0 | 0 | 0 | 0 | 0 | 0 | 0 | 0
122 | 97 | 122,97 | 99712 | - | N | 100 | 55 | 48 | 7 | 0 | 4 | 4 | 0 | 0 | 0 | 4 | 0 | 1750 | 1750 | 0 | 0 | 0 | 1750 | 7000 | 0 | 0 | 55 | 0 | 0 | 0 | 55 | 0 | 48 | 48 | 0 | 0 | 50.0013 | 50.0013 | 0 | 0 | 43.7978 | 43.7978 | 0 | 0 | 0 | 45.4569 | 47.675 | 50.0013 | 52.4411 | 55 | 39.9635 | 41.8367 | 43.7978 | 45.8508 | 48 | 0 | 0 | 0 | 0 | 0 | 55.6962 | 56.4012 | 57.1151 | 56.7396 | 56.3665 | 56.1865 | 56.0071 | 55.8283 | 55.65 | 55.4723 | 55.8826 | 56.296 | 56.7124 | 57.1319 | 57.5545 | 57.7865 | 58.0185 | 58.2505 | 58.4825 | 58.7145 | 58.9046 | 59.0948 | 59.2849 | 59.4751 | 59.6653 | 48.6076 | 49.2228 | 49.8459 | 49.5182 | 49.1926 | 49.0355 | 48.8789 | 48.7229 | 48.5673 | 48.4122 | 48.7703 | 49.131 | 49.4945 | 49.8606 | 50.2294 | 50.4318 | 50.6343 | 50.8368 | 51.0392 | 51.2417 | 51.4077 | 51.5736 | 51.7396 | 51.9056 | 52.0715 | 0 | 0 | 0 | 0 | 0 | 0 | 0 | 0 | 0 | 0 | 0 | 0 | 0 | 0 | 0 | 0 | 0 | 0 | 0 | 0 | 0 | 0 | 0 | 0 | 0 | 0 | 0 | 0 | 0 | 0 | 0 | 0 | 0 | 0 | 0 | 0 | 0 | 0 | 0 | 0 | 0 | 0 | 0 | 0 | 0 | 0 | 0 | 0 | 0 | 0 | 0 | 0 | 0 | 0 | 0 | 0 | 0 | 0 | 0 | 0 | 0 | 0 | 0 | 0 | 0 | 0 | 0 | 0 | 0 | 0 | 0 | 0 | 0 | 0 | 0
125 | 97 | 125,97 | 99712 | - | N | 31 | 17 | 15 | 2 | 0 | 0 | 0 | 0 | 0 | 0 | 0 | 0 | 834.495 | 834.495 | 1408.3846 | 0 | 0 | 1365.174 | 0 | 0 | 0.38951 | 16.5884 | 0.022089 | 0 | 0 | 17 | 0.34369 | 14.6368 | 14.9805 | 0.019491 | 0.35411 | 15.0808 | 15.4349 | 0.020082 | 0.3136 | 13.3554 | 13.669 | 0.017784 | 0 | 0 | 14.0321 | 14.7168 | 15.4349 | 16.188 | 16.9779 | 12.4724 | 13.057 | 13.669 | 14.3098 | 14.9805 | 0 | 0 | 0 | 0 | 0 | 17.1928 | 17.4104 | 17.6308 | 17.5149 | 17.3997 | 17.3442 | 17.2888 | 17.2336 | 17.1786 | 17.1237 | 17.2504 | 17.378 | 17.5065 | 17.636 | 17.7665 | 17.8381 | 17.9097 | 17.9813 | 18.0529 | 18.1245 | 18.1832 | 18.2419 | 18.3006 | 18.3593 | 18.418 | 15.1701 | 15.3621 | 15.5566 | 15.4543 | 15.3527 | 15.3037 | 15.2548 | 15.2061 | 15.1575 | 15.1091 | 15.2209 | 15.3335 | 15.4469 | 15.5612 | 15.6763 | 15.7395 | 15.8027 | 15.8658 | 15.929 | 15.9922 | 16.044 | 16.0958 | 16.1476 | 16.1994 | 16.2512 | 0 | 0 | 0 | 0 | 0 | 0 | 0 | 0 | 0 | 0 | 0 | 0 | 0 | 0 | 0 | 0 | 0 | 0 | 0 | 0 | 0 | 0 | 0 | 0 | 0 | 0.022369 | 0.022652 | 0.022939 | 0.022788 | 0.022638 | 0.022566 | 0.022494 | 0.022422 | 0.02235 | 0.022279 | 0.022444 | 0.02261 | 0.022777 | 0.022946 | 0.023115 | 0.023209 | 0.023302 | 0.023395 | 0.023488 | 0.023581 | 0.023658 | 0.023734 | 0.02381 | 0.023887 | 0.023963 | 0 | 0 | 0 | 0 | 0 | 0 | 0 | 0 | 0 | 0 | 0 | 0 | 0 | 0 | 0 | 0 | 0 | 0 | 0 | 0 | 0 | 0 | 0 | 0 | 0
129 | 97 | 129,97 | 99712 | - | N | 14 | 6 | 6 | 0 | 0 | 60 | 60 | 0 | 0 | 0 | 60 | 0 | 1559.2 | 1559.2 | 0 | 0 | 0 | 1559.2 | 93552 | 0 | 0 | 6 | 0 | 0 | 0 | 6 | 0 | 6 | 6 | 0 | 0 | 5.4547 | 5.4547 | 0 | 0 | 5.4747 | 5.4747 | 0 | 0 | 0 | 4.9589 | 5.2009 | 5.4547 | 5.7208 | 6 | 4.9954 | 5.2296 | 5.4747 | 5.7313 | 6 | 0 | 0 | 0 | 0 | 0 | 6.0759 | 6.1529 | 6.2307 | 6.1898 | 6.1491 | 6.1294 | 6.1099 | 6.0904 | 6.0709 | 6.0515 | 6.0963 | 6.1414 | 6.1868 | 6.2326 | 6.2787 | 6.304 | 6.3293 | 6.3546 | 6.3799 | 6.4052 | 6.426 | 6.4467 | 6.4674 | 6.4882 | 6.5089 | 6.0759 | 6.1529 | 6.2307 | 6.1898 | 6.1491 | 6.1294 | 6.1099 | 6.0904 | 6.0709 | 6.0515 | 6.0963 | 6.1414 | 6.1868 | 6.2326 | 6.2787 | 6.304 | 6.3293 | 6.3546 | 6.3799 | 6.4052 | 6.426 | 6.4467 | 6.4674 | 6.4882 | 6.5089 | 0 | 0 | 0 | 0 | 0 | 0 | 0 | 0 | 0 | 0 | 0 | 0 | 0 | 0 | 0 | 0 | 0 | 0 | 0 | 0 | 0 | 0 | 0 | 0 | 0 | 0 | 0 | 0 | 0 | 0 | 0 | 0 | 0 | 0 | 0 | 0 | 0 | 0 | 0 | 0 | 0 | 0 | 0 | 0 | 0 | 0 | 0 | 0 | 0 | 0 | 0 | 0 | 0 | 0 | 0 | 0 | 0 | 0 | 0 | 0 | 0 | 0 | 0 | 0 | 0 | 0 | 0 | 0 | 0 | 0 | 0 | 0 | 0 | 0 | 0
132 | 97 | 132,97 | 99712 | - | N | 79 | 43 | 34 | 9 | 0 | 34 | 34 | 0 | 0 | 0 | 34 | 0 | 1787.6765 | 1787.6765 | 0 | 0 | 0 | 1787.6765 | 60781 | 0 | 0 | 43 | 0 | 0 | 0 | 43 | 0 | 34 | 34 | 0 | 0 | 39.0919 | 39.0919 | 0 | 0 | 31.0234 | 31.0234 | 0 | 0 | 0 | 35.539 | 37.2732 | 39.0919 | 40.9994 | 43 | 28.3075 | 29.6344 | 31.0234 | 32.4776 | 34 | 0 | 0 | 0 | 0 | 0 | 43.5443 | 44.0955 | 44.6536 | 44.36 | 44.0684 | 43.9277 | 43.7874 | 43.6476 | 43.5082 | 43.3692 | 43.69 | 44.0132 | 44.3388 | 44.6668 | 44.9971 | 45.1785 | 45.3599 | 45.5413 | 45.7227 | 45.904 | 46.0527 | 46.2014 | 46.35 | 46.4987 | 46.6474 | 34.4304 | 34.8662 | 35.3075 | 35.0754 | 34.8448 | 34.7335 | 34.6226 | 34.512 | 34.4018 | 34.292 | 34.5456 | 34.8011 | 35.0586 | 35.3179 | 35.5791 | 35.7226 | 35.866 | 36.0094 | 36.1528 | 36.2962 | 36.4138 | 36.5313 | 36.6489 | 36.7664 | 36.884 | 0 | 0 | 0 | 0 | 0 | 0 | 0 | 0 | 0 | 0 | 0 | 0 | 0 | 0 | 0 | 0 | 0 | 0 | 0 | 0 | 0 | 0 | 0 | 0 | 0 | 0 | 0 | 0 | 0 | 0 | 0 | 0 | 0 | 0 | 0 | 0 | 0 | 0 | 0 | 0 | 0 | 0 | 0 | 0 | 0 | 0 | 0 | 0 | 0 | 0 | 0 | 0 | 0 | 0 | 0 | 0 | 0 | 0 | 0 | 0 | 0 | 0 | 0 | 0 | 0 | 0 | 0 | 0 | 0 | 0 | 0 | 0 | 0 | 0 | 0
133 | 97 | 133,97 | 99712 | - | N | 14 | 7 | 5 | 2 | 0 | 10 | 10 | 0 | 0 | 0 | 10 | 0 | 1791.7 | 1791.7 | 0 | 0 | 0 | 1791.7 | 17917 | 0 | 0 | 7 | 0 | 0 | 0 | 7 | 0 | 5 | 5 | 0 | 0 | 6.3638 | 6.3638 | 0 | 0 | 4.5623 | 4.5623 | 0 | 0 | 0 | 5.7854 | 6.0677 | 6.3638 | 6.6743 | 7 | 4.1629 | 4.358 | 4.5623 | 4.7761 | 5 | 0 | 0 | 0 | 0 | 0 | 7.0886 | 7.1783 | 7.2692 | 7.2214 | 7.1739 | 7.151 | 7.1282 | 7.1054 | 7.0827 | 7.0601 | 7.1123 | 7.1649 | 7.2179 | 7.2713 | 7.3251 | 7.3546 | 7.3842 | 7.4137 | 7.4432 | 7.4727 | 7.497 | 7.5212 | 7.5454 | 7.5696 | 7.5938 | 5.0633 | 5.1274 | 5.1923 | 5.1581 | 5.1242 | 5.1079 | 5.0916 | 5.0753 | 5.0591 | 5.0429 | 5.0802 | 5.1178 | 5.1557 | 5.1938 | 5.2322 | 5.2533 | 5.2744 | 5.2955 | 5.3166 | 5.3377 | 5.355 | 5.3723 | 5.3895 | 5.4068 | 5.4241 | 0 | 0 | 0 | 0 | 0 | 0 | 0 | 0 | 0 | 0 | 0 | 0 | 0 | 0 | 0 | 0 | 0 | 0 | 0 | 0 | 0 | 0 | 0 | 0 | 0 | 0 | 0 | 0 | 0 | 0 | 0 | 0 | 0 | 0 | 0 | 0 | 0 | 0 | 0 | 0 | 0 | 0 | 0 | 0 | 0 | 0 | 0 | 0 | 0 | 0 | 0 | 0 | 0 | 0 | 0 | 0 | 0 | 0 | 0 | 0 | 0 | 0 | 0 | 0 | 0 | 0 | 0 | 0 | 0 | 0 | 0 | 0 | 0 | 0 | 0
134 | 97 | 134,97 | 99712 | - | N | 19 | 7 | 7 | 0 | 0 | 18 | 18 | 0 | 0 | 0 | 18 | 0 | 2543.6111 | 2543.6111 | 0 | 0 | 0 | 2543.6111 | 45785 | 0 | 0 | 7 | 0 | 0 | 0 | 7 | 0 | 7 | 7 | 0 | 0 | 6.3638 | 6.3638 | 0 | 0 | 6.3872 | 6.3872 | 0 | 0 | 0 | 5.7854 | 6.0677 | 6.3638 | 6.6743 | 7 | 5.828 | 6.1012 | 6.3872 | 6.6866 | 7 | 0 | 0 | 0 | 0 | 0 | 7.0886 | 7.1783 | 7.2692 | 7.2214 | 7.1739 | 7.151 | 7.1282 | 7.1054 | 7.0827 | 7.0601 | 7.1123 | 7.1649 | 7.2179 | 7.2713 | 7.3251 | 7.3546 | 7.3842 | 7.4137 | 7.4432 | 7.4727 | 7.497 | 7.5212 | 7.5454 | 7.5696 | 7.5938 | 7.0886 | 7.1783 | 7.2692 | 7.2214 | 7.1739 | 7.151 | 7.1282 | 7.1054 | 7.0827 | 7.0601 | 7.1123 | 7.1649 | 7.2179 | 7.2713 | 7.3251 | 7.3546 | 7.3842 | 7.4137 | 7.4432 | 7.4727 | 7.497 | 7.5212 | 7.5454 | 7.5696 | 7.5938 | 0 | 0 | 0 | 0 | 0 | 0 | 0 | 0 | 0 | 0 | 0 | 0 | 0 | 0 | 0 | 0 | 0 | 0 | 0 | 0 | 0 | 0 | 0 | 0 | 0 | 0 | 0 | 0 | 0 | 0 | 0 | 0 | 0 | 0 | 0 | 0 | 0 | 0 | 0 | 0 | 0 | 0 | 0 | 0 | 0 | 0 | 0 | 0 | 0 | 0 | 0 | 0 | 0 | 0 | 0 | 0 | 0 | 0 | 0 | 0 | 0 | 0 | 0 | 0 | 0 | 0 | 0 | 0 | 0 | 0 | 0 | 0 | 0 | 0 | 0
135 | 97 | 135,97 | 99712 | - | N | 3 | 1 | 1 | 0 | 0 | 8 | 8 | 0 | 0 | 0 | 8 | 0 | 1390.25 | 1390.25 | 0 | 0 | 0 | 1390.25 | 11122 | 0 | 0 | 1 | 0 | 0 | 0 | 1 | 0 | 1 | 1 | 0 | 0 | 0.90911 | 0.90911 | 0 | 0 | 0.91245 | 0.91245 | 0 | 0 | 0 | 0.82649 | 0.86682 | 0.90911 | 0.95347 | 1 | 0.83257 | 0.8716 | 0.91245 | 0.95522 | 1 | 0 | 0 | 0 | 0 | 0 | 1.0127 | 1.0255 | 1.0385 | 1.0316 | 1.0248 | 1.0216 | 1.0183 | 1.0151 | 1.0118 | 1.0086 | 1.016 | 1.0236 | 1.0311 | 1.0388 | 1.0464 | 1.0507 | 1.0549 | 1.0591 | 1.0633 | 1.0675 | 1.071 | 1.0745 | 1.0779 | 1.0814 | 1.0848 | 1.0127 | 1.0255 | 1.0385 | 1.0316 | 1.0248 | 1.0216 | 1.0183 | 1.0151 | 1.0118 | 1.0086 | 1.016 | 1.0236 | 1.0311 | 1.0388 | 1.0464 | 1.0507 | 1.0549 | 1.0591 | 1.0633 | 1.0675 | 1.071 | 1.0745 | 1.0779 | 1.0814 | 1.0848 | 0 | 0 | 0 | 0 | 0 | 0 | 0 | 0 | 0 | 0 | 0 | 0 | 0 | 0 | 0 | 0 | 0 | 0 | 0 | 0 | 0 | 0 | 0 | 0 | 0 | 0 | 0 | 0 | 0 | 0 | 0 | 0 | 0 | 0 | 0 | 0 | 0 | 0 | 0 | 0 | 0 | 0 | 0 | 0 | 0 | 0 | 0 | 0 | 0 | 0 | 0 | 0 | 0 | 0 | 0 | 0 | 0 | 0 | 0 | 0 | 0 | 0 | 0 | 0 | 0 | 0 | 0 | 0 | 0 | 0 | 0 | 0 | 0 | 0 | 0
136 | 97 | 136,97 | 99712 | - | N | 25 | 12 | 12 | 0 | 0 | 23 | 23 | 2 | 0 | 0 | 25 | 0 | 1751.7391 | 1751.7391 | 1336 | 0 | 0 | 1718.48 | 40290 | 2672 | 0 | 12 | 0 | 2 | 0 | 14 | 0 | 12 | 12 | 0 | 0 | 10.9094 | 10.9094 | 0 | 0 | 10.9494 | 10.9494 | 0 | 1.8597 | 0 | 9.9179 | 10.4018 | 10.9094 | 11.4417 | 12 | 9.9909 | 10.4592 | 10.9494 | 11.4627 | 12 | 1.7292 | 1.7933 | 1.8597 | 1.9286 | 2 | 12.1519 | 12.3057 | 12.4615 | 12.3795 | 12.2982 | 12.2589 | 12.2197 | 12.1807 | 12.1418 | 12.103 | 12.1926 | 12.2828 | 12.3736 | 12.4651 | 12.5573 | 12.608 | 12.6586 | 12.7092 | 12.7598 | 12.8104 | 12.8519 | 12.8934 | 12.9349 | 12.9764 | 13.0179 | 12.1519 | 12.3057 | 12.4615 | 12.3795 | 12.2982 | 12.2589 | 12.2197 | 12.1807 | 12.1418 | 12.103 | 12.1926 | 12.2828 | 12.3736 | 12.4651 | 12.5573 | 12.608 | 12.6586 | 12.7092 | 12.7598 | 12.8104 | 12.8519 | 12.8934 | 12.9349 | 12.9764 | 13.0179 | 2.0253 | 2.051 | 2.0769 | 2.0633 | 2.0497 | 2.0431 | 2.0366 | 2.0301 | 2.0236 | 2.0172 | 2.0321 | 2.0471 | 2.0623 | 2.0775 | 2.0929 | 2.1013 | 2.1098 | 2.1182 | 2.1266 | 2.1351 | 2.142 | 2.1489 | 2.1558 | 2.1627 | 2.1696 | 0 | 0 | 0 | 0 | 0 | 0 | 0 | 0 | 0 | 0 | 0 | 0 | 0 | 0 | 0 | 0 | 0 | 0 | 0 | 0 | 0 | 0 | 0 | 0 | 0 | 0 | 0 | 0 | 0 | 0 | 0 | 0 | 0 | 0 | 0 | 0 | 0 | 0 | 0 | 0 | 0 | 0 | 0 | 0 | 0 | 0 | 0 | 0 | 0 | 0
137 | 97 | 137,97 | 99712 | - | N | 1 | 1 | 1 | 0 | 0 | 53 | 53 | 2 | 0 | 0 | 55 | 0 | 1733.2453 | 1733.2453 | 1620 | 0 | 0 | 1729.1273 | 91862 | 3240 | 0 | 1 | 0 | 2 | 0 | 3 | 0 | 1 | 1 | 0 | 0 | 0.90911 | 0.90911 | 0 | 0 | 0.91245 | 0.91245 | 0 | 1.8597 | 0 | 0.82649 | 0.86682 | 0.90911 | 0.95347 | 1 | 0.83257 | 0.8716 | 0.91245 | 0.95522 | 1 | 1.7292 | 1.7933 | 1.8597 | 1.9286 | 2 | 1.0127 | 1.0255 | 1.0385 | 1.0316 | 1.0248 | 1.0216 | 1.0183 | 1.0151 | 1.0118 | 1.0086 | 1.016 | 1.0236 | 1.0311 | 1.0388 | 1.0464 | 1.0507 | 1.0549 | 1.0591 | 1.0633 | 1.0675 | 1.071 | 1.0745 | 1.0779 | 1.0814 | 1.0848 | 1.0127 | 1.0255 | 1.0385 | 1.0316 | 1.0248 | 1.0216 | 1.0183 | 1.0151 | 1.0118 | 1.0086 | 1.016 | 1.0236 | 1.0311 | 1.0388 | 1.0464 | 1.0507 | 1.0549 | 1.0591 | 1.0633 | 1.0675 | 1.071 | 1.0745 | 1.0779 | 1.0814 | 1.0848 | 2.0253 | 2.051 | 2.0769 | 2.0633 | 2.0497 | 2.0431 | 2.0366 | 2.0301 | 2.0236 | 2.0172 | 2.0321 | 2.0471 | 2.0623 | 2.0775 | 2.0929 | 2.1013 | 2.1098 | 2.1182 | 2.1266 | 2.1351 | 2.142 | 2.1489 | 2.1558 | 2.1627 | 2.1696 | 0 | 0 | 0 | 0 | 0 | 0 | 0 | 0 | 0 | 0 | 0 | 0 | 0 | 0 | 0 | 0 | 0 | 0 | 0 | 0 | 0 | 0 | 0 | 0 | 0 | 0 | 0 | 0 | 0 | 0 | 0 | 0 | 0 | 0 | 0 | 0 | 0 | 0 | 0 | 0 | 0 | 0 | 0 | 0 | 0 | 0 | 0 | 0 | 0 | 0
138 | 97 | 138,97 | 99712 | - | N | 32 | 16 | 13 | 3 | 0 | 51 | 51 | 2 | 0 | 0 | 53 | 0 | 2051.4314 | 2051.4314 | 4336 | 0 | 0 | 2137.6415 | 104623 | 8672 | 0 | 16 | 0 | 2 | 0 | 18 | 0 | 13 | 13 | 0 | 0 | 14.5458 | 14.5458 | 0 | 0 | 11.8619 | 11.8619 | 0 | 1.8597 | 0 | 13.2238 | 13.8691 | 14.5458 | 15.2556 | 16 | 10.8234 | 11.3308 | 11.8619 | 12.4179 | 13 | 1.7292 | 1.7933 | 1.8597 | 1.9286 | 2 | 16.2025 | 16.4076 | 16.6153 | 16.5061 | 16.3975 | 16.3452 | 16.293 | 16.241 | 16.1891 | 16.1374 | 16.2568 | 16.377 | 16.4982 | 16.6202 | 16.7431 | 16.8106 | 16.8781 | 16.9456 | 17.0131 | 17.0806 | 17.1359 | 17.1912 | 17.2465 | 17.3019 | 17.3572 | 13.1646 | 13.3312 | 13.4999 | 13.4112 | 13.323 | 13.2805 | 13.238 | 13.1958 | 13.1536 | 13.1116 | 13.2086 | 13.3063 | 13.4047 | 13.5039 | 13.6038 | 13.6586 | 13.7135 | 13.7683 | 13.8231 | 13.878 | 13.9229 | 13.9679 | 14.0128 | 14.0578 | 14.1027 | 2.0253 | 2.051 | 2.0769 | 2.0633 | 2.0497 | 2.0431 | 2.0366 | 2.0301 | 2.0236 | 2.0172 | 2.0321 | 2.0471 | 2.0623 | 2.0775 | 2.0929 | 2.1013 | 2.1098 | 2.1182 | 2.1266 | 2.1351 | 2.142 | 2.1489 | 2.1558 | 2.1627 | 2.1696 | 0 | 0 | 0 | 0 | 0 | 0 | 0 | 0 | 0 | 0 | 0 | 0 | 0 | 0 | 0 | 0 | 0 | 0 | 0 | 0 | 0 | 0 | 0 | 0 | 0 | 0 | 0 | 0 | 0 | 0 | 0 | 0 | 0 | 0 | 0 | 0 | 0 | 0 | 0 | 0 | 0 | 0 | 0 | 0 | 0 | 0 | 0 | 0 | 0 | 0
139 | 97 | 139,97 | 99712 | - | N | 44 | 25 | 19 | 6 | 0 | 41 | 41 | 2 | 0 | 0 | 43 | 0 | 2037.3902 | 2037.3902 | 2499 | 0 | 0 | 2058.8605 | 83533 | 4998 | 0 | 25 | 0 | 2 | 0 | 27 | 0 | 19 | 19 | 0 | 0 | 22.7279 | 22.7279 | 0 | 0 | 17.3366 | 17.3366 | 0 | 1.8597 | 0 | 20.6622 | 21.6704 | 22.7279 | 23.8369 | 25 | 15.8189 | 16.5604 | 17.3366 | 18.1493 | 19 | 1.7292 | 1.7933 | 1.8597 | 1.9286 | 2 | 25.3164 | 25.6369 | 25.9614 | 25.7907 | 25.6212 | 25.5393 | 25.4578 | 25.3765 | 25.2955 | 25.2147 | 25.4012 | 25.5891 | 25.7784 | 25.969 | 26.1611 | 26.2666 | 26.372 | 26.4775 | 26.5829 | 26.6884 | 26.7748 | 26.8613 | 26.9477 | 27.0341 | 27.1206 | 19.2405 | 19.484 | 19.7307 | 19.6009 | 19.4721 | 19.4099 | 19.3479 | 19.2861 | 19.2245 | 19.1632 | 19.3049 | 19.4477 | 19.5916 | 19.7365 | 19.8825 | 19.9626 | 20.0427 | 20.1229 | 20.203 | 20.2832 | 20.3489 | 20.4146 | 20.4803 | 20.5459 | 20.6116 | 2.0253 | 2.051 | 2.0769 | 2.0633 | 2.0497 | 2.0431 | 2.0366 | 2.0301 | 2.0236 | 2.0172 | 2.0321 | 2.0471 | 2.0623 | 2.0775 | 2.0929 | 2.1013 | 2.1098 | 2.1182 | 2.1266 | 2.1351 | 2.142 | 2.1489 | 2.1558 | 2.1627 | 2.1696 | 0 | 0 | 0 | 0 | 0 | 0 | 0 | 0 | 0 | 0 | 0 | 0 | 0 | 0 | 0 | 0 | 0 | 0 | 0 | 0 | 0 | 0 | 0 | 0 | 0 | 0 | 0 | 0 | 0 | 0 | 0 | 0 | 0 | 0 | 0 | 0 | 0 | 0 | 0 | 0 | 0 | 0 | 0 | 0 | 0 | 0 | 0 | 0 | 0 | 0
141 | 97 | 141,97 | 99712 | - | N | 9 | 3 | 3 | 0 | 0 | 6 | 6 | 0 | 0 | 0 | 6 | 0 | 2149.8333 | 2149.8333 | 0 | 0 | 0 | 2149.8333 | 12899 | 0 | 0 | 3 | 0 | 0 | 0 | 3 | 0 | 3 | 3 | 0 | 0 | 2.7273 | 2.7273 | 0 | 0 | 2.7374 | 2.7374 | 0 | 0 | 0 | 2.4795 | 2.6005 | 2.7273 | 2.8604 | 3 | 2.4977 | 2.6148 | 2.7374 | 2.8657 | 3 | 0 | 0 | 0 | 0 | 0 | 3.038 | 3.0764 | 3.1154 | 3.0949 | 3.0745 | 3.0647 | 3.0549 | 3.0452 | 3.0355 | 3.0258 | 3.0481 | 3.0707 | 3.0934 | 3.1163 | 3.1393 | 3.152 | 3.1646 | 3.1773 | 3.19 | 3.2026 | 3.213 | 3.2234 | 3.2337 | 3.2441 | 3.2545 | 3.038 | 3.0764 | 3.1154 | 3.0949 | 3.0745 | 3.0647 | 3.0549 | 3.0452 | 3.0355 | 3.0258 | 3.0481 | 3.0707 | 3.0934 | 3.1163 | 3.1393 | 3.152 | 3.1646 | 3.1773 | 3.19 | 3.2026 | 3.213 | 3.2234 | 3.2337 | 3.2441 | 3.2545 | 0 | 0 | 0 | 0 | 0 | 0 | 0 | 0 | 0 | 0 | 0 | 0 | 0 | 0 | 0 | 0 | 0 | 0 | 0 | 0 | 0 | 0 | 0 | 0 | 0 | 0 | 0 | 0 | 0 | 0 | 0 | 0 | 0 | 0 | 0 | 0 | 0 | 0 | 0 | 0 | 0 | 0 | 0 | 0 | 0 | 0 | 0 | 0 | 0 | 0 | 0 | 0 | 0 | 0 | 0 | 0 | 0 | 0 | 0 | 0 | 0 | 0 | 0 | 0 | 0 | 0 | 0 | 0 | 0 | 0 | 0 | 0 | 0 | 0 | 0
89 | 98 | 89,98 | 99709 | - | N | 55 | 34 | 27 | 7 | 0 | 0 | 0 | 0 | 0 | 0 | 0 | 0 | 834.495 | 834.495 | 1408.3846 | 0 | 0 | 1365.174 | 0 | 0 | 0.77902 | 33.1768 | 0.044179 | 0 | 0 | 34 | 0.61863 | 26.3463 | 26.9649 | 0.035083 | 0.74175 | 31.5896 | 32.3313 | 0.042065 | 0.59015 | 25.1332 | 25.7233 | 0.033468 | 0 | 0 | 30.7845 | 31.5485 | 32.3313 | 33.1336 | 33.9558 | 24.5389 | 25.1241 | 25.7233 | 26.3368 | 26.9649 | 0 | 0 | 0 | 0 | 0 | 34.1298 | 34.3046 | 34.4803 | 34.2536 | 34.0284 | 33.9198 | 33.8115 | 33.7035 | 33.5959 | 33.4886 | 33.7363 | 33.9858 | 34.2372 | 34.4905 | 34.7456 | 34.8857 | 35.0257 | 35.1658 | 35.3058 | 35.4459 | 35.5607 | 35.6755 | 35.7903 | 35.9051 | 36.0199 | 27.103 | 27.2419 | 27.3814 | 27.2014 | 27.0226 | 26.9363 | 26.8503 | 26.7645 | 26.6791 | 26.5939 | 26.7906 | 26.9887 | 27.1884 | 27.3895 | 27.5921 | 27.7033 | 27.8145 | 27.9258 | 28.037 | 28.1482 | 28.2394 | 28.3305 | 28.4217 | 28.5129 | 28.604 | 0 | 0 | 0 | 0 | 0 | 0 | 0 | 0 | 0 | 0 | 0 | 0 | 0 | 0 | 0 | 0 | 0 | 0 | 0 | 0 | 0 | 0 | 0 | 0 | 0 | 0.044405 | 0.044633 | 0.044861 | 0.044566 | 0.044273 | 0.044132 | 0.043991 | 0.04385 | 0.04371 | 0.043571 | 0.043893 | 0.044218 | 0.044545 | 0.044874 | 0.045206 | 0.045389 | 0.045571 | 0.045753 | 0.045935 | 0.046117 | 0.046267 | 0.046416 | 0.046566 | 0.046715 | 0.046864 | 0 | 0 | 0 | 0 | 0 | 0 | 0 | 0 | 0 | 0 | 0 | 0 | 0 | 0 | 0 | 0 | 0 | 0 | 0 | 0 | 0 | 0 | 0 | 0 | 0
90 | 98 | 90,98 | 99709 | - | N | 10 | 3 | 3 | 0 | 0 | 2 | 2 | 0 | 0 | 0 | 2 | 0 | 1071 | 1071 | 0 | 0 | 0 | 1071 | 2142 | 0 | 0 | 3 | 0 | 0 | 0 | 3 | 0 | 3 | 3 | 0 | 0 | 2.8565 | 2.8565 | 0 | 0 | 2.8619 | 2.8619 | 0 | 0 | 0 | 2.7198 | 2.7873 | 2.8565 | 2.9274 | 3 | 2.7301 | 2.7952 | 2.8619 | 2.9301 | 3 | 0 | 0 | 0 | 0 | 0 | 3.0154 | 3.0308 | 3.0463 | 3.0263 | 3.0064 | 2.9968 | 2.9872 | 2.9777 | 2.9682 | 2.9587 | 2.9806 | 3.0027 | 3.0249 | 3.0472 | 3.0698 | 3.0822 | 3.0945 | 3.1069 | 3.1193 | 3.1316 | 3.1418 | 3.1519 | 3.1621 | 3.1722 | 3.1824 | 3.0154 | 3.0308 | 3.0463 | 3.0263 | 3.0064 | 2.9968 | 2.9872 | 2.9777 | 2.9682 | 2.9587 | 2.9806 | 3.0027 | 3.0249 | 3.0472 | 3.0698 | 3.0822 | 3.0945 | 3.1069 | 3.1193 | 3.1316 | 3.1418 | 3.1519 | 3.1621 | 3.1722 | 3.1824 | 0 | 0 | 0 | 0 | 0 | 0 | 0 | 0 | 0 | 0 | 0 | 0 | 0 | 0 | 0 | 0 | 0 | 0 | 0 | 0 | 0 | 0 | 0 | 0 | 0 | 0 | 0 | 0 | 0 | 0 | 0 | 0 | 0 | 0 | 0 | 0 | 0 | 0 | 0 | 0 | 0 | 0 | 0 | 0 | 0 | 0 | 0 | 0 | 0 | 0 | 0 | 0 | 0 | 0 | 0 | 0 | 0 | 0 | 0 | 0 | 0 | 0 | 0 | 0 | 0 | 0 | 0 | 0 | 0 | 0 | 0 | 0 | 0 | 0 | 0
101 | 98 | 101,98 | 99709 | Fairbanks | Y | 34 | 20 | 15 | 5 | 0 | 29 | 29 | 1 | 0 | 0 | 30 | 0 | 1284.5862 | 1284.5862 | 11822 | 0 | 0 | 1635.8333 | 37253 | 11822 | 0 | 20 | 0 | 1 | 0 | 21 | 0 | 15 | 15 | 0 | 0 | 19.0432 | 19.0432 | 0 | 0 | 14.3093 | 14.3093 | 0 | 0.95967 | 0 | 18.1321 | 18.5821 | 19.0432 | 19.5157 | 20 | 13.6504 | 13.976 | 14.3093 | 14.6506 | 15 | 0.92096 | 0.94011 | 0.95967 | 0.97963 | 1 | 20.2081 | 20.4183 | 20.6307 | 20.4951 | 20.3604 | 20.2953 | 20.2305 | 20.1659 | 20.1015 | 20.0373 | 20.1856 | 20.3349 | 20.4853 | 20.6368 | 20.7895 | 20.8733 | 20.9571 | 21.0409 | 21.1247 | 21.2085 | 21.2772 | 21.3458 | 21.4145 | 21.4832 | 21.5519 | 15.1561 | 15.3137 | 15.4731 | 15.3713 | 15.2703 | 15.2215 | 15.1729 | 15.1244 | 15.0762 | 15.028 | 15.1392 | 15.2512 | 15.364 | 15.4776 | 15.5921 | 15.655 | 15.7178 | 15.7806 | 15.8435 | 15.9063 | 15.9579 | 16.0094 | 16.0609 | 16.1124 | 16.1639 | 1.0104 | 1.0209 | 1.0315 | 1.0248 | 1.018 | 1.0148 | 1.0115 | 1.0083 | 1.0051 | 1.0019 | 1.0093 | 1.0167 | 1.0243 | 1.0318 | 1.0395 | 1.0437 | 1.0479 | 1.052 | 1.0562 | 1.0604 | 1.0639 | 1.0673 | 1.0707 | 1.0742 | 1.0776 | 0 | 0 | 0 | 0 | 0 | 0 | 0 | 0 | 0 | 0 | 0 | 0 | 0 | 0 | 0 | 0 | 0 | 0 | 0 | 0 | 0 | 0 | 0 | 0 | 0 | 0 | 0 | 0 | 0 | 0 | 0 | 0 | 0 | 0 | 0 | 0 | 0 | 0 | 0 | 0 | 0 | 0 | 0 | 0 | 0 | 0 | 0 | 0 | 0 | 0
102 | 98 | 102,98 | 99709 | Fairbanks | Y | 37 | 25 | 20 | 5 | 0 | 10 | 10 | 6 | 0 | 0 | 16 | 0 | 1474.6 | 1474.6 | 7943.1667 | 0 | 0 | 3900.3125 | 14746 | 47659 | 0 | 25 | 0 | 6 | 0 | 31 | 0 | 20 | 20 | 0 | 0 | 23.804 | 23.804 | 0 | 0 | 19.0791 | 19.0791 | 0 | 5.758 | 0 | 22.6651 | 23.2276 | 23.804 | 24.3947 | 25 | 18.2006 | 18.6347 | 19.0791 | 19.5341 | 20 | 5.5257 | 5.6407 | 5.758 | 5.8778 | 6 | 25.1281 | 25.2568 | 25.3862 | 25.2193 | 25.0535 | 24.9735 | 24.8937 | 24.8142 | 24.735 | 24.656 | 24.8384 | 25.0221 | 25.2072 | 25.3936 | 25.5815 | 25.6846 | 25.7877 | 25.8908 | 25.9939 | 26.097 | 26.1816 | 26.2661 | 26.3506 | 26.4351 | 26.5197 | 20.1025 | 20.2054 | 20.3089 | 20.1754 | 20.0428 | 19.9788 | 19.915 | 19.8514 | 19.788 | 19.7248 | 19.8707 | 20.0177 | 20.1657 | 20.3149 | 20.4652 | 20.5477 | 20.6302 | 20.7127 | 20.7951 | 20.8776 | 20.9453 | 21.0129 | 21.0805 | 21.1481 | 21.2157 | 6.0307 | 6.0616 | 6.0927 | 6.0526 | 6.0128 | 5.9936 | 5.9745 | 5.9554 | 5.9364 | 5.9174 | 5.9612 | 6.0053 | 6.0497 | 6.0945 | 6.1396 | 6.1643 | 6.189 | 6.2138 | 6.2385 | 6.2633 | 6.2836 | 6.3039 | 6.3241 | 6.3444 | 6.3647 | 0 | 0 | 0 | 0 | 0 | 0 | 0 | 0 | 0 | 0 | 0 | 0 | 0 | 0 | 0 | 0 | 0 | 0 | 0 | 0 | 0 | 0 | 0 | 0 | 0 | 0 | 0 | 0 | 0 | 0 | 0 | 0 | 0 | 0 | 0 | 0 | 0 | 0 | 0 | 0 | 0 | 0 | 0 | 0 | 0 | 0 | 0 | 0 | 0 | 0
105 | 98 | 105,98 | 99709 | Fairbanks | Y | 495 | 198 | 186 | 12 | 0 | 129 | 129 | 0 | 0 | 0 | 129 | 0 | 2874.6047 | 2874.6047 | 0 | 0 | 0 | 2874.6047 | 370824 | 0 | 0 | 198 | 0 | 0 | 0 | 198 | 0 | 186 | 186 | 0 | 0 | 188.5274 | 188.5274 | 0 | 0 | 177.4356 | 177.4356 | 0 | 0 | 0 | 179.5079 | 183.9624 | 188.5274 | 193.2056 | 198 | 169.2655 | 173.3024 | 177.4356 | 181.6673 | 186 | 0 | 0 | 0 | 0 | 0 | 202.3035 | 206.7005 | 211.1931 | 209.8046 | 208.4252 | 207.7597 | 207.0962 | 206.4349 | 205.7757 | 205.1186 | 206.6358 | 208.1643 | 209.7041 | 211.2553 | 212.8179 | 213.6758 | 214.5336 | 215.3914 | 216.2493 | 217.1071 | 217.8102 | 218.5134 | 219.2166 | 219.9198 | 220.6229 | 190.0427 | 194.1732 | 198.3935 | 197.0892 | 195.7934 | 195.1682 | 194.5449 | 193.9237 | 193.3044 | 192.6872 | 194.1125 | 195.5483 | 196.9948 | 198.4519 | 199.9199 | 200.7257 | 201.5316 | 202.3374 | 203.1432 | 203.9491 | 204.6096 | 205.2702 | 205.9307 | 206.5913 | 207.2518 | 0 | 0 | 0 | 0 | 0 | 0 | 0 | 0 | 0 | 0 | 0 | 0 | 0 | 0 | 0 | 0 | 0 | 0 | 0 | 0 | 0 | 0 | 0 | 0 | 0 | 0 | 0 | 0 | 0 | 0 | 0 | 0 | 0 | 0 | 0 | 0 | 0 | 0 | 0 | 0 | 0 | 0 | 0 | 0 | 0 | 0 | 0 | 0 | 0 | 0 | 0 | 0 | 0 | 0 | 0 | 0 | 0 | 0 | 0 | 0 | 0 | 0 | 0 | 0 | 0 | 0 | 0 | 0 | 0 | 0 | 0 | 0 | 0 | 0 | 0
106 | 98 | 106,98 | 99709 | Fairbanks | Y | 107 | 48 | 45 | 3 | 0 | 60 | 60 | 3 | 0 | 0 | 63 | 0 | 3196.5167 | 3196.5167 | 1737 | 0 | 0 | 3127.0159 | 191791 | 5211 | 0 | 48 | 0 | 3 | 0 | 51 | 0 | 45 | 45 | 0 | 0 | 45.7036 | 45.7036 | 0 | 0 | 42.928 | 42.928 | 0 | 2.879 | 0 | 43.5171 | 44.5969 | 45.7036 | 46.8377 | 48 | 40.9513 | 41.928 | 42.928 | 43.9518 | 45 | 2.7629 | 2.8203 | 2.879 | 2.9389 | 3 | 48.5071 | 49.0196 | 49.5375 | 49.2118 | 48.8883 | 48.7321 | 48.5765 | 48.4214 | 48.2668 | 48.1127 | 48.4685 | 48.8271 | 49.1882 | 49.5521 | 49.9186 | 50.1198 | 50.321 | 50.5223 | 50.7235 | 50.9247 | 51.0896 | 51.2545 | 51.4195 | 51.5844 | 51.7494 | 45.4754 | 45.9559 | 46.4414 | 46.1361 | 45.8327 | 45.6864 | 45.5405 | 45.3951 | 45.2501 | 45.1056 | 45.4393 | 45.7754 | 46.114 | 46.4551 | 46.7987 | 46.9873 | 47.176 | 47.3646 | 47.5532 | 47.7419 | 47.8965 | 48.0511 | 48.2058 | 48.3604 | 48.515 | 3.0317 | 3.0637 | 3.0961 | 3.0757 | 3.0555 | 3.0458 | 3.036 | 3.0263 | 3.0167 | 3.007 | 3.0293 | 3.0517 | 3.0743 | 3.097 | 3.1199 | 3.1325 | 3.1451 | 3.1576 | 3.1702 | 3.1828 | 3.1931 | 3.2034 | 3.2137 | 3.224 | 3.2343 | 0 | 0 | 0 | 0 | 0 | 0 | 0 | 0 | 0 | 0 | 0 | 0 | 0 | 0 | 0 | 0 | 0 | 0 | 0 | 0 | 0 | 0 | 0 | 0 | 0 | 0 | 0 | 0 | 0 | 0 | 0 | 0 | 0 | 0 | 0 | 0 | 0 | 0 | 0 | 0 | 0 | 0 | 0 | 0 | 0 | 0 | 0 | 0 | 0 | 0
107 | 98 | 107,98 | 99709 | Fairbanks | Y | 13 | 7 | 7 | 0 | 2 | 162 | 164 | 0 | 0 | 0 | 164 | 3256 | 3317.6975 | 3316.9451 | 0 | 0 | 0 | 3316.9451 | 543979 | 0 | 0.085366 | 6.9146 | 0 | 0 | 0 | 7 | 0.085366 | 6.9146 | 7 | 0 | 0.081282 | 6.5838 | 6.6651 | 0 | 0.081435 | 6.5962 | 6.6777 | 0 | 0 | 0 | 6.3462 | 6.5037 | 6.6651 | 6.8305 | 7 | 6.3702 | 6.5221 | 6.6777 | 6.8369 | 7 | 0 | 0 | 0 | 0 | 0 | 7.074 | 7.1487 | 7.2242 | 7.1767 | 7.1295 | 7.1068 | 7.0841 | 7.0615 | 7.0389 | 7.0164 | 7.0683 | 7.1206 | 7.1733 | 7.2263 | 7.2798 | 7.3091 | 7.3385 | 7.3678 | 7.3972 | 7.4265 | 7.4506 | 7.4746 | 7.4987 | 7.5227 | 7.5468 | 7.074 | 7.1487 | 7.2242 | 7.1767 | 7.1295 | 7.1068 | 7.0841 | 7.0615 | 7.0389 | 7.0164 | 7.0683 | 7.1206 | 7.1733 | 7.2263 | 7.2798 | 7.3091 | 7.3385 | 7.3678 | 7.3972 | 7.4265 | 7.4506 | 7.4746 | 7.4987 | 7.5227 | 7.5468 | 0 | 0 | 0 | 0 | 0 | 0 | 0 | 0 | 0 | 0 | 0 | 0 | 0 | 0 | 0 | 0 | 0 | 0 | 0 | 0 | 0 | 0 | 0 | 0 | 0 | 0 | 0 | 0 | 0 | 0 | 0 | 0 | 0 | 0 | 0 | 0 | 0 | 0 | 0 | 0 | 0 | 0 | 0 | 0 | 0 | 0 | 0 | 0 | 0 | 0 | 0 | 0 | 0 | 0 | 0 | 0 | 0 | 0 | 0 | 0 | 0 | 0 | 0 | 0 | 0 | 0 | 0 | 0 | 0 | 0 | 0 | 0 | 0 | 0 | 0
108 | 98 | 108,98 | 99709 | Fairbanks | Y | 103 | 65 | 55 | 10 | 0 | 118 | 118 | 0 | 0 | 0 | 118 | 0 | 2388.1017 | 2388.1017 | 0 | 0 | 0 | 2388.1017 | 281796 | 0 | 0 | 65 | 0 | 0 | 0 | 65 | 0 | 55 | 55 | 0 | 0 | 61.8903 | 61.8903 | 0 | 0 | 52.4675 | 52.4675 | 0 | 0 | 0 | 58.9294 | 60.3917 | 61.8903 | 63.4261 | 65 | 50.0516 | 51.2453 | 52.4675 | 53.7188 | 55 | 0 | 0 | 0 | 0 | 0 | 65.6867 | 66.3807 | 67.082 | 66.641 | 66.2029 | 65.9915 | 65.7807 | 65.5707 | 65.3613 | 65.1526 | 65.6345 | 66.12 | 66.6091 | 67.1018 | 67.5981 | 67.8706 | 68.1431 | 68.4156 | 68.688 | 68.9605 | 69.1839 | 69.4072 | 69.6306 | 69.8539 | 70.0772 | 55.5811 | 56.1683 | 56.7617 | 56.3885 | 56.0178 | 55.8389 | 55.6606 | 55.4829 | 55.3057 | 55.1291 | 55.5369 | 55.9477 | 56.3615 | 56.7784 | 57.1984 | 57.429 | 57.6595 | 57.8901 | 58.1206 | 58.3512 | 58.5402 | 58.7292 | 58.9182 | 59.1071 | 59.2961 | 0 | 0 | 0 | 0 | 0 | 0 | 0 | 0 | 0 | 0 | 0 | 0 | 0 | 0 | 0 | 0 | 0 | 0 | 0 | 0 | 0 | 0 | 0 | 0 | 0 | 0 | 0 | 0 | 0 | 0 | 0 | 0 | 0 | 0 | 0 | 0 | 0 | 0 | 0 | 0 | 0 | 0 | 0 | 0 | 0 | 0 | 0 | 0 | 0 | 0 | 0 | 0 | 0 | 0 | 0 | 0 | 0 | 0 | 0 | 0 | 0 | 0 | 0 | 0 | 0 | 0 | 0 | 0 | 0 | 0 | 0 | 0 | 0 | 0 | 0
109 | 98 | 109,98 | 99709 | Fairbanks | Y | 66 | 34 | 30 | 4 | 0 | 71 | 71 | 0 | 0 | 0 | 71 | 0 | 1156.6338 | 1156.6338 | 0 | 0 | 0 | 1156.6338 | 82121 | 0 | 0 | 34 | 0 | 0 | 0 | 34 | 0 | 30 | 30 | 0 | 0 | 32.3734 | 32.3734 | 0 | 0 | 28.6186 | 28.6186 | 0 | 0 | 0 | 30.8246 | 31.5895 | 32.3734 | 33.1767 | 34 | 27.3009 | 27.952 | 28.6186 | 29.3012 | 30 | 0 | 0 | 0 | 0 | 0 | 34.3223 | 34.6478 | 34.9762 | 34.7463 | 34.5178 | 34.4076 | 34.2977 | 34.1882 | 34.079 | 33.9702 | 34.2215 | 34.4746 | 34.7296 | 34.9865 | 35.2453 | 35.3874 | 35.5295 | 35.6715 | 35.8136 | 35.9557 | 36.0721 | 36.1886 | 36.305 | 36.4215 | 36.5379 | 30.2844 | 30.5715 | 30.8614 | 30.6585 | 30.4569 | 30.3597 | 30.2627 | 30.1661 | 30.0697 | 29.9737 | 30.1954 | 30.4188 | 30.6438 | 30.8705 | 31.0988 | 31.2242 | 31.3495 | 31.4749 | 31.6002 | 31.7256 | 31.8283 | 31.9311 | 32.0338 | 32.1366 | 32.2394 | 0 | 0 | 0 | 0 | 0 | 0 | 0 | 0 | 0 | 0 | 0 | 0 | 0 | 0 | 0 | 0 | 0 | 0 | 0 | 0 | 0 | 0 | 0 | 0 | 0 | 0 | 0 | 0 | 0 | 0 | 0 | 0 | 0 | 0 | 0 | 0 | 0 | 0 | 0 | 0 | 0 | 0 | 0 | 0 | 0 | 0 | 0 | 0 | 0 | 0 | 0 | 0 | 0 | 0 | 0 | 0 | 0 | 0 | 0 | 0 | 0 | 0 | 0 | 0 | 0 | 0 | 0 | 0 | 0 | 0 | 0 | 0 | 0 | 0 | 0
110 | 98 | 110,98 | 99712 | Fairbanks | Y | 81 | 48 | 34 | 14 | 0 | 50 | 50 | 4 | 0 | 0 | 54 | 0 | 2638.36 | 2638.36 | 3539 | 0 | 0 | 2705.0741 | 131918 | 14156 | 0 | 48 | 0 | 4 | 0 | 52 | 0 | 34 | 34 | 0 | 0 | 43.6375 | 43.6375 | 0 | 0 | 31.0234 | 31.0234 | 0 | 3.7194 | 0 | 39.6715 | 41.6072 | 43.6375 | 45.7668 | 48 | 28.3075 | 29.6344 | 31.0234 | 32.4776 | 34 | 3.4584 | 3.5865 | 3.7194 | 3.8571 | 4 | 48.4551 | 48.9145 | 49.3782 | 49.0536 | 48.7311 | 48.5755 | 48.4203 | 48.2657 | 48.1116 | 47.958 | 48.3127 | 48.6701 | 49.0301 | 49.3928 | 49.7581 | 49.9587 | 50.1592 | 50.3598 | 50.5604 | 50.7609 | 50.9253 | 51.0897 | 51.2542 | 51.4186 | 51.583 | 34.3223 | 34.6478 | 34.9762 | 34.7463 | 34.5178 | 34.4076 | 34.2977 | 34.1882 | 34.079 | 33.9702 | 34.2215 | 34.4746 | 34.7296 | 34.9865 | 35.2453 | 35.3874 | 35.5295 | 35.6715 | 35.8136 | 35.9557 | 36.0721 | 36.1886 | 36.305 | 36.4215 | 36.5379 | 4.0379 | 4.0762 | 4.1149 | 4.0878 | 4.0609 | 4.048 | 4.035 | 4.0221 | 4.0093 | 3.9965 | 4.0261 | 4.0558 | 4.0858 | 4.1161 | 4.1465 | 4.1632 | 4.1799 | 4.1967 | 4.2134 | 4.2301 | 4.2438 | 4.2575 | 4.2712 | 4.2849 | 4.2986 | 0 | 0 | 0 | 0 | 0 | 0 | 0 | 0 | 0 | 0 | 0 | 0 | 0 | 0 | 0 | 0 | 0 | 0 | 0 | 0 | 0 | 0 | 0 | 0 | 0 | 0 | 0 | 0 | 0 | 0 | 0 | 0 | 0 | 0 | 0 | 0 | 0 | 0 | 0 | 0 | 0 | 0 | 0 | 0 | 0 | 0 | 0 | 0 | 0 | 0
111 | 98 | 111,98 | 99712 | Fairbanks | Y | 338 | 162 | 147 | 15 | 0 | 148 | 148 | 3 | 0 | 0 | 151 | 0 | 1644.0135 | 1644.0135 | 2548 | 0 | 0 | 1661.9735 | 243314 | 7644 | 0 | 162 | 0 | 3 | 0 | 165 | 0 | 147 | 147 | 0 | 0 | 147.2765 | 147.2765 | 0 | 0 | 134.1308 | 134.1308 | 0 | 2.7895 | 0 | 133.8912 | 140.4244 | 147.2765 | 154.4629 | 162 | 122.3882 | 128.125 | 134.1308 | 140.418 | 147 | 2.5938 | 2.6899 | 2.7895 | 2.8928 | 3 | 164.2142 | 166.4588 | 168.734 | 167.6246 | 166.5225 | 165.9908 | 165.4607 | 164.9323 | 164.4057 | 163.8807 | 165.0929 | 166.3141 | 167.5443 | 168.7836 | 170.0321 | 170.7175 | 171.4028 | 172.0882 | 172.7736 | 173.4589 | 174.0207 | 174.5825 | 175.1443 | 175.7061 | 176.2679 | 149.0092 | 151.0459 | 153.1104 | 152.1038 | 151.1038 | 150.6213 | 150.1403 | 149.6608 | 149.1829 | 148.7065 | 149.8065 | 150.9146 | 152.0309 | 153.1555 | 154.2884 | 154.9103 | 155.5322 | 156.1541 | 156.776 | 157.3979 | 157.9077 | 158.4175 | 158.9273 | 159.4371 | 159.9468 | 3.041 | 3.0826 | 3.1247 | 3.1042 | 3.0838 | 3.0739 | 3.0641 | 3.0543 | 3.0445 | 3.0348 | 3.0573 | 3.0799 | 3.1027 | 3.1256 | 3.1487 | 3.1614 | 3.1741 | 3.1868 | 3.1995 | 3.2122 | 3.2226 | 3.233 | 3.2434 | 3.2538 | 3.2642 | 0 | 0 | 0 | 0 | 0 | 0 | 0 | 0 | 0 | 0 | 0 | 0 | 0 | 0 | 0 | 0 | 0 | 0 | 0 | 0 | 0 | 0 | 0 | 0 | 0 | 0 | 0 | 0 | 0 | 0 | 0 | 0 | 0 | 0 | 0 | 0 | 0 | 0 | 0 | 0 | 0 | 0 | 0 | 0 | 0 | 0 | 0 | 0 | 0 | 0
112 | 98 | 112,98 | 99712 | Fairbanks | Y | 168 | 86 | 74 | 12 | 4 | 35 | 39 | 9 | 0 | 0 | 48 | 6543 | 1661.3429 | 2162.0256 | 8518.1111 | 0 | 0 | 3353.7917 | 84319 | 76663 | 8.8205 | 77.1795 | 0 | 9 | 0 | 95 | 7.5897 | 66.4103 | 74 | 0 | 8.0189 | 70.165 | 78.1838 | 0 | 6.9253 | 60.5963 | 67.5216 | 0 | 8.3686 | 0 | 71.078 | 74.5463 | 78.1838 | 81.9988 | 86 | 61.6104 | 64.4983 | 67.5216 | 70.6866 | 74 | 7.7814 | 8.0697 | 8.3686 | 8.6785 | 9 | 87.7187 | 89.4718 | 91.2599 | 90.6599 | 90.0639 | 89.7763 | 89.4896 | 89.2038 | 88.9189 | 88.635 | 89.2906 | 89.9511 | 90.6165 | 91.2868 | 91.962 | 92.3327 | 92.7034 | 93.074 | 93.4447 | 93.8154 | 94.1193 | 94.4231 | 94.727 | 95.0308 | 95.3347 | 75.4789 | 76.9874 | 78.526 | 78.0097 | 77.4968 | 77.2493 | 77.0027 | 76.7568 | 76.5116 | 76.2673 | 76.8315 | 77.3998 | 77.9723 | 78.5491 | 79.1301 | 79.4491 | 79.768 | 80.087 | 80.4059 | 80.7249 | 80.9863 | 81.2478 | 81.5092 | 81.7707 | 82.0322 | 9.1799 | 9.3633 | 9.5505 | 9.4877 | 9.4253 | 9.3952 | 9.3652 | 9.3353 | 9.3055 | 9.2758 | 9.3444 | 9.4135 | 9.4831 | 9.5533 | 9.6239 | 9.6627 | 9.7015 | 9.7403 | 9.7791 | 9.8179 | 9.8497 | 9.8815 | 9.9133 | 9.9451 | 9.9769 | 0 | 0 | 0 | 0 | 0 | 0 | 0 | 0 | 0 | 0 | 0 | 0 | 0 | 0 | 0 | 0 | 0 | 0 | 0 | 0 | 0 | 0 | 0 | 0 | 0 | 0 | 0 | 0 | 0 | 0 | 0 | 0 | 0 | 0 | 0 | 0 | 0 | 0 | 0 | 0 | 0 | 0 | 0 | 0 | 0 | 0 | 0 | 0 | 0 | 0
113 | 98 | 113,98 | 99712 | Fairbanks | Y | 351 | 157 | 145 | 12 | 0 | 146 | 146 | 5 | 0 | 0 | 151 | 0 | 1851.4658 | 1851.4658 | 2919 | 0 | 0 | 1886.8146 | 270314 | 14595 | 0 | 157 | 0 | 5 | 0 | 162 | 0 | 145 | 145 | 0 | 0 | 142.7309 | 142.7309 | 0 | 0 | 132.3058 | 132.3058 | 0 | 4.6492 | 0 | 129.7587 | 136.0904 | 142.7309 | 149.6955 | 157 | 120.723 | 126.3818 | 132.3058 | 138.5076 | 145 | 4.323 | 4.4832 | 4.6492 | 4.8214 | 5 | 158.4867 | 159.9874 | 161.5024 | 160.4406 | 159.3858 | 158.8768 | 158.3695 | 157.8637 | 157.3596 | 156.8571 | 158.0174 | 159.1862 | 160.3637 | 161.5499 | 162.7449 | 163.4009 | 164.0569 | 164.7129 | 165.3689 | 166.0249 | 166.5626 | 167.1003 | 167.6381 | 168.1758 | 168.7135 | 146.373 | 147.7591 | 149.1583 | 148.1776 | 147.2034 | 146.7334 | 146.2648 | 145.7977 | 145.3321 | 144.868 | 145.9396 | 147.0191 | 148.1066 | 149.2022 | 150.3058 | 150.9117 | 151.5175 | 152.1234 | 152.7292 | 153.3351 | 153.8317 | 154.3283 | 154.825 | 155.3216 | 155.8182 | 5.0473 | 5.0951 | 5.1434 | 5.1096 | 5.076 | 5.0598 | 5.0436 | 5.0275 | 5.0115 | 4.9954 | 5.0324 | 5.0696 | 5.1071 | 5.1449 | 5.183 | 5.2039 | 5.2247 | 5.2456 | 5.2665 | 5.2874 | 5.3045 | 5.3217 | 5.3388 | 5.3559 | 5.373 | 0 | 0 | 0 | 0 | 0 | 0 | 0 | 0 | 0 | 0 | 0 | 0 | 0 | 0 | 0 | 0 | 0 | 0 | 0 | 0 | 0 | 0 | 0 | 0 | 0 | 0 | 0 | 0 | 0 | 0 | 0 | 0 | 0 | 0 | 0 | 0 | 0 | 0 | 0 | 0 | 0 | 0 | 0 | 0 | 0 | 0 | 0 | 0 | 0 | 0
114 | 98 | 114,98 | 99712 | Fairbanks | Y | 561 | 193 | 187 | 6 | 0 | 91 | 91 | 0 | 0 | 0 | 91 | 0 | 2840.2527 | 2840.2527 | 0 | 0 | 0 | 2840.2527 | 258463 | 0 | 0 | 193 | 0 | 0 | 0 | 193 | 0 | 187 | 187 | 0 | 0 | 175.459 | 175.459 | 0 | 0 | 170.6289 | 170.6289 | 0 | 0 | 0 | 159.5123 | 167.2958 | 175.459 | 184.0206 | 193 | 155.6911 | 162.9889 | 170.6289 | 178.627 | 187 | 0 | 0 | 0 | 0 | 0 | 194.8276 | 196.6725 | 198.5348 | 197.2295 | 195.9328 | 195.3072 | 194.6835 | 194.0618 | 193.4421 | 192.8244 | 194.2507 | 195.6875 | 197.135 | 198.5932 | 200.0622 | 200.8686 | 201.6751 | 202.4815 | 203.2879 | 204.0943 | 204.7553 | 205.4163 | 206.0774 | 206.7384 | 207.3994 | 188.7708 | 190.5583 | 192.3627 | 191.098 | 189.8417 | 189.2354 | 188.6311 | 188.0288 | 187.4283 | 186.8298 | 188.2118 | 189.604 | 191.0065 | 192.4194 | 193.8427 | 194.624 | 195.4054 | 196.1867 | 196.9681 | 197.7494 | 198.3899 | 199.0303 | 199.6708 | 200.3113 | 200.9518 | 0 | 0 | 0 | 0 | 0 | 0 | 0 | 0 | 0 | 0 | 0 | 0 | 0 | 0 | 0 | 0 | 0 | 0 | 0 | 0 | 0 | 0 | 0 | 0 | 0 | 0 | 0 | 0 | 0 | 0 | 0 | 0 | 0 | 0 | 0 | 0 | 0 | 0 | 0 | 0 | 0 | 0 | 0 | 0 | 0 | 0 | 0 | 0 | 0 | 0 | 0 | 0 | 0 | 0 | 0 | 0 | 0 | 0 | 0 | 0 | 0 | 0 | 0 | 0 | 0 | 0 | 0 | 0 | 0 | 0 | 0 | 0 | 0 | 0 | 0
115 | 98 | 115,98 | 99712 | Fairbanks | Y | 5 | 3 | 2 | 1 | 0 | 32 | 32 | 3 | 0 | 0 | 35 | 0 | 1974.9688 | 1974.9688 | 4730.6667 | 0 | 0 | 2211.1714 | 63199 | 14192 | 0 | 3 | 0 | 3 | 0 | 6 | 0 | 2 | 2 | 0 | 0 | 2.7273 | 2.7273 | 0 | 0 | 1.8249 | 1.8249 | 0 | 2.7895 | 0 | 2.4795 | 2.6005 | 2.7273 | 2.8604 | 3 | 1.6651 | 1.7432 | 1.8249 | 1.9104 | 2 | 2.5938 | 2.6899 | 2.7895 | 2.8928 | 3 | 3.0284 | 3.0571 | 3.086 | 3.0657 | 3.0456 | 3.0359 | 3.0262 | 3.0165 | 3.0069 | 2.9973 | 3.0194 | 3.0418 | 3.0643 | 3.0869 | 3.1098 | 3.1223 | 3.1348 | 3.1474 | 3.1599 | 3.1725 | 3.1827 | 3.193 | 3.2033 | 3.2135 | 3.2238 | 2.0189 | 2.0381 | 2.0574 | 2.0438 | 2.0304 | 2.0239 | 2.0174 | 2.011 | 2.0046 | 1.9982 | 2.013 | 2.0279 | 2.0429 | 2.058 | 2.0732 | 2.0815 | 2.0899 | 2.0983 | 2.1066 | 2.115 | 2.1218 | 2.1287 | 2.1355 | 2.1424 | 2.1492 | 3.0284 | 3.0571 | 3.086 | 3.0657 | 3.0456 | 3.0359 | 3.0262 | 3.0165 | 3.0069 | 2.9973 | 3.0194 | 3.0418 | 3.0643 | 3.0869 | 3.1098 | 3.1223 | 3.1348 | 3.1474 | 3.1599 | 3.1725 | 3.1827 | 3.193 | 3.2033 | 3.2135 | 3.2238 | 0 | 0 | 0 | 0 | 0 | 0 | 0 | 0 | 0 | 0 | 0 | 0 | 0 | 0 | 0 | 0 | 0 | 0 | 0 | 0 | 0 | 0 | 0 | 0 | 0 | 0 | 0 | 0 | 0 | 0 | 0 | 0 | 0 | 0 | 0 | 0 | 0 | 0 | 0 | 0 | 0 | 0 | 0 | 0 | 0 | 0 | 0 | 0 | 0 | 0
117 | 98 | 117,98 | 99712 | Fairbanks | Y | 134 | 65 | 59 | 6 | 1 | 70 | 71 | 1 | 0 | 0 | 72 | 4411 | 1989.3571 | 2023.4648 | 8254 | 0 | 0 | 2110 | 143666 | 8254 | 0.91549 | 64.0845 | 0 | 1 | 0 | 66 | 0.83099 | 58.169 | 59 | 0 | 0.83229 | 58.2601 | 59.0924 | 0 | 0.75824 | 53.0766 | 53.8348 | 0 | 0.92984 | 0 | 53.7218 | 56.3431 | 59.0924 | 61.9759 | 65 | 49.1218 | 51.4243 | 53.8348 | 56.3583 | 59 | 0.8646 | 0.89663 | 0.92984 | 0.96428 | 1 | 65.6018 | 66.2092 | 66.8223 | 66.3829 | 65.9465 | 65.7359 | 65.526 | 65.3167 | 65.1082 | 64.9002 | 65.3803 | 65.8639 | 66.3511 | 66.8419 | 67.3363 | 67.6078 | 67.8792 | 68.1506 | 68.422 | 68.6935 | 68.9159 | 69.1384 | 69.3609 | 69.5834 | 69.8059 | 59.5463 | 60.0976 | 60.654 | 60.2553 | 59.8591 | 59.668 | 59.4774 | 59.2875 | 59.0982 | 58.9095 | 59.3452 | 59.7842 | 60.2264 | 60.6719 | 61.1207 | 61.3671 | 61.6134 | 61.8598 | 62.1062 | 62.3525 | 62.5545 | 62.7564 | 62.9584 | 63.1603 | 63.3623 | 1.0093 | 1.0186 | 1.028 | 1.0213 | 1.0146 | 1.0113 | 1.0081 | 1.0049 | 1.0017 | 0.99847 | 1.0059 | 1.0133 | 1.0208 | 1.0283 | 1.0359 | 1.0401 | 1.0443 | 1.0485 | 1.0526 | 1.0568 | 1.0602 | 1.0637 | 1.0671 | 1.0705 | 1.0739 | 0 | 0 | 0 | 0 | 0 | 0 | 0 | 0 | 0 | 0 | 0 | 0 | 0 | 0 | 0 | 0 | 0 | 0 | 0 | 0 | 0 | 0 | 0 | 0 | 0 | 0 | 0 | 0 | 0 | 0 | 0 | 0 | 0 | 0 | 0 | 0 | 0 | 0 | 0 | 0 | 0 | 0 | 0 | 0 | 0 | 0 | 0 | 0 | 0 | 0
118 | 98 | 118,98 | 99712 | Fairbanks | Y | 148 | 64 | 59 | 5 | 0 | 36 | 36 | 0 | 0 | 0 | 36 | 0 | 2430.3056 | 2430.3056 | 0 | 0 | 0 | 2430.3056 | 87491 | 0 | 0 | 64 | 0 | 0 | 0 | 64 | 0 | 59 | 59 | 0 | 0 | 58.1833 | 58.1833 | 0 | 0 | 53.8348 | 53.8348 | 0 | 0 | 0 | 52.8953 | 55.4763 | 58.1833 | 61.0224 | 64 | 49.1218 | 51.4243 | 53.8348 | 56.3583 | 59 | 0 | 0 | 0 | 0 | 0 | 64.5926 | 65.1906 | 65.7942 | 65.3617 | 64.9319 | 64.7246 | 64.5179 | 64.3119 | 64.1065 | 63.9018 | 64.3745 | 64.8506 | 65.3303 | 65.8136 | 66.3004 | 66.5676 | 66.8349 | 67.1021 | 67.3694 | 67.6366 | 67.8557 | 68.0748 | 68.2938 | 68.5129 | 68.7319 | 59.5463 | 60.0976 | 60.654 | 60.2553 | 59.8591 | 59.668 | 59.4774 | 59.2875 | 59.0982 | 58.9095 | 59.3452 | 59.7842 | 60.2264 | 60.6719 | 61.1207 | 61.3671 | 61.6134 | 61.8598 | 62.1062 | 62.3525 | 62.5545 | 62.7564 | 62.9584 | 63.1603 | 63.3623 | 0 | 0 | 0 | 0 | 0 | 0 | 0 | 0 | 0 | 0 | 0 | 0 | 0 | 0 | 0 | 0 | 0 | 0 | 0 | 0 | 0 | 0 | 0 | 0 | 0 | 0 | 0 | 0 | 0 | 0 | 0 | 0 | 0 | 0 | 0 | 0 | 0 | 0 | 0 | 0 | 0 | 0 | 0 | 0 | 0 | 0 | 0 | 0 | 0 | 0 | 0 | 0 | 0 | 0 | 0 | 0 | 0 | 0 | 0 | 0 | 0 | 0 | 0 | 0 | 0 | 0 | 0 | 0 | 0 | 0 | 0 | 0 | 0 | 0 | 0
119 | 98 | 119,98 | 99712 | - | N | 35 | 13 | 13 | 0 | 0 | 68 | 68 | 2 | 0 | 0 | 70 | 0 | 2283.3529 | 2283.3529 | 1766 | 0 | 0 | 2268.5714 | 155268 | 3532 | 0 | 13 | 0 | 2 | 0 | 15 | 0 | 13 | 13 | 0 | 0 | 11.8185 | 11.8185 | 0 | 0 | 11.8619 | 11.8619 | 0 | 1.8597 | 0 | 10.7444 | 11.2686 | 11.8185 | 12.3952 | 13 | 10.8234 | 11.3308 | 11.8619 | 12.4179 | 13 | 1.7292 | 1.7933 | 1.8597 | 1.9286 | 2 | 13.1204 | 13.2418 | 13.3645 | 13.2766 | 13.1893 | 13.1472 | 13.1052 | 13.0633 | 13.0216 | 12.98 | 13.0761 | 13.1728 | 13.2702 | 13.3684 | 13.4673 | 13.5216 | 13.5758 | 13.6301 | 13.6844 | 13.7387 | 13.7832 | 13.8277 | 13.8722 | 13.9167 | 13.9612 | 13.1204 | 13.2418 | 13.3645 | 13.2766 | 13.1893 | 13.1472 | 13.1052 | 13.0633 | 13.0216 | 12.98 | 13.0761 | 13.1728 | 13.2702 | 13.3684 | 13.4673 | 13.5216 | 13.5758 | 13.6301 | 13.6844 | 13.7387 | 13.7832 | 13.8277 | 13.8722 | 13.9167 | 13.9612 | 2.0185 | 2.0372 | 2.0561 | 2.0426 | 2.0291 | 2.0226 | 2.0162 | 2.0097 | 2.0033 | 1.9969 | 2.0117 | 2.0266 | 2.0416 | 2.0567 | 2.0719 | 2.0802 | 2.0886 | 2.0969 | 2.1053 | 2.1136 | 2.1205 | 2.1273 | 2.1342 | 2.141 | 2.1479 | 0 | 0 | 0 | 0 | 0 | 0 | 0 | 0 | 0 | 0 | 0 | 0 | 0 | 0 | 0 | 0 | 0 | 0 | 0 | 0 | 0 | 0 | 0 | 0 | 0 | 0 | 0 | 0 | 0 | 0 | 0 | 0 | 0 | 0 | 0 | 0 | 0 | 0 | 0 | 0 | 0 | 0 | 0 | 0 | 0 | 0 | 0 | 0 | 0 | 0
120 | 98 | 120,98 | 99712 | - | N | 29 | 15 | 13 | 2 | 0 | 34 | 34 | 0 | 0 | 0 | 34 | 0 | 1493.8824 | 1493.8824 | 0 | 0 | 0 | 1493.8824 | 50792 | 0 | 0 | 15 | 0 | 0 | 0 | 15 | 0 | 13 | 13 | 0 | 0 | 13.6367 | 13.6367 | 0 | 0 | 11.8619 | 11.8619 | 0 | 0 | 0 | 12.3973 | 13.0023 | 13.6367 | 14.3021 | 15 | 10.8234 | 11.3308 | 11.8619 | 12.4179 | 13 | 0 | 0 | 0 | 0 | 0 | 15.1389 | 15.2791 | 15.4205 | 15.3191 | 15.2184 | 15.1698 | 15.1214 | 15.0731 | 15.025 | 14.977 | 15.0878 | 15.1994 | 15.3118 | 15.4251 | 15.5392 | 15.6018 | 15.6644 | 15.7271 | 15.7897 | 15.8523 | 15.9037 | 15.955 | 16.0064 | 16.0577 | 16.109 | 13.1204 | 13.2418 | 13.3645 | 13.2766 | 13.1893 | 13.1472 | 13.1052 | 13.0633 | 13.0216 | 12.98 | 13.0761 | 13.1728 | 13.2702 | 13.3684 | 13.4673 | 13.5216 | 13.5758 | 13.6301 | 13.6844 | 13.7387 | 13.7832 | 13.8277 | 13.8722 | 13.9167 | 13.9612 | 0 | 0 | 0 | 0 | 0 | 0 | 0 | 0 | 0 | 0 | 0 | 0 | 0 | 0 | 0 | 0 | 0 | 0 | 0 | 0 | 0 | 0 | 0 | 0 | 0 | 0 | 0 | 0 | 0 | 0 | 0 | 0 | 0 | 0 | 0 | 0 | 0 | 0 | 0 | 0 | 0 | 0 | 0 | 0 | 0 | 0 | 0 | 0 | 0 | 0 | 0 | 0 | 0 | 0 | 0 | 0 | 0 | 0 | 0 | 0 | 0 | 0 | 0 | 0 | 0 | 0 | 0 | 0 | 0 | 0 | 0 | 0 | 0 | 0 | 0
122 | 98 | 122,98 | 99712 | - | N | 4 | 4 | 3 | 1 | 0 | 28 | 28 | 0 | 0 | 0 | 28 | 0 | 2195.3571 | 2195.3571 | 0 | 0 | 0 | 2195.3571 | 61470 | 0 | 0 | 4 | 0 | 0 | 0 | 4 | 0 | 3 | 3 | 0 | 0 | 3.6365 | 3.6365 | 0 | 0 | 2.7374 | 2.7374 | 0 | 0 | 0 | 3.306 | 3.4673 | 3.6365 | 3.8139 | 4 | 2.4977 | 2.6148 | 2.7374 | 2.8657 | 3 | 0 | 0 | 0 | 0 | 0 | 4.037 | 4.0744 | 4.1121 | 4.0851 | 4.0582 | 4.0453 | 4.0324 | 4.0195 | 4.0067 | 3.9939 | 4.0234 | 4.0532 | 4.0831 | 4.1133 | 4.1438 | 4.1605 | 4.1772 | 4.1939 | 4.2106 | 4.2273 | 4.241 | 4.2547 | 4.2684 | 4.2821 | 4.2957 | 3.0278 | 3.0558 | 3.0841 | 3.0638 | 3.0437 | 3.034 | 3.0243 | 3.0146 | 3.005 | 2.9954 | 3.0176 | 3.0399 | 3.0624 | 3.085 | 3.1078 | 3.1204 | 3.1329 | 3.1454 | 3.1579 | 3.1705 | 3.1807 | 3.191 | 3.2013 | 3.2115 | 3.2218 | 0 | 0 | 0 | 0 | 0 | 0 | 0 | 0 | 0 | 0 | 0 | 0 | 0 | 0 | 0 | 0 | 0 | 0 | 0 | 0 | 0 | 0 | 0 | 0 | 0 | 0 | 0 | 0 | 0 | 0 | 0 | 0 | 0 | 0 | 0 | 0 | 0 | 0 | 0 | 0 | 0 | 0 | 0 | 0 | 0 | 0 | 0 | 0 | 0 | 0 | 0 | 0 | 0 | 0 | 0 | 0 | 0 | 0 | 0 | 0 | 0 | 0 | 0 | 0 | 0 | 0 | 0 | 0 | 0 | 0 | 0 | 0 | 0 | 0 | 0
124 | 98 | 124,98 | 99712 | - | N | 62 | 24 | 22 | 2 | 0 | 30 | 30 | 2 | 0 | 0 | 32 | 0 | 2037.8 | 2037.8 | 3155 | 0 | 0 | 2107.625 | 61134 | 6310 | 0 | 24 | 0 | 2 | 0 | 26 | 0 | 22 | 22 | 0 | 0 | 21.8187 | 21.8187 | 0 | 0 | 20.074 | 20.074 | 0 | 1.8597 | 0 | 19.8357 | 20.8036 | 21.8187 | 22.8834 | 24 | 18.3166 | 19.1752 | 20.074 | 21.0149 | 22 | 1.7292 | 1.7933 | 1.8597 | 1.9286 | 2 | 24.2222 | 24.4465 | 24.6728 | 24.5106 | 24.3495 | 24.2717 | 24.1942 | 24.1169 | 24.0399 | 23.9632 | 24.1404 | 24.319 | 24.4989 | 24.6801 | 24.8627 | 24.9629 | 25.0631 | 25.1633 | 25.2635 | 25.3637 | 25.4459 | 25.528 | 25.6102 | 25.6923 | 25.7745 | 22.2037 | 22.4093 | 22.6168 | 22.4681 | 22.3203 | 22.2491 | 22.178 | 22.1072 | 22.0366 | 21.9662 | 22.1287 | 22.2924 | 22.4573 | 22.6234 | 22.7908 | 22.8826 | 22.9745 | 23.0664 | 23.1582 | 23.2501 | 23.3254 | 23.4007 | 23.476 | 23.5513 | 23.6266 | 2.0185 | 2.0372 | 2.0561 | 2.0426 | 2.0291 | 2.0226 | 2.0162 | 2.0097 | 2.0033 | 1.9969 | 2.0117 | 2.0266 | 2.0416 | 2.0567 | 2.0719 | 2.0802 | 2.0886 | 2.0969 | 2.1053 | 2.1136 | 2.1205 | 2.1273 | 2.1342 | 2.141 | 2.1479 | 0 | 0 | 0 | 0 | 0 | 0 | 0 | 0 | 0 | 0 | 0 | 0 | 0 | 0 | 0 | 0 | 0 | 0 | 0 | 0 | 0 | 0 | 0 | 0 | 0 | 0 | 0 | 0 | 0 | 0 | 0 | 0 | 0 | 0 | 0 | 0 | 0 | 0 | 0 | 0 | 0 | 0 | 0 | 0 | 0 | 0 | 0 | 0 | 0 | 0
125 | 98 | 125,98 | 99712 | - | N | 35 | 13 | 12 | 1 | 0 | 35 | 35 | 1 | 0 | 0 | 36 | 0 | 2181.2571 | 2181.2571 | 6870 | 0 | 0 | 2311.5 | 76344 | 6870 | 0 | 13 | 0 | 1 | 0 | 14 | 0 | 12 | 12 | 0 | 0 | 11.8185 | 11.8185 | 0 | 0 | 10.9494 | 10.9494 | 0 | 0.92984 | 0 | 10.7444 | 11.2686 | 11.8185 | 12.3952 | 13 | 9.9909 | 10.4592 | 10.9494 | 11.4627 | 12 | 0.8646 | 0.89663 | 0.92984 | 0.96428 | 1 | 13.1204 | 13.2418 | 13.3645 | 13.2766 | 13.1893 | 13.1472 | 13.1052 | 13.0633 | 13.0216 | 12.98 | 13.0761 | 13.1728 | 13.2702 | 13.3684 | 13.4673 | 13.5216 | 13.5758 | 13.6301 | 13.6844 | 13.7387 | 13.7832 | 13.8277 | 13.8722 | 13.9167 | 13.9612 | 12.1111 | 12.2232 | 12.3364 | 12.2553 | 12.1747 | 12.1359 | 12.0971 | 12.0585 | 12.02 | 11.9816 | 12.0702 | 12.1595 | 12.2494 | 12.34 | 12.4313 | 12.4814 | 12.5315 | 12.5817 | 12.6318 | 12.6819 | 12.7229 | 12.764 | 12.8051 | 12.8462 | 12.8872 | 1.0093 | 1.0186 | 1.028 | 1.0213 | 1.0146 | 1.0113 | 1.0081 | 1.0049 | 1.0017 | 0.99847 | 1.0059 | 1.0133 | 1.0208 | 1.0283 | 1.0359 | 1.0401 | 1.0443 | 1.0485 | 1.0526 | 1.0568 | 1.0602 | 1.0637 | 1.0671 | 1.0705 | 1.0739 | 0 | 0 | 0 | 0 | 0 | 0 | 0 | 0 | 0 | 0 | 0 | 0 | 0 | 0 | 0 | 0 | 0 | 0 | 0 | 0 | 0 | 0 | 0 | 0 | 0 | 0 | 0 | 0 | 0 | 0 | 0 | 0 | 0 | 0 | 0 | 0 | 0 | 0 | 0 | 0 | 0 | 0 | 0 | 0 | 0 | 0 | 0 | 0 | 0 | 0
128 | 98 | 128,98 | 99712 | - | N | 24 | 12 | 10 | 2 | 0 | 0 | 0 | 0 | 0 | 0 | 0 | 0 | 834.495 | 834.495 | 1408.3846 | 0 | 0 | 1365.174 | 0 | 0 | 0.27495 | 11.7095 | 0.015593 | 0 | 0 | 12 | 0.22912 | 9.7579 | 9.987 | 0.012994 | 0.24996 | 10.6452 | 10.8952 | 0.014175 | 0.20906 | 8.9036 | 9.1127 | 0.011856 | 0 | 0 | 9.905 | 10.3883 | 10.8952 | 11.4268 | 11.9844 | 8.3149 | 8.7047 | 9.1127 | 9.5398 | 9.987 | 0 | 0 | 0 | 0 | 0 | 12.1361 | 12.2897 | 12.4453 | 12.3635 | 12.2822 | 12.243 | 12.2039 | 12.1649 | 12.126 | 12.0873 | 12.1767 | 12.2668 | 12.3575 | 12.4489 | 12.541 | 12.5916 | 12.6421 | 12.6927 | 12.7432 | 12.7938 | 12.8352 | 12.8767 | 12.9181 | 12.9595 | 13.001 | 10.1134 | 10.2414 | 10.3711 | 10.3029 | 10.2351 | 10.2025 | 10.1699 | 10.1374 | 10.105 | 10.0728 | 10.1473 | 10.2223 | 10.2979 | 10.3741 | 10.4509 | 10.493 | 10.5351 | 10.5772 | 10.6194 | 10.6615 | 10.696 | 10.7305 | 10.7651 | 10.7996 | 10.8341 | 0 | 0 | 0 | 0 | 0 | 0 | 0 | 0 | 0 | 0 | 0 | 0 | 0 | 0 | 0 | 0 | 0 | 0 | 0 | 0 | 0 | 0 | 0 | 0 | 0 | 0.01579 | 0.01599 | 0.016192 | 0.016086 | 0.01598 | 0.015929 | 0.015878 | 0.015827 | 0.015777 | 0.015726 | 0.015843 | 0.01596 | 0.016078 | 0.016197 | 0.016317 | 0.016382 | 0.016448 | 0.016514 | 0.01658 | 0.016646 | 0.016699 | 0.016753 | 0.016807 | 0.016861 | 0.016915 | 0 | 0 | 0 | 0 | 0 | 0 | 0 | 0 | 0 | 0 | 0 | 0 | 0 | 0 | 0 | 0 | 0 | 0 | 0 | 0 | 0 | 0 | 0 | 0 | 0
131 | 98 | 131,98 | 99712 | - | N | 289 | 138 | 122 | 16 | 0 | 5 | 5 | 0 | 0 | 0 | 5 | 0 | 2245.6 | 2245.6 | 0 | 0 | 0 | 2245.6 | 11228 | 0 | 0 | 138 | 0 | 0 | 0 | 138 | 0 | 122 | 122 | 0 | 0 | 125.4578 | 125.4578 | 0 | 0 | 111.3194 | 111.3194 | 0 | 0 | 0 | 114.0554 | 119.6208 | 125.4578 | 131.5795 | 138 | 101.5738 | 106.335 | 111.3194 | 116.5374 | 122 | 0 | 0 | 0 | 0 | 0 | 139.7468 | 141.5157 | 143.3069 | 142.3647 | 141.4288 | 140.9771 | 140.5269 | 140.0782 | 139.6309 | 139.185 | 140.2145 | 141.2517 | 142.2965 | 143.3491 | 144.4095 | 144.9915 | 145.5736 | 146.1557 | 146.7378 | 147.3199 | 147.797 | 148.2742 | 148.7513 | 149.2285 | 149.7056 | 123.5442 | 125.108 | 126.6916 | 125.8587 | 125.0312 | 124.632 | 124.234 | 123.8373 | 123.4418 | 123.0476 | 123.9578 | 124.8747 | 125.7984 | 126.7289 | 127.6663 | 128.1809 | 128.6955 | 129.2101 | 129.7247 | 130.2393 | 130.6611 | 131.083 | 131.5048 | 131.9266 | 132.3484 | 0 | 0 | 0 | 0 | 0 | 0 | 0 | 0 | 0 | 0 | 0 | 0 | 0 | 0 | 0 | 0 | 0 | 0 | 0 | 0 | 0 | 0 | 0 | 0 | 0 | 0 | 0 | 0 | 0 | 0 | 0 | 0 | 0 | 0 | 0 | 0 | 0 | 0 | 0 | 0 | 0 | 0 | 0 | 0 | 0 | 0 | 0 | 0 | 0 | 0 | 0 | 0 | 0 | 0 | 0 | 0 | 0 | 0 | 0 | 0 | 0 | 0 | 0 | 0 | 0 | 0 | 0 | 0 | 0 | 0 | 0 | 0 | 0 | 0 | 0
141 | 98 | 141,98 | 99712 | - | N | 10 | 6 | 4 | 2 | 0 | 3 | 3 | 0 | 0 | 0 | 3 | 0 | 1969.3333 | 1969.3333 | 0 | 0 | 0 | 1969.3333 | 5908 | 0 | 0 | 6 | 0 | 0 | 0 | 6 | 0 | 4 | 4 | 0 | 0 | 5.4547 | 5.4547 | 0 | 0 | 3.6498 | 3.6498 | 0 | 0 | 0 | 4.9589 | 5.2009 | 5.4547 | 5.7208 | 6 | 3.3303 | 3.4864 | 3.6498 | 3.8209 | 4 | 0 | 0 | 0 | 0 | 0 | 6.0759 | 6.1529 | 6.2307 | 6.1898 | 6.1491 | 6.1294 | 6.1099 | 6.0904 | 6.0709 | 6.0515 | 6.0963 | 6.1414 | 6.1868 | 6.2326 | 6.2787 | 6.304 | 6.3293 | 6.3546 | 6.3799 | 6.4052 | 6.426 | 6.4467 | 6.4674 | 6.4882 | 6.5089 | 4.0506 | 4.1019 | 4.1538 | 4.1265 | 4.0994 | 4.0863 | 4.0732 | 4.0602 | 4.0473 | 4.0343 | 4.0642 | 4.0943 | 4.1245 | 4.155 | 4.1858 | 4.2027 | 4.2195 | 4.2364 | 4.2533 | 4.2701 | 4.284 | 4.2978 | 4.3116 | 4.3255 | 4.3393 | 0 | 0 | 0 | 0 | 0 | 0 | 0 | 0 | 0 | 0 | 0 | 0 | 0 | 0 | 0 | 0 | 0 | 0 | 0 | 0 | 0 | 0 | 0 | 0 | 0 | 0 | 0 | 0 | 0 | 0 | 0 | 0 | 0 | 0 | 0 | 0 | 0 | 0 | 0 | 0 | 0 | 0 | 0 | 0 | 0 | 0 | 0 | 0 | 0 | 0 | 0 | 0 | 0 | 0 | 0 | 0 | 0 | 0 | 0 | 0 | 0 | 0 | 0 | 0 | 0 | 0 | 0 | 0 | 0 | 0 | 0 | 0 | 0 | 0 | 0
90 | 99 | 90,99 | 99709 | - | N | 8 | 5 | 3 | 2 | 0 | 8 | 8 | 0 | 0 | 0 | 8 | 0 | 1087.375 | 1087.375 | 0 | 0 | 0 | 1087.375 | 8699 | 0 | 0 | 5 | 0 | 0 | 0 | 5 | 0 | 3 | 3 | 0 | 0 | 4.7608 | 4.7608 | 0 | 0 | 2.8619 | 2.8619 | 0 | 0 | 0 | 4.533 | 4.6455 | 4.7608 | 4.8789 | 5 | 2.7301 | 2.7952 | 2.8619 | 2.9301 | 3 | 0 | 0 | 0 | 0 | 0 | 5.0256 | 5.0514 | 5.0772 | 5.0439 | 5.0107 | 4.9947 | 4.9787 | 4.9628 | 4.947 | 4.9312 | 4.9677 | 5.0044 | 5.0414 | 5.0787 | 5.1163 | 5.1369 | 5.1575 | 5.1782 | 5.1988 | 5.2194 | 5.2363 | 5.2532 | 5.2701 | 5.287 | 5.3039 | 3.0154 | 3.0308 | 3.0463 | 3.0263 | 3.0064 | 2.9968 | 2.9872 | 2.9777 | 2.9682 | 2.9587 | 2.9806 | 3.0027 | 3.0249 | 3.0472 | 3.0698 | 3.0822 | 3.0945 | 3.1069 | 3.1193 | 3.1316 | 3.1418 | 3.1519 | 3.1621 | 3.1722 | 3.1824 | 0 | 0 | 0 | 0 | 0 | 0 | 0 | 0 | 0 | 0 | 0 | 0 | 0 | 0 | 0 | 0 | 0 | 0 | 0 | 0 | 0 | 0 | 0 | 0 | 0 | 0 | 0 | 0 | 0 | 0 | 0 | 0 | 0 | 0 | 0 | 0 | 0 | 0 | 0 | 0 | 0 | 0 | 0 | 0 | 0 | 0 | 0 | 0 | 0 | 0 | 0 | 0 | 0 | 0 | 0 | 0 | 0 | 0 | 0 | 0 | 0 | 0 | 0 | 0 | 0 | 0 | 0 | 0 | 0 | 0 | 0 | 0 | 0 | 0 | 0
92 | 99 | 92,99 | 99709 | - | N | 5 | 3 | 3 | 0 | 0 | 2 | 2 | 0 | 0 | 0 | 2 | 0 | 400 | 400 | 0 | 0 | 0 | 400 | 800 | 0 | 0 | 3 | 0 | 0 | 0 | 3 | 0 | 3 | 3 | 0 | 0 | 2.8565 | 2.8565 | 0 | 0 | 2.8619 | 2.8619 | 0 | 0 | 0 | 2.7198 | 2.7873 | 2.8565 | 2.9274 | 3 | 2.7301 | 2.7952 | 2.8619 | 2.9301 | 3 | 0 | 0 | 0 | 0 | 0 | 3.0154 | 3.0308 | 3.0463 | 3.0263 | 3.0064 | 2.9968 | 2.9872 | 2.9777 | 2.9682 | 2.9587 | 2.9806 | 3.0027 | 3.0249 | 3.0472 | 3.0698 | 3.0822 | 3.0945 | 3.1069 | 3.1193 | 3.1316 | 3.1418 | 3.1519 | 3.1621 | 3.1722 | 3.1824 | 3.0154 | 3.0308 | 3.0463 | 3.0263 | 3.0064 | 2.9968 | 2.9872 | 2.9777 | 2.9682 | 2.9587 | 2.9806 | 3.0027 | 3.0249 | 3.0472 | 3.0698 | 3.0822 | 3.0945 | 3.1069 | 3.1193 | 3.1316 | 3.1418 | 3.1519 | 3.1621 | 3.1722 | 3.1824 | 0 | 0 | 0 | 0 | 0 | 0 | 0 | 0 | 0 | 0 | 0 | 0 | 0 | 0 | 0 | 0 | 0 | 0 | 0 | 0 | 0 | 0 | 0 | 0 | 0 | 0 | 0 | 0 | 0 | 0 | 0 | 0 | 0 | 0 | 0 | 0 | 0 | 0 | 0 | 0 | 0 | 0 | 0 | 0 | 0 | 0 | 0 | 0 | 0 | 0 | 0 | 0 | 0 | 0 | 0 | 0 | 0 | 0 | 0 | 0 | 0 | 0 | 0 | 0 | 0 | 0 | 0 | 0 | 0 | 0 | 0 | 0 | 0 | 0 | 0
101 | 99 | 101,99 | 99709 | Fairbanks | Y | 123 | 64 | 52 | 12 | 1 | 41 | 42 | 1 | 0 | 0 | 43 | 3096 | 1164.2439 | 1210.2381 | 960 | 0 | 0 | 1204.4186 | 50830 | 960 | 1.5238 | 62.4762 | 0 | 1 | 0 | 65 | 1.2381 | 50.7619 | 52 | 0 | 1.4509 | 59.4872 | 60.9381 | 0 | 1.1811 | 48.4246 | 49.6056 | 0 | 0.95967 | 0 | 58.0228 | 59.4626 | 60.9381 | 62.4503 | 64 | 47.3215 | 48.4501 | 49.6056 | 50.7887 | 52 | 0.92096 | 0.94011 | 0.95967 | 0.97963 | 1 | 64.3278 | 64.6574 | 64.9886 | 64.5613 | 64.1369 | 63.932 | 63.7279 | 63.5244 | 63.3215 | 63.1193 | 63.5862 | 64.0566 | 64.5304 | 65.0077 | 65.4886 | 65.7526 | 66.0165 | 66.2805 | 66.5445 | 66.8084 | 67.0248 | 67.2412 | 67.4576 | 67.674 | 67.8903 | 52.2664 | 52.5341 | 52.8032 | 52.4561 | 52.1112 | 51.9448 | 51.7789 | 51.6136 | 51.4487 | 51.2845 | 51.6638 | 52.046 | 52.4309 | 52.8188 | 53.2095 | 53.4239 | 53.6384 | 53.8529 | 54.0674 | 54.2819 | 54.4577 | 54.6335 | 54.8093 | 54.9851 | 55.1609 | 1.0051 | 1.0103 | 1.0154 | 1.0088 | 1.0021 | 0.99894 | 0.99575 | 0.99257 | 0.9894 | 0.98624 | 0.99353 | 1.0009 | 1.0083 | 1.0157 | 1.0233 | 1.0274 | 1.0315 | 1.0356 | 1.0398 | 1.0439 | 1.0473 | 1.0506 | 1.054 | 1.0574 | 1.0608 | 0 | 0 | 0 | 0 | 0 | 0 | 0 | 0 | 0 | 0 | 0 | 0 | 0 | 0 | 0 | 0 | 0 | 0 | 0 | 0 | 0 | 0 | 0 | 0 | 0 | 0 | 0 | 0 | 0 | 0 | 0 | 0 | 0 | 0 | 0 | 0 | 0 | 0 | 0 | 0 | 0 | 0 | 0 | 0 | 0 | 0 | 0 | 0 | 0 | 0
102 | 99 | 102,99 | 99709 | Fairbanks | Y | 87 | 59 | 46 | 13 | 1 | 6 | 7 | 0 | 0 | 0 | 7 | 5438 | 914.1667 | 1560.4286 | 0 | 0 | 0 | 1560.4286 | 10923 | 0 | 8.4286 | 50.5714 | 0 | 0 | 0 | 59 | 6.5714 | 39.4286 | 46 | 0 | 8.0253 | 48.152 | 56.1773 | 0 | 6.2688 | 37.6131 | 43.8819 | 0 | 0 | 0 | 53.4897 | 54.8171 | 56.1773 | 57.5714 | 59 | 41.8614 | 42.8597 | 43.8819 | 44.9285 | 46 | 0 | 0 | 0 | 0 | 0 | 59.3022 | 59.606 | 59.9114 | 59.5175 | 59.1262 | 58.9374 | 58.7492 | 58.5615 | 58.3745 | 58.1881 | 58.6185 | 59.0521 | 59.489 | 59.929 | 60.3723 | 60.6156 | 60.859 | 61.1023 | 61.3457 | 61.589 | 61.7885 | 61.988 | 62.1875 | 62.3869 | 62.5864 | 46.2356 | 46.4725 | 46.7106 | 46.4034 | 46.0984 | 45.9512 | 45.8044 | 45.6582 | 45.5124 | 45.367 | 45.7026 | 46.0407 | 46.3812 | 46.7243 | 47.0699 | 47.2596 | 47.4494 | 47.6391 | 47.8288 | 48.0186 | 48.1741 | 48.3296 | 48.4851 | 48.6407 | 48.7962 | 0 | 0 | 0 | 0 | 0 | 0 | 0 | 0 | 0 | 0 | 0 | 0 | 0 | 0 | 0 | 0 | 0 | 0 | 0 | 0 | 0 | 0 | 0 | 0 | 0 | 0 | 0 | 0 | 0 | 0 | 0 | 0 | 0 | 0 | 0 | 0 | 0 | 0 | 0 | 0 | 0 | 0 | 0 | 0 | 0 | 0 | 0 | 0 | 0 | 0 | 0 | 0 | 0 | 0 | 0 | 0 | 0 | 0 | 0 | 0 | 0 | 0 | 0 | 0 | 0 | 0 | 0 | 0 | 0 | 0 | 0 | 0 | 0 | 0 | 0
103 | 99 | 103,99 | 99709 | Fairbanks | Y | 66 | 36 | 25 | 11 | 0 | 38 | 38 | 1 | 0 | 0 | 39 | 0 | 1025.4737 | 1025.4737 | 640 | 0 | 0 | 1015.5897 | 38968 | 640 | 0 | 36 | 0 | 1 | 0 | 37 | 0 | 25 | 25 | 0 | 0 | 34.2777 | 34.2777 | 0 | 0 | 23.8489 | 23.8489 | 0 | 0.95967 | 0 | 32.6378 | 33.4477 | 34.2777 | 35.1283 | 36 | 22.7507 | 23.2933 | 23.8489 | 24.4177 | 25 | 0.92096 | 0.94011 | 0.95967 | 0.97963 | 1 | 36.1844 | 36.3698 | 36.5561 | 36.3157 | 36.077 | 35.9618 | 35.8469 | 35.7325 | 35.6184 | 35.5046 | 35.7672 | 36.0318 | 36.2983 | 36.5668 | 36.8373 | 36.9858 | 37.1343 | 37.2828 | 37.4313 | 37.5797 | 37.7015 | 37.8232 | 37.9449 | 38.0666 | 38.1883 | 25.1281 | 25.2568 | 25.3862 | 25.2193 | 25.0535 | 24.9735 | 24.8937 | 24.8142 | 24.735 | 24.656 | 24.8384 | 25.0221 | 25.2072 | 25.3936 | 25.5815 | 25.6846 | 25.7877 | 25.8908 | 25.9939 | 26.097 | 26.1816 | 26.2661 | 26.3506 | 26.4351 | 26.5197 | 1.0051 | 1.0103 | 1.0154 | 1.0088 | 1.0021 | 0.99894 | 0.99575 | 0.99257 | 0.9894 | 0.98624 | 0.99353 | 1.0009 | 1.0083 | 1.0157 | 1.0233 | 1.0274 | 1.0315 | 1.0356 | 1.0398 | 1.0439 | 1.0473 | 1.0506 | 1.054 | 1.0574 | 1.0608 | 0 | 0 | 0 | 0 | 0 | 0 | 0 | 0 | 0 | 0 | 0 | 0 | 0 | 0 | 0 | 0 | 0 | 0 | 0 | 0 | 0 | 0 | 0 | 0 | 0 | 0 | 0 | 0 | 0 | 0 | 0 | 0 | 0 | 0 | 0 | 0 | 0 | 0 | 0 | 0 | 0 | 0 | 0 | 0 | 0 | 0 | 0 | 0 | 0 | 0
104 | 99 | 104,99 | 99709 | Fairbanks | Y | 191 | 109 | 103 | 6 | 0 | 30 | 30 | 0 | 0 | 0 | 30 | 0 | 1000.6 | 1000.6 | 0 | 0 | 0 | 1000.6 | 30018 | 0 | 0 | 109 | 0 | 0 | 0 | 109 | 0 | 103 | 103 | 0 | 0 | 103.7853 | 103.7853 | 0 | 0 | 98.2573 | 98.2573 | 0 | 0 | 0 | 98.82 | 101.2722 | 103.7853 | 106.3607 | 109 | 93.733 | 95.9685 | 98.2573 | 100.6007 | 103 | 0 | 0 | 0 | 0 | 0 | 109.5584 | 110.1196 | 110.6837 | 109.956 | 109.2331 | 108.8843 | 108.5366 | 108.19 | 107.8445 | 107.5001 | 108.2953 | 109.0963 | 109.9033 | 110.7163 | 111.5352 | 111.9848 | 112.4344 | 112.884 | 113.3335 | 113.7831 | 114.1516 | 114.5202 | 114.8887 | 115.2572 | 115.6257 | 103.5276 | 104.058 | 104.591 | 103.9034 | 103.2203 | 102.8906 | 102.5621 | 102.2346 | 101.9081 | 101.5827 | 102.3341 | 103.091 | 103.8536 | 104.6218 | 105.3957 | 105.8205 | 106.2453 | 106.6702 | 107.095 | 107.5198 | 107.8681 | 108.2163 | 108.5645 | 108.9128 | 109.261 | 0 | 0 | 0 | 0 | 0 | 0 | 0 | 0 | 0 | 0 | 0 | 0 | 0 | 0 | 0 | 0 | 0 | 0 | 0 | 0 | 0 | 0 | 0 | 0 | 0 | 0 | 0 | 0 | 0 | 0 | 0 | 0 | 0 | 0 | 0 | 0 | 0 | 0 | 0 | 0 | 0 | 0 | 0 | 0 | 0 | 0 | 0 | 0 | 0 | 0 | 0 | 0 | 0 | 0 | 0 | 0 | 0 | 0 | 0 | 0 | 0 | 0 | 0 | 0 | 0 | 0 | 0 | 0 | 0 | 0 | 0 | 0 | 0 | 0 | 0
105 | 99 | 105,99 | 99709 | Fairbanks | Y | 6 | 4 | 4 | 0 | 0 | 32 | 32 | 0 | 0 | 0 | 32 | 0 | 2286.0938 | 2286.0938 | 0 | 0 | 0 | 2286.0938 | 73155 | 0 | 0 | 4 | 0 | 0 | 0 | 4 | 0 | 4 | 4 | 0 | 0 | 3.8086 | 3.8086 | 0 | 0 | 3.8158 | 3.8158 | 0 | 0 | 0 | 3.6264 | 3.7164 | 3.8086 | 3.9031 | 4 | 3.6401 | 3.7269 | 3.8158 | 3.9068 | 4 | 0 | 0 | 0 | 0 | 0 | 4.0869 | 4.1758 | 4.2665 | 4.2385 | 4.2106 | 4.1972 | 4.1838 | 4.1704 | 4.1571 | 4.1438 | 4.1745 | 4.2053 | 4.2364 | 4.2678 | 4.2994 | 4.3167 | 4.334 | 4.3513 | 4.3687 | 4.386 | 4.4002 | 4.4144 | 4.4286 | 4.4428 | 4.457 | 4.0869 | 4.1758 | 4.2665 | 4.2385 | 4.2106 | 4.1972 | 4.1838 | 4.1704 | 4.1571 | 4.1438 | 4.1745 | 4.2053 | 4.2364 | 4.2678 | 4.2994 | 4.3167 | 4.334 | 4.3513 | 4.3687 | 4.386 | 4.4002 | 4.4144 | 4.4286 | 4.4428 | 4.457 | 0 | 0 | 0 | 0 | 0 | 0 | 0 | 0 | 0 | 0 | 0 | 0 | 0 | 0 | 0 | 0 | 0 | 0 | 0 | 0 | 0 | 0 | 0 | 0 | 0 | 0 | 0 | 0 | 0 | 0 | 0 | 0 | 0 | 0 | 0 | 0 | 0 | 0 | 0 | 0 | 0 | 0 | 0 | 0 | 0 | 0 | 0 | 0 | 0 | 0 | 0 | 0 | 0 | 0 | 0 | 0 | 0 | 0 | 0 | 0 | 0 | 0 | 0 | 0 | 0 | 0 | 0 | 0 | 0 | 0 | 0 | 0 | 0 | 0 | 0
106 | 99 | 106,99 | 99709 | Fairbanks | Y | 31 | 15 | 15 | 0 | 1 | 74 | 75 | 0 | 0 | 0 | 75 | 3378 | 2221.8784 | 2237.2933 | 0 | 0 | 0 | 2237.2933 | 167797 | 0 | 0.2 | 14.8 | 0 | 0 | 0 | 15 | 0.2 | 14.8 | 15 | 0 | 0.19043 | 14.0919 | 14.2824 | 0 | 0.19079 | 14.1185 | 14.3093 | 0 | 0 | 0 | 13.5991 | 13.9365 | 14.2824 | 14.6368 | 15 | 13.6504 | 13.976 | 14.3093 | 14.6506 | 15 | 0 | 0 | 0 | 0 | 0 | 15.1585 | 15.3186 | 15.4805 | 15.3787 | 15.2776 | 15.2288 | 15.1802 | 15.1317 | 15.0834 | 15.0352 | 15.1464 | 15.2585 | 15.3713 | 15.485 | 15.5996 | 15.6624 | 15.7253 | 15.7882 | 15.8511 | 15.914 | 15.9655 | 16.017 | 16.0686 | 16.1201 | 16.1717 | 15.1585 | 15.3186 | 15.4805 | 15.3787 | 15.2776 | 15.2288 | 15.1802 | 15.1317 | 15.0834 | 15.0352 | 15.1464 | 15.2585 | 15.3713 | 15.485 | 15.5996 | 15.6624 | 15.7253 | 15.7882 | 15.8511 | 15.914 | 15.9655 | 16.017 | 16.0686 | 16.1201 | 16.1717 | 0 | 0 | 0 | 0 | 0 | 0 | 0 | 0 | 0 | 0 | 0 | 0 | 0 | 0 | 0 | 0 | 0 | 0 | 0 | 0 | 0 | 0 | 0 | 0 | 0 | 0 | 0 | 0 | 0 | 0 | 0 | 0 | 0 | 0 | 0 | 0 | 0 | 0 | 0 | 0 | 0 | 0 | 0 | 0 | 0 | 0 | 0 | 0 | 0 | 0 | 0 | 0 | 0 | 0 | 0 | 0 | 0 | 0 | 0 | 0 | 0 | 0 | 0 | 0 | 0 | 0 | 0 | 0 | 0 | 0 | 0 | 0 | 0 | 0 | 0
107 | 99 | 107,99 | 99709 | Fairbanks | Y | 1144 | 473 | 445 | 28 | 0 | 57 | 57 | 0 | 0 | 0 | 57 | 0 | 2519.5439 | 2519.5439 | 0 | 0 | 0 | 2519.5439 | 143614 | 0 | 0 | 473 | 0 | 0 | 0 | 473 | 0 | 445 | 445 | 0 | 0 | 450.3709 | 450.3709 | 0 | 0 | 424.5098 | 424.5098 | 0 | 0 | 0 | 428.8245 | 439.4657 | 450.3709 | 461.5468 | 473 | 404.9631 | 414.6213 | 424.5098 | 434.6342 | 445 | 0 | 0 | 0 | 0 | 0 | 477.9973 | 483.0473 | 488.1508 | 484.9414 | 481.7531 | 480.2147 | 478.6812 | 477.1527 | 475.629 | 474.1101 | 477.6171 | 481.15 | 484.7091 | 488.2944 | 491.9063 | 493.8891 | 495.8719 | 497.8547 | 499.8375 | 501.8203 | 503.4456 | 505.0709 | 506.6962 | 508.3215 | 509.9468 | 449.7015 | 454.4526 | 459.2539 | 456.2345 | 453.235 | 451.7876 | 450.3449 | 448.9068 | 447.4733 | 446.0444 | 449.3438 | 452.6676 | 456.0159 | 459.3891 | 462.7872 | 464.6526 | 466.518 | 468.3834 | 470.2488 | 472.1142 | 473.6433 | 475.1724 | 476.7015 | 478.2305 | 479.7596 | 0 | 0 | 0 | 0 | 0 | 0 | 0 | 0 | 0 | 0 | 0 | 0 | 0 | 0 | 0 | 0 | 0 | 0 | 0 | 0 | 0 | 0 | 0 | 0 | 0 | 0 | 0 | 0 | 0 | 0 | 0 | 0 | 0 | 0 | 0 | 0 | 0 | 0 | 0 | 0 | 0 | 0 | 0 | 0 | 0 | 0 | 0 | 0 | 0 | 0 | 0 | 0 | 0 | 0 | 0 | 0 | 0 | 0 | 0 | 0 | 0 | 0 | 0 | 0 | 0 | 0 | 0 | 0 | 0 | 0 | 0 | 0 | 0 | 0 | 0
108 | 99 | 108,99 | 99709 | Fairbanks | Y | 262 | 130 | 121 | 9 | 0 | 121 | 121 | 0 | 0 | 0 | 121 | 0 | 1808.7603 | 1808.7603 | 0 | 0 | 0 | 1808.7603 | 218860 | 0 | 0 | 130 | 0 | 0 | 0 | 130 | 0 | 121 | 121 | 0 | 0 | 123.7806 | 123.7806 | 0 | 0 | 115.4285 | 115.4285 | 0 | 0 | 0 | 117.8587 | 120.7834 | 123.7806 | 126.8522 | 130 | 110.1136 | 112.7397 | 115.4285 | 118.1814 | 121 | 0 | 0 | 0 | 0 | 0 | 131.3735 | 132.7614 | 134.1641 | 133.282 | 132.4057 | 131.9829 | 131.5614 | 131.1413 | 130.7225 | 130.3051 | 131.269 | 132.24 | 133.2181 | 134.2035 | 135.1962 | 135.7412 | 136.2861 | 136.8311 | 137.3761 | 137.921 | 138.3677 | 138.8144 | 139.2611 | 139.7078 | 140.1545 | 122.2784 | 123.5703 | 124.8758 | 124.0548 | 123.2392 | 122.8456 | 122.4533 | 122.0623 | 121.6725 | 121.284 | 122.1811 | 123.0849 | 123.9953 | 124.9125 | 125.8365 | 126.3437 | 126.851 | 127.3582 | 127.8654 | 128.3726 | 128.7884 | 129.2042 | 129.6199 | 130.0357 | 130.4515 | 0 | 0 | 0 | 0 | 0 | 0 | 0 | 0 | 0 | 0 | 0 | 0 | 0 | 0 | 0 | 0 | 0 | 0 | 0 | 0 | 0 | 0 | 0 | 0 | 0 | 0 | 0 | 0 | 0 | 0 | 0 | 0 | 0 | 0 | 0 | 0 | 0 | 0 | 0 | 0 | 0 | 0 | 0 | 0 | 0 | 0 | 0 | 0 | 0 | 0 | 0 | 0 | 0 | 0 | 0 | 0 | 0 | 0 | 0 | 0 | 0 | 0 | 0 | 0 | 0 | 0 | 0 | 0 | 0 | 0 | 0 | 0 | 0 | 0 | 0
109 | 99 | 109,99 | 99712 | Fairbanks | Y | 178 | 89 | 77 | 12 | 0 | 134 | 134 | 3 | 0 | 0 | 137 | 0 | 2028.2388 | 2028.2388 | 4921.6667 | 0 | 0 | 2091.5985 | 271784 | 14765 | 0 | 89 | 0 | 3 | 0 | 92 | 0 | 77 | 77 | 0 | 0 | 80.9112 | 80.9112 | 0 | 0 | 70.259 | 70.259 | 0 | 2.7895 | 0 | 73.5575 | 77.1468 | 80.9112 | 84.8593 | 89 | 64.1081 | 67.1131 | 70.259 | 73.5523 | 77 | 2.5938 | 2.6899 | 2.7895 | 2.8928 | 3 | 91.1821 | 93.4176 | 95.708 | 95.0788 | 94.4537 | 94.1521 | 93.8514 | 93.5517 | 93.253 | 92.9552 | 93.6428 | 94.3354 | 95.0332 | 95.7362 | 96.4443 | 96.8331 | 97.2218 | 97.6106 | 97.9993 | 98.3881 | 98.7068 | 99.0254 | 99.3441 | 99.6627 | 99.9814 | 78.8879 | 80.822 | 82.8036 | 82.2592 | 81.7184 | 81.4574 | 81.1973 | 80.938 | 80.6795 | 80.4219 | 81.0168 | 81.6161 | 82.2198 | 82.8279 | 83.4406 | 83.777 | 84.1133 | 84.4496 | 84.786 | 85.1223 | 85.398 | 85.6737 | 85.9494 | 86.2251 | 86.5008 | 3.0736 | 3.1489 | 3.2261 | 3.2049 | 3.1838 | 3.1737 | 3.1635 | 3.1534 | 3.1434 | 3.1333 | 3.1565 | 3.1798 | 3.2034 | 3.2271 | 3.2509 | 3.264 | 3.2771 | 3.2902 | 3.3033 | 3.3165 | 3.3272 | 3.3379 | 3.3487 | 3.3594 | 3.3702 | 0 | 0 | 0 | 0 | 0 | 0 | 0 | 0 | 0 | 0 | 0 | 0 | 0 | 0 | 0 | 0 | 0 | 0 | 0 | 0 | 0 | 0 | 0 | 0 | 0 | 0 | 0 | 0 | 0 | 0 | 0 | 0 | 0 | 0 | 0 | 0 | 0 | 0 | 0 | 0 | 0 | 0 | 0 | 0 | 0 | 0 | 0 | 0 | 0 | 0
110 | 99 | 110,99 | 99712 | Fairbanks | Y | 394 | 168 | 160 | 8 | 0 | 62 | 62 | 0 | 0 | 0 | 62 | 0 | 2454.9839 | 2454.9839 | 0 | 0 | 0 | 2454.9839 | 152209 | 0 | 0 | 168 | 0 | 0 | 0 | 168 | 0 | 160 | 160 | 0 | 0 | 152.7312 | 152.7312 | 0 | 0 | 145.9927 | 145.9927 | 0 | 0 | 0 | 138.8501 | 145.6253 | 152.7312 | 160.1838 | 168 | 133.2116 | 139.4558 | 145.9927 | 152.8359 | 160 | 0 | 0 | 0 | 0 | 0 | 172.119 | 176.3389 | 180.6623 | 179.4746 | 178.2946 | 177.7252 | 177.1577 | 176.592 | 176.0281 | 175.466 | 176.7639 | 178.0714 | 179.3886 | 180.7155 | 182.0523 | 182.7861 | 183.5199 | 184.2537 | 184.9875 | 185.7214 | 186.3229 | 186.9244 | 187.5259 | 188.1274 | 188.7289 | 163.9228 | 167.9418 | 172.0594 | 170.9282 | 169.8044 | 169.2621 | 168.7216 | 168.1828 | 167.6458 | 167.1104 | 168.3465 | 169.5918 | 170.8463 | 172.11 | 173.3831 | 174.082 | 174.7809 | 175.4797 | 176.1786 | 176.8775 | 177.4503 | 178.0232 | 178.5961 | 179.169 | 179.7418 | 0 | 0 | 0 | 0 | 0 | 0 | 0 | 0 | 0 | 0 | 0 | 0 | 0 | 0 | 0 | 0 | 0 | 0 | 0 | 0 | 0 | 0 | 0 | 0 | 0 | 0 | 0 | 0 | 0 | 0 | 0 | 0 | 0 | 0 | 0 | 0 | 0 | 0 | 0 | 0 | 0 | 0 | 0 | 0 | 0 | 0 | 0 | 0 | 0 | 0 | 0 | 0 | 0 | 0 | 0 | 0 | 0 | 0 | 0 | 0 | 0 | 0 | 0 | 0 | 0 | 0 | 0 | 0 | 0 | 0 | 0 | 0 | 0 | 0 | 0
111 | 99 | 111,99 | 99712 | Fairbanks | Y | 757 | 291 | 270 | 21 | 0 | 264 | 264 | 0 | 0 | 0 | 264 | 0 | 2424.9508 | 2424.9508 | 0 | 0 | 0 | 2424.9508 | 640187 | 0 | 0 | 291 | 0 | 0 | 0 | 291 | 0 | 270 | 270 | 0 | 0 | 264.5522 | 264.5522 | 0 | 0 | 246.3626 | 246.3626 | 0 | 0 | 0 | 240.5082 | 252.2439 | 264.5522 | 277.4612 | 291 | 224.7946 | 235.3316 | 246.3626 | 257.9107 | 270 | 0 | 0 | 0 | 0 | 0 | 294.9774 | 299.0093 | 303.0962 | 301.1034 | 299.1238 | 298.1686 | 297.2165 | 296.2674 | 295.3213 | 294.3782 | 296.5557 | 298.7494 | 300.9592 | 303.1854 | 305.428 | 306.6592 | 307.8903 | 309.1214 | 310.3525 | 311.5837 | 312.5928 | 313.602 | 314.6111 | 315.6203 | 316.6294 | 273.6904 | 277.4313 | 281.2233 | 279.3743 | 277.5376 | 276.6513 | 275.7679 | 274.8872 | 274.0094 | 273.1344 | 275.1548 | 277.1901 | 279.2405 | 281.306 | 283.3868 | 284.5291 | 285.6714 | 286.8137 | 287.956 | 289.0982 | 290.0346 | 290.9709 | 291.9072 | 292.8436 | 293.7799 | 0 | 0 | 0 | 0 | 0 | 0 | 0 | 0 | 0 | 0 | 0 | 0 | 0 | 0 | 0 | 0 | 0 | 0 | 0 | 0 | 0 | 0 | 0 | 0 | 0 | 0 | 0 | 0 | 0 | 0 | 0 | 0 | 0 | 0 | 0 | 0 | 0 | 0 | 0 | 0 | 0 | 0 | 0 | 0 | 0 | 0 | 0 | 0 | 0 | 0 | 0 | 0 | 0 | 0 | 0 | 0 | 0 | 0 | 0 | 0 | 0 | 0 | 0 | 0 | 0 | 0 | 0 | 0 | 0 | 0 | 0 | 0 | 0 | 0 | 0
112 | 99 | 112,99 | 99712 | Fairbanks | Y | 265 | 97 | 91 | 6 | 0 | 69 | 69 | 1 | 0 | 0 | 70 | 0 | 2654.942 | 2654.942 | 3150 | 0 | 0 | 2662.0143 | 183191 | 3150 | 0 | 97 | 0 | 1 | 0 | 98 | 0 | 91 | 91 | 0 | 0 | 88.1841 | 88.1841 | 0 | 0 | 83.0333 | 83.0333 | 0 | 0.92984 | 0 | 80.1694 | 84.0813 | 88.1841 | 92.4871 | 97 | 75.7641 | 79.3155 | 83.0333 | 86.9254 | 91 | 0.8646 | 0.89663 | 0.92984 | 0.96428 | 1 | 98.9386 | 100.9159 | 102.9327 | 102.2559 | 101.5837 | 101.2593 | 100.9359 | 100.6136 | 100.2923 | 99.972 | 100.7115 | 101.4565 | 102.2069 | 102.963 | 103.7246 | 104.1427 | 104.5608 | 104.9789 | 105.397 | 105.8151 | 106.1578 | 106.5005 | 106.8432 | 107.1859 | 107.5286 | 92.8186 | 94.6736 | 96.5657 | 95.9308 | 95.3001 | 94.9958 | 94.6925 | 94.3901 | 94.0886 | 93.7882 | 94.4819 | 95.1808 | 95.8849 | 96.5941 | 97.3086 | 97.7009 | 98.0931 | 98.4853 | 98.8776 | 99.2698 | 99.5913 | 99.9128 | 100.2343 | 100.5559 | 100.8774 | 1.02 | 1.0404 | 1.0612 | 1.0542 | 1.0473 | 1.0439 | 1.0406 | 1.0373 | 1.0339 | 1.0306 | 1.0383 | 1.0459 | 1.0537 | 1.0615 | 1.0693 | 1.0736 | 1.0779 | 1.0823 | 1.0866 | 1.0909 | 1.0944 | 1.0979 | 1.1015 | 1.105 | 1.1085 | 0 | 0 | 0 | 0 | 0 | 0 | 0 | 0 | 0 | 0 | 0 | 0 | 0 | 0 | 0 | 0 | 0 | 0 | 0 | 0 | 0 | 0 | 0 | 0 | 0 | 0 | 0 | 0 | 0 | 0 | 0 | 0 | 0 | 0 | 0 | 0 | 0 | 0 | 0 | 0 | 0 | 0 | 0 | 0 | 0 | 0 | 0 | 0 | 0 | 0
113 | 99 | 113,99 | 99712 | Fairbanks | Y | 465 | 166 | 158 | 8 | 0 | 154 | 154 | 1 | 0 | 0 | 155 | 0 | 2728.1623 | 2728.1623 | 1416 | 0 | 0 | 2719.6968 | 420137 | 1416 | 0 | 166 | 0 | 1 | 0 | 167 | 0 | 158 | 158 | 0 | 0 | 150.913 | 150.913 | 0 | 0 | 144.1677 | 144.1677 | 0 | 0.92984 | 0 | 137.1971 | 143.8917 | 150.913 | 158.2768 | 166 | 131.5465 | 137.7126 | 144.1677 | 150.9255 | 158 | 0.8646 | 0.89663 | 0.92984 | 0.96428 | 1 | 169.3175 | 172.7014 | 176.1528 | 174.9947 | 173.8442 | 173.289 | 172.7357 | 172.1841 | 171.6342 | 171.0862 | 172.3517 | 173.6266 | 174.9109 | 176.2047 | 177.5081 | 178.2236 | 178.9391 | 179.6546 | 180.3701 | 181.0856 | 181.6721 | 182.2586 | 182.8451 | 183.4316 | 184.0181 | 161.1577 | 164.3784 | 167.6635 | 166.5612 | 165.4662 | 164.9378 | 164.4111 | 163.886 | 163.3627 | 162.841 | 164.0456 | 165.259 | 166.4814 | 167.7129 | 168.9534 | 169.6345 | 170.3155 | 170.9965 | 171.6775 | 172.3586 | 172.9168 | 173.475 | 174.0333 | 174.5915 | 175.1497 | 1.02 | 1.0404 | 1.0612 | 1.0542 | 1.0473 | 1.0439 | 1.0406 | 1.0373 | 1.0339 | 1.0306 | 1.0383 | 1.0459 | 1.0537 | 1.0615 | 1.0693 | 1.0736 | 1.0779 | 1.0823 | 1.0866 | 1.0909 | 1.0944 | 1.0979 | 1.1015 | 1.105 | 1.1085 | 0 | 0 | 0 | 0 | 0 | 0 | 0 | 0 | 0 | 0 | 0 | 0 | 0 | 0 | 0 | 0 | 0 | 0 | 0 | 0 | 0 | 0 | 0 | 0 | 0 | 0 | 0 | 0 | 0 | 0 | 0 | 0 | 0 | 0 | 0 | 0 | 0 | 0 | 0 | 0 | 0 | 0 | 0 | 0 | 0 | 0 | 0 | 0 | 0 | 0
114 | 99 | 114,99 | 99712 | Fairbanks | Y | 46 | 19 | 17 | 2 | 0 | 112 | 112 | 0 | 0 | 0 | 112 | 0 | 2620.9554 | 2620.9554 | 0 | 0 | 0 | 2620.9554 | 293547 | 0 | 0 | 19 | 0 | 0 | 0 | 19 | 0 | 17 | 17 | 0 | 0 | 17.2732 | 17.2732 | 0 | 0 | 15.5117 | 15.5117 | 0 | 0 | 0 | 15.7033 | 16.4695 | 17.2732 | 18.116 | 19 | 14.1537 | 14.8172 | 15.5117 | 16.2388 | 17 | 0 | 0 | 0 | 0 | 0 | 19.1799 | 19.3615 | 19.5449 | 19.4164 | 19.2887 | 19.2271 | 19.1657 | 19.1045 | 19.0435 | 18.9827 | 19.1231 | 19.2646 | 19.4071 | 19.5506 | 19.6952 | 19.7746 | 19.854 | 19.9334 | 20.0128 | 20.0922 | 20.1573 | 20.2223 | 20.2874 | 20.3525 | 20.4176 | 17.161 | 17.3235 | 17.4875 | 17.3725 | 17.2583 | 17.2032 | 17.1483 | 17.0935 | 17.0389 | 16.9845 | 17.1102 | 17.2367 | 17.3642 | 17.4927 | 17.6221 | 17.6931 | 17.7641 | 17.8352 | 17.9062 | 17.9772 | 18.0354 | 18.0937 | 18.1519 | 18.2101 | 18.2683 | 0 | 0 | 0 | 0 | 0 | 0 | 0 | 0 | 0 | 0 | 0 | 0 | 0 | 0 | 0 | 0 | 0 | 0 | 0 | 0 | 0 | 0 | 0 | 0 | 0 | 0 | 0 | 0 | 0 | 0 | 0 | 0 | 0 | 0 | 0 | 0 | 0 | 0 | 0 | 0 | 0 | 0 | 0 | 0 | 0 | 0 | 0 | 0 | 0 | 0 | 0 | 0 | 0 | 0 | 0 | 0 | 0 | 0 | 0 | 0 | 0 | 0 | 0 | 0 | 0 | 0 | 0 | 0 | 0 | 0 | 0 | 0 | 0 | 0 | 0
115 | 99 | 115,99 | 99712 | Fairbanks | Y | 246 | 91 | 86 | 5 | 0 | 62 | 62 | 0 | 0 | 0 | 62 | 0 | 2216.8226 | 2216.8226 | 0 | 0 | 0 | 2216.8226 | 137443 | 0 | 0 | 91 | 0 | 0 | 0 | 91 | 0 | 86 | 86 | 0 | 0 | 82.7294 | 82.7294 | 0 | 0 | 78.4711 | 78.4711 | 0 | 0 | 0 | 75.2105 | 78.8804 | 82.7294 | 86.7662 | 91 | 71.6012 | 74.9575 | 78.4711 | 82.1493 | 86 | 0 | 0 | 0 | 0 | 0 | 91.8617 | 92.7316 | 93.6097 | 92.9942 | 92.3828 | 92.0878 | 91.7938 | 91.5006 | 91.2084 | 90.9172 | 91.5897 | 92.2672 | 92.9497 | 93.6372 | 94.3299 | 94.7101 | 95.0903 | 95.4705 | 95.8508 | 96.231 | 96.5427 | 96.8543 | 97.166 | 97.4777 | 97.7894 | 86.8144 | 87.6364 | 88.4663 | 87.8847 | 87.3069 | 87.0281 | 86.7501 | 86.4731 | 86.197 | 85.9217 | 86.5573 | 87.1976 | 87.8426 | 88.4923 | 89.1469 | 89.5062 | 89.8656 | 90.2249 | 90.5842 | 90.9436 | 91.2381 | 91.5327 | 91.8272 | 92.1218 | 92.4163 | 0 | 0 | 0 | 0 | 0 | 0 | 0 | 0 | 0 | 0 | 0 | 0 | 0 | 0 | 0 | 0 | 0 | 0 | 0 | 0 | 0 | 0 | 0 | 0 | 0 | 0 | 0 | 0 | 0 | 0 | 0 | 0 | 0 | 0 | 0 | 0 | 0 | 0 | 0 | 0 | 0 | 0 | 0 | 0 | 0 | 0 | 0 | 0 | 0 | 0 | 0 | 0 | 0 | 0 | 0 | 0 | 0 | 0 | 0 | 0 | 0 | 0 | 0 | 0 | 0 | 0 | 0 | 0 | 0 | 0 | 0 | 0 | 0 | 0 | 0
116 | 99 | 116,99 | 99712 | Fairbanks | Y | 359 | 151 | 140 | 11 | 0 | 103 | 103 | 0 | 0 | 0 | 103 | 0 | 2502.2524 | 2502.2524 | 0 | 0 | 0 | 2502.2524 | 257732 | 0 | 0 | 151 | 0 | 0 | 0 | 151 | 0 | 140 | 140 | 0 | 0 | 137.2763 | 137.2763 | 0 | 0 | 127.7436 | 127.7436 | 0 | 0 | 0 | 124.7998 | 130.8894 | 137.2763 | 143.9747 | 151 | 116.5602 | 122.0238 | 127.7436 | 133.7314 | 140 | 0 | 0 | 0 | 0 | 0 | 152.4299 | 153.8733 | 155.3303 | 154.3091 | 153.2946 | 152.8051 | 152.3171 | 151.8307 | 151.3459 | 150.8626 | 151.9785 | 153.1027 | 154.2352 | 155.3761 | 156.5254 | 157.1563 | 157.7872 | 158.4181 | 159.0491 | 159.68 | 160.1972 | 160.7143 | 161.2315 | 161.7487 | 162.2659 | 141.3257 | 142.664 | 144.0149 | 143.068 | 142.1274 | 141.6736 | 141.2212 | 140.7702 | 140.3207 | 139.8726 | 140.9072 | 141.9495 | 142.9995 | 144.0573 | 145.1229 | 145.7078 | 146.2928 | 146.8777 | 147.4627 | 148.0477 | 148.5272 | 149.0067 | 149.4862 | 149.9657 | 150.4452 | 0 | 0 | 0 | 0 | 0 | 0 | 0 | 0 | 0 | 0 | 0 | 0 | 0 | 0 | 0 | 0 | 0 | 0 | 0 | 0 | 0 | 0 | 0 | 0 | 0 | 0 | 0 | 0 | 0 | 0 | 0 | 0 | 0 | 0 | 0 | 0 | 0 | 0 | 0 | 0 | 0 | 0 | 0 | 0 | 0 | 0 | 0 | 0 | 0 | 0 | 0 | 0 | 0 | 0 | 0 | 0 | 0 | 0 | 0 | 0 | 0 | 0 | 0 | 0 | 0 | 0 | 0 | 0 | 0 | 0 | 0 | 0 | 0 | 0 | 0
117 | 99 | 117,99 | 99712 | Fairbanks | Y | 125 | 51 | 48 | 3 | 0 | 42 | 42 | 0 | 0 | 0 | 42 | 0 | 2520.2381 | 2520.2381 | 0 | 0 | 0 | 2520.2381 | 105850 | 0 | 0 | 51 | 0 | 0 | 0 | 51 | 0 | 48 | 48 | 0 | 0 | 46.3648 | 46.3648 | 0 | 0 | 43.7978 | 43.7978 | 0 | 0 | 0 | 42.1509 | 44.2077 | 46.3648 | 48.6272 | 51 | 39.9635 | 41.8367 | 43.7978 | 45.8508 | 48 | 0 | 0 | 0 | 0 | 0 | 51.4722 | 51.9488 | 52.4298 | 52.0851 | 51.7426 | 51.5774 | 51.4127 | 51.2485 | 51.0849 | 50.9217 | 51.2984 | 51.6779 | 52.0601 | 52.4452 | 52.8331 | 53.0461 | 53.2591 | 53.472 | 53.685 | 53.8979 | 54.0725 | 54.2471 | 54.4216 | 54.5962 | 54.7708 | 48.4444 | 48.893 | 49.3457 | 49.0212 | 48.6989 | 48.5434 | 48.3884 | 48.2339 | 48.0799 | 47.9263 | 48.2808 | 48.638 | 48.9978 | 49.3602 | 49.7253 | 49.9257 | 50.1262 | 50.3266 | 50.527 | 50.7275 | 50.8918 | 51.0561 | 51.2204 | 51.3847 | 51.549 | 0 | 0 | 0 | 0 | 0 | 0 | 0 | 0 | 0 | 0 | 0 | 0 | 0 | 0 | 0 | 0 | 0 | 0 | 0 | 0 | 0 | 0 | 0 | 0 | 0 | 0 | 0 | 0 | 0 | 0 | 0 | 0 | 0 | 0 | 0 | 0 | 0 | 0 | 0 | 0 | 0 | 0 | 0 | 0 | 0 | 0 | 0 | 0 | 0 | 0 | 0 | 0 | 0 | 0 | 0 | 0 | 0 | 0 | 0 | 0 | 0 | 0 | 0 | 0 | 0 | 0 | 0 | 0 | 0 | 0 | 0 | 0 | 0 | 0 | 0
121 | 99 | 121,99 | 99712 | - | N | 74 | 34 | 28 | 6 | 0 | 35 | 35 | 0 | 0 | 0 | 35 | 0 | 2755.7143 | 2755.7143 | 0 | 0 | 0 | 2755.7143 | 96450 | 0 | 0 | 34 | 0 | 0 | 0 | 34 | 0 | 28 | 28 | 0 | 0 | 30.9099 | 30.9099 | 0 | 0 | 25.5487 | 25.5487 | 0 | 0 | 0 | 28.1006 | 29.4718 | 30.9099 | 32.4181 | 34 | 23.312 | 24.4048 | 25.5487 | 26.7463 | 28 | 0 | 0 | 0 | 0 | 0 | 34.3148 | 34.6325 | 34.9532 | 34.7234 | 34.4951 | 34.3849 | 34.2751 | 34.1657 | 34.0566 | 33.9478 | 34.1989 | 34.4519 | 34.7067 | 34.9635 | 35.2221 | 35.3641 | 35.506 | 35.648 | 35.79 | 35.932 | 36.0483 | 36.1647 | 36.2811 | 36.3975 | 36.5138 | 28.2592 | 28.5209 | 28.785 | 28.5957 | 28.4077 | 28.317 | 28.2266 | 28.1364 | 28.0466 | 27.957 | 28.1638 | 28.3722 | 28.582 | 28.7934 | 29.0064 | 29.1233 | 29.2403 | 29.3572 | 29.4741 | 29.591 | 29.6869 | 29.7827 | 29.8785 | 29.9744 | 30.0702 | 0 | 0 | 0 | 0 | 0 | 0 | 0 | 0 | 0 | 0 | 0 | 0 | 0 | 0 | 0 | 0 | 0 | 0 | 0 | 0 | 0 | 0 | 0 | 0 | 0 | 0 | 0 | 0 | 0 | 0 | 0 | 0 | 0 | 0 | 0 | 0 | 0 | 0 | 0 | 0 | 0 | 0 | 0 | 0 | 0 | 0 | 0 | 0 | 0 | 0 | 0 | 0 | 0 | 0 | 0 | 0 | 0 | 0 | 0 | 0 | 0 | 0 | 0 | 0 | 0 | 0 | 0 | 0 | 0 | 0 | 0 | 0 | 0 | 0 | 0
134 | 99 | 134,99 | 99712 | - | N | 60 | 31 | 26 | 5 | 0 | 0 | 0 | 0 | 0 | 0 | 0 | 0 | 834.495 | 834.495 | 1408.3846 | 0 | 0 | 1365.174 | 0 | 0 | 0.71028 | 30.2494 | 0.040281 | 0 | 0 | 31 | 0.59572 | 25.3705 | 25.9662 | 0.033784 | 0.64573 | 27.5002 | 28.1459 | 0.03662 | 0.54357 | 23.1494 | 23.693 | 0.030826 | 0 | 0 | 25.5879 | 26.8364 | 28.1459 | 29.5193 | 30.9597 | 21.6188 | 22.6321 | 23.693 | 24.8036 | 25.9662 | 0 | 0 | 0 | 0 | 0 | 31.3516 | 31.7484 | 32.1503 | 31.9389 | 31.7289 | 31.6276 | 31.5266 | 31.426 | 31.3256 | 31.2256 | 31.4565 | 31.6892 | 31.9236 | 32.1598 | 32.3977 | 32.5282 | 32.6588 | 32.7894 | 32.92 | 33.0506 | 33.1576 | 33.2647 | 33.3717 | 33.4788 | 33.5858 | 26.2949 | 26.6277 | 26.9648 | 26.7875 | 26.6114 | 26.5264 | 26.4417 | 26.3573 | 26.2731 | 26.1892 | 26.3829 | 26.5781 | 26.7747 | 26.9727 | 27.1722 | 27.2818 | 27.3913 | 27.5008 | 27.6103 | 27.7199 | 27.8096 | 27.8994 | 27.9892 | 28.079 | 28.1688 | 0 | 0 | 0 | 0 | 0 | 0 | 0 | 0 | 0 | 0 | 0 | 0 | 0 | 0 | 0 | 0 | 0 | 0 | 0 | 0 | 0 | 0 | 0 | 0 | 0 | 0.040791 | 0.041307 | 0.04183 | 0.041555 | 0.041281 | 0.04115 | 0.041018 | 0.040887 | 0.040757 | 0.040627 | 0.040927 | 0.04123 | 0.041535 | 0.041842 | 0.042152 | 0.042321 | 0.042491 | 0.042661 | 0.042831 | 0.043001 | 0.04314 | 0.04328 | 0.043419 | 0.043558 | 0.043697 | 0 | 0 | 0 | 0 | 0 | 0 | 0 | 0 | 0 | 0 | 0 | 0 | 0 | 0 | 0 | 0 | 0 | 0 | 0 | 0 | 0 | 0 | 0 | 0 | 0
138 | 99 | 138,99 | 99712 | - | N | 115 | 58 | 52 | 6 | 0 | 0 | 0 | 0 | 0 | 0 | 0 | 0 | 834.495 | 834.495 | 1408.3846 | 0 | 0 | 1365.174 | 0 | 0 | 1.3289 | 56.5957 | 0.075364 | 0 | 0 | 58 | 1.1914 | 50.741 | 51.9324 | 0.067568 | 1.2081 | 51.452 | 52.6601 | 0.068514 | 1.0871 | 46.2988 | 47.386 | 0.061652 | 0 | 0 | 47.8741 | 50.2101 | 52.6601 | 55.2297 | 57.9246 | 43.2375 | 45.2642 | 47.386 | 49.6071 | 51.9324 | 0 | 0 | 0 | 0 | 0 | 58.6578 | 59.4003 | 60.1522 | 59.7567 | 59.3638 | 59.1743 | 58.9853 | 58.7969 | 58.6092 | 58.422 | 58.8542 | 59.2895 | 59.7281 | 60.1699 | 60.615 | 60.8593 | 61.1036 | 61.3479 | 61.5923 | 61.8366 | 62.0369 | 62.2372 | 62.4374 | 62.6377 | 62.838 | 52.5898 | 53.2555 | 53.9295 | 53.575 | 53.2228 | 53.0528 | 52.8834 | 52.7145 | 52.5462 | 52.3784 | 52.7658 | 53.1561 | 53.5493 | 53.9454 | 54.3445 | 54.5635 | 54.7826 | 55.0016 | 55.2207 | 55.4397 | 55.6193 | 55.7988 | 55.9784 | 56.1579 | 56.3375 | 0 | 0 | 0 | 0 | 0 | 0 | 0 | 0 | 0 | 0 | 0 | 0 | 0 | 0 | 0 | 0 | 0 | 0 | 0 | 0 | 0 | 0 | 0 | 0 | 0 | 0.076318 | 0.077284 | 0.078262 | 0.077747 | 0.077236 | 0.07699 | 0.076744 | 0.076499 | 0.076254 | 0.076011 | 0.076573 | 0.07714 | 0.07771 | 0.078285 | 0.078864 | 0.079182 | 0.0795 | 0.079818 | 0.080136 | 0.080454 | 0.080714 | 0.080975 | 0.081235 | 0.081496 | 0.081756 | 0 | 0 | 0 | 0 | 0 | 0 | 0 | 0 | 0 | 0 | 0 | 0 | 0 | 0 | 0 | 0 | 0 | 0 | 0 | 0 | 0 | 0 | 0 | 0 | 0
194 | 99 | 194,99 | 99712 | - | N | 19 | 30 | 9 | 21 | 0 | 0 | 0 | 0 | 0 | 0 | 0 | 0 | 834.495 | 834.495 | 1408.3846 | 0 | 0 | 1365.174 | 0 | 0 | 0.68737 | 29.2736 | 0.038981 | 0 | 0 | 30 | 0.20621 | 8.7821 | 8.9883 | 0.011694 | 0.6249 | 26.6131 | 27.238 | 0.035438 | 0.18816 | 8.0133 | 8.2014 | 0.010671 | 0 | 0 | 24.7624 | 25.9707 | 27.238 | 28.5671 | 29.961 | 7.4834 | 7.8342 | 8.2014 | 8.5859 | 8.9883 | 0 | 0 | 0 | 0 | 0 | 30.3403 | 30.7243 | 31.1132 | 30.9086 | 30.7054 | 30.6074 | 30.5096 | 30.4122 | 30.3151 | 30.2183 | 30.4418 | 30.667 | 30.8938 | 31.1224 | 31.3526 | 31.4789 | 31.6053 | 31.7317 | 31.8581 | 31.9845 | 32.088 | 32.1916 | 32.2952 | 32.3988 | 32.5024 | 9.1021 | 9.2173 | 9.334 | 9.2726 | 9.2116 | 9.1822 | 9.1529 | 9.1237 | 9.0945 | 9.0655 | 9.1325 | 9.2001 | 9.2682 | 9.3367 | 9.4058 | 9.4437 | 9.4816 | 9.5195 | 9.5574 | 9.5953 | 9.6264 | 9.6575 | 9.6886 | 9.7196 | 9.7507 | 0 | 0 | 0 | 0 | 0 | 0 | 0 | 0 | 0 | 0 | 0 | 0 | 0 | 0 | 0 | 0 | 0 | 0 | 0 | 0 | 0 | 0 | 0 | 0 | 0 | 0.039475 | 0.039974 | 0.04048 | 0.040214 | 0.03995 | 0.039822 | 0.039695 | 0.039568 | 0.039442 | 0.039316 | 0.039607 | 0.0399 | 0.040195 | 0.040492 | 0.040792 | 0.040956 | 0.041121 | 0.041285 | 0.041449 | 0.041614 | 0.041749 | 0.041883 | 0.042018 | 0.042153 | 0.042288 | 0 | 0 | 0 | 0 | 0 | 0 | 0 | 0 | 0 | 0 | 0 | 0 | 0 | 0 | 0 | 0 | 0 | 0 | 0 | 0 | 0 | 0 | 0 | 0 | 0
90 | 100 | 90,100 | 99709 | - | N | 2 | 1 | 1 | 0 | 0 | 18 | 18 | 0 | 0 | 0 | 18 | 0 | 1213.7222 | 1213.7222 | 0 | 0 | 0 | 1213.7222 | 21847 | 0 | 0 | 1 | 0 | 0 | 0 | 1 | 0 | 1 | 1 | 0 | 0 | 0.95216 | 0.95216 | 0 | 0 | 0.95395 | 0.95395 | 0 | 0 | 0 | 0.90661 | 0.9291 | 0.95216 | 0.97579 | 1 | 0.91003 | 0.93173 | 0.95395 | 0.97671 | 1 | 0 | 0 | 0 | 0 | 0 | 1.0051 | 1.0103 | 1.0154 | 1.0088 | 1.0021 | 0.99894 | 0.99575 | 0.99257 | 0.9894 | 0.98624 | 0.99353 | 1.0009 | 1.0083 | 1.0157 | 1.0233 | 1.0274 | 1.0315 | 1.0356 | 1.0398 | 1.0439 | 1.0473 | 1.0506 | 1.054 | 1.0574 | 1.0608 | 1.0051 | 1.0103 | 1.0154 | 1.0088 | 1.0021 | 0.99894 | 0.99575 | 0.99257 | 0.9894 | 0.98624 | 0.99353 | 1.0009 | 1.0083 | 1.0157 | 1.0233 | 1.0274 | 1.0315 | 1.0356 | 1.0398 | 1.0439 | 1.0473 | 1.0506 | 1.054 | 1.0574 | 1.0608 | 0 | 0 | 0 | 0 | 0 | 0 | 0 | 0 | 0 | 0 | 0 | 0 | 0 | 0 | 0 | 0 | 0 | 0 | 0 | 0 | 0 | 0 | 0 | 0 | 0 | 0 | 0 | 0 | 0 | 0 | 0 | 0 | 0 | 0 | 0 | 0 | 0 | 0 | 0 | 0 | 0 | 0 | 0 | 0 | 0 | 0 | 0 | 0 | 0 | 0 | 0 | 0 | 0 | 0 | 0 | 0 | 0 | 0 | 0 | 0 | 0 | 0 | 0 | 0 | 0 | 0 | 0 | 0 | 0 | 0 | 0 | 0 | 0 | 0 | 0
91 | 100 | 91,100 | 99709 | - | N | 43 | 35 | 21 | 14 | 0 | 4 | 4 | 0 | 0 | 0 | 4 | 0 | 629.25 | 629.25 | 0 | 0 | 0 | 629.25 | 2517 | 0 | 0 | 35 | 0 | 0 | 0 | 35 | 0 | 21 | 21 | 0 | 0 | 33.3255 | 33.3255 | 0 | 0 | 20.033 | 20.033 | 0 | 0 | 0 | 31.7312 | 32.5186 | 33.3255 | 34.1525 | 35 | 19.1106 | 19.5664 | 20.033 | 20.5108 | 21 | 0 | 0 | 0 | 0 | 0 | 35.1793 | 35.3595 | 35.5406 | 35.307 | 35.0748 | 34.9628 | 34.8512 | 34.7399 | 34.629 | 34.5184 | 34.7737 | 35.0309 | 35.2901 | 35.5511 | 35.8141 | 35.9584 | 36.1028 | 36.2471 | 36.3915 | 36.5359 | 36.6542 | 36.7725 | 36.8909 | 37.0092 | 37.1275 | 21.1076 | 21.2157 | 21.3244 | 21.1842 | 21.0449 | 20.9777 | 20.9107 | 20.8439 | 20.7774 | 20.711 | 20.8642 | 21.0186 | 21.174 | 21.3307 | 21.4884 | 21.5751 | 21.6617 | 21.7483 | 21.8349 | 21.9215 | 21.9925 | 22.0635 | 22.1345 | 22.2055 | 22.2765 | 0 | 0 | 0 | 0 | 0 | 0 | 0 | 0 | 0 | 0 | 0 | 0 | 0 | 0 | 0 | 0 | 0 | 0 | 0 | 0 | 0 | 0 | 0 | 0 | 0 | 0 | 0 | 0 | 0 | 0 | 0 | 0 | 0 | 0 | 0 | 0 | 0 | 0 | 0 | 0 | 0 | 0 | 0 | 0 | 0 | 0 | 0 | 0 | 0 | 0 | 0 | 0 | 0 | 0 | 0 | 0 | 0 | 0 | 0 | 0 | 0 | 0 | 0 | 0 | 0 | 0 | 0 | 0 | 0 | 0 | 0 | 0 | 0 | 0 | 0
93 | 100 | 93,100 | 99709 | - | N | 5 | 7 | 4 | 3 | 0 | 11 | 11 | 0 | 0 | 0 | 11 | 0 | 2034.1818 | 2034.1818 | 0 | 0 | 0 | 2034.1818 | 22376 | 0 | 0 | 7 | 0 | 0 | 0 | 7 | 0 | 4 | 4 | 0 | 0 | 6.6651 | 6.6651 | 0 | 0 | 3.8158 | 3.8158 | 0 | 0 | 0 | 6.3462 | 6.5037 | 6.6651 | 6.8305 | 7 | 3.6401 | 3.7269 | 3.8158 | 3.9068 | 4 | 0 | 0 | 0 | 0 | 0 | 7.0359 | 7.0719 | 7.1081 | 7.0614 | 7.015 | 6.9926 | 6.9702 | 6.948 | 6.9258 | 6.9037 | 6.9547 | 7.0062 | 7.058 | 7.1102 | 7.1628 | 7.1917 | 7.2206 | 7.2494 | 7.2783 | 7.3072 | 7.3308 | 7.3545 | 7.3782 | 7.4018 | 7.4255 | 4.0205 | 4.0411 | 4.0618 | 4.0351 | 4.0086 | 3.9958 | 3.983 | 3.9703 | 3.9576 | 3.945 | 3.9741 | 4.0035 | 4.0331 | 4.063 | 4.093 | 4.1095 | 4.126 | 4.1425 | 4.159 | 4.1755 | 4.1891 | 4.2026 | 4.2161 | 4.2296 | 4.2431 | 0 | 0 | 0 | 0 | 0 | 0 | 0 | 0 | 0 | 0 | 0 | 0 | 0 | 0 | 0 | 0 | 0 | 0 | 0 | 0 | 0 | 0 | 0 | 0 | 0 | 0 | 0 | 0 | 0 | 0 | 0 | 0 | 0 | 0 | 0 | 0 | 0 | 0 | 0 | 0 | 0 | 0 | 0 | 0 | 0 | 0 | 0 | 0 | 0 | 0 | 0 | 0 | 0 | 0 | 0 | 0 | 0 | 0 | 0 | 0 | 0 | 0 | 0 | 0 | 0 | 0 | 0 | 0 | 0 | 0 | 0 | 0 | 0 | 0 | 0
94 | 100 | 94,100 | 99709 | - | N | 61 | 28 | 25 | 3 | 0 | 28 | 28 | 0 | 0 | 0 | 28 | 0 | 1820.8929 | 1820.8929 | 0 | 0 | 0 | 1820.8929 | 50985 | 0 | 0 | 28 | 0 | 0 | 0 | 28 | 0 | 25 | 25 | 0 | 0 | 26.6604 | 26.6604 | 0 | 0 | 23.8489 | 23.8489 | 0 | 0 | 0 | 25.385 | 26.0149 | 26.6604 | 27.322 | 28 | 22.7507 | 23.2933 | 23.8489 | 24.4177 | 25 | 0 | 0 | 0 | 0 | 0 | 28.1434 | 28.2876 | 28.4325 | 28.2456 | 28.0599 | 27.9703 | 27.881 | 27.7919 | 27.7032 | 27.6147 | 27.819 | 28.0247 | 28.232 | 28.4409 | 28.6513 | 28.7667 | 28.8822 | 28.9977 | 29.1132 | 29.2287 | 29.3234 | 29.418 | 29.5127 | 29.6074 | 29.702 | 25.1281 | 25.2568 | 25.3862 | 25.2193 | 25.0535 | 24.9735 | 24.8937 | 24.8142 | 24.735 | 24.656 | 24.8384 | 25.0221 | 25.2072 | 25.3936 | 25.5815 | 25.6846 | 25.7877 | 25.8908 | 25.9939 | 26.097 | 26.1816 | 26.2661 | 26.3506 | 26.4351 | 26.5197 | 0 | 0 | 0 | 0 | 0 | 0 | 0 | 0 | 0 | 0 | 0 | 0 | 0 | 0 | 0 | 0 | 0 | 0 | 0 | 0 | 0 | 0 | 0 | 0 | 0 | 0 | 0 | 0 | 0 | 0 | 0 | 0 | 0 | 0 | 0 | 0 | 0 | 0 | 0 | 0 | 0 | 0 | 0 | 0 | 0 | 0 | 0 | 0 | 0 | 0 | 0 | 0 | 0 | 0 | 0 | 0 | 0 | 0 | 0 | 0 | 0 | 0 | 0 | 0 | 0 | 0 | 0 | 0 | 0 | 0 | 0 | 0 | 0 | 0 | 0
101 | 100 | 101,100 | 99709 | Fairbanks | Y | 7 | 8 | 6 | 2 | 0 | 14 | 14 | 0 | 0 | 0 | 14 | 0 | 1230.2857 | 1230.2857 | 0 | 0 | 0 | 1230.2857 | 17224 | 0 | 0 | 8 | 0 | 0 | 0 | 8 | 0 | 6 | 6 | 0 | 0 | 7.6173 | 7.6173 | 0 | 0 | 5.7237 | 5.7237 | 0 | 0 | 0 | 7.2528 | 7.4328 | 7.6173 | 7.8063 | 8 | 5.4602 | 5.5904 | 5.7237 | 5.8602 | 6 | 0 | 0 | 0 | 0 | 0 | 8.041 | 8.0822 | 8.1236 | 8.0702 | 8.0171 | 7.9915 | 7.966 | 7.9405 | 7.9152 | 7.8899 | 7.9483 | 8.0071 | 8.0663 | 8.126 | 8.1861 | 8.2191 | 8.2521 | 8.2851 | 8.3181 | 8.3511 | 8.3781 | 8.4052 | 8.4322 | 8.4592 | 8.4863 | 6.0307 | 6.0616 | 6.0927 | 6.0526 | 6.0128 | 5.9936 | 5.9745 | 5.9554 | 5.9364 | 5.9174 | 5.9612 | 6.0053 | 6.0497 | 6.0945 | 6.1396 | 6.1643 | 6.189 | 6.2138 | 6.2385 | 6.2633 | 6.2836 | 6.3039 | 6.3241 | 6.3444 | 6.3647 | 0 | 0 | 0 | 0 | 0 | 0 | 0 | 0 | 0 | 0 | 0 | 0 | 0 | 0 | 0 | 0 | 0 | 0 | 0 | 0 | 0 | 0 | 0 | 0 | 0 | 0 | 0 | 0 | 0 | 0 | 0 | 0 | 0 | 0 | 0 | 0 | 0 | 0 | 0 | 0 | 0 | 0 | 0 | 0 | 0 | 0 | 0 | 0 | 0 | 0 | 0 | 0 | 0 | 0 | 0 | 0 | 0 | 0 | 0 | 0 | 0 | 0 | 0 | 0 | 0 | 0 | 0 | 0 | 0 | 0 | 0 | 0 | 0 | 0 | 0
102 | 100 | 102,100 | 99709 | Fairbanks | Y | 277 | 123 | 112 | 11 | 0 | 87 | 87 | 0 | 0 | 0 | 87 | 0 | 1911.6207 | 1911.6207 | 0 | 0 | 0 | 1911.6207 | 166311 | 0 | 0 | 123 | 0 | 0 | 0 | 123 | 0 | 112 | 112 | 0 | 0 | 117.1155 | 117.1155 | 0 | 0 | 106.8429 | 106.8429 | 0 | 0 | 0 | 111.5125 | 114.2797 | 117.1155 | 120.0217 | 123 | 101.9233 | 104.3541 | 106.8429 | 109.3911 | 112 | 0 | 0 | 0 | 0 | 0 | 123.6301 | 124.2634 | 124.8999 | 124.0788 | 123.263 | 122.8694 | 122.477 | 122.0859 | 121.6961 | 121.3075 | 122.2048 | 123.1087 | 124.0193 | 124.9367 | 125.8609 | 126.3682 | 126.8755 | 127.3828 | 127.8902 | 128.3975 | 128.8133 | 129.2292 | 129.645 | 130.0609 | 130.4767 | 112.5737 | 113.1504 | 113.73 | 112.9823 | 112.2395 | 111.8811 | 111.5238 | 111.1677 | 110.8127 | 110.4588 | 111.2759 | 112.099 | 112.9282 | 113.7635 | 114.605 | 115.067 | 115.5289 | 115.9909 | 116.4528 | 116.9148 | 117.2934 | 117.6721 | 118.0508 | 118.4294 | 118.8081 | 0 | 0 | 0 | 0 | 0 | 0 | 0 | 0 | 0 | 0 | 0 | 0 | 0 | 0 | 0 | 0 | 0 | 0 | 0 | 0 | 0 | 0 | 0 | 0 | 0 | 0 | 0 | 0 | 0 | 0 | 0 | 0 | 0 | 0 | 0 | 0 | 0 | 0 | 0 | 0 | 0 | 0 | 0 | 0 | 0 | 0 | 0 | 0 | 0 | 0 | 0 | 0 | 0 | 0 | 0 | 0 | 0 | 0 | 0 | 0 | 0 | 0 | 0 | 0 | 0 | 0 | 0 | 0 | 0 | 0 | 0 | 0 | 0 | 0 | 0
103 | 100 | 103,100 | 99709 | Fairbanks | Y | 64 | 53 | 40 | 13 | 1 | 45 | 46 | 4 | 0 | 0 | 50 | 6656 | 1555.2222 | 1666.1087 | 3280 | 0 | 0 | 1795.22 | 76641 | 13120 | 1.1522 | 51.8478 | 0 | 4 | 0 | 57 | 0.86957 | 39.1304 | 40 | 0 | 1.0971 | 49.3673 | 50.4644 | 0 | 0.82953 | 37.3287 | 38.1582 | 0 | 3.8387 | 0 | 48.0501 | 49.2425 | 50.4644 | 51.7167 | 53 | 36.4012 | 37.2693 | 38.1582 | 39.0682 | 40 | 3.6838 | 3.7605 | 3.8387 | 3.9185 | 4 | 53.2715 | 53.5444 | 53.8187 | 53.4648 | 53.1133 | 52.9437 | 52.7747 | 52.6061 | 52.4381 | 52.2707 | 52.6573 | 53.0468 | 53.4392 | 53.8345 | 54.2327 | 54.4513 | 54.6699 | 54.8885 | 55.1071 | 55.3257 | 55.5049 | 55.6841 | 55.8633 | 56.0425 | 56.2217 | 40.2049 | 40.4109 | 40.6179 | 40.3508 | 40.0855 | 39.9575 | 39.8299 | 39.7027 | 39.576 | 39.4496 | 39.7414 | 40.0354 | 40.3315 | 40.6298 | 40.9304 | 41.0953 | 41.2603 | 41.4253 | 41.5903 | 41.7553 | 41.8905 | 42.0258 | 42.161 | 42.2962 | 42.4315 | 4.0205 | 4.0411 | 4.0618 | 4.0351 | 4.0086 | 3.9958 | 3.983 | 3.9703 | 3.9576 | 3.945 | 3.9741 | 4.0035 | 4.0331 | 4.063 | 4.093 | 4.1095 | 4.126 | 4.1425 | 4.159 | 4.1755 | 4.1891 | 4.2026 | 4.2161 | 4.2296 | 4.2431 | 0 | 0 | 0 | 0 | 0 | 0 | 0 | 0 | 0 | 0 | 0 | 0 | 0 | 0 | 0 | 0 | 0 | 0 | 0 | 0 | 0 | 0 | 0 | 0 | 0 | 0 | 0 | 0 | 0 | 0 | 0 | 0 | 0 | 0 | 0 | 0 | 0 | 0 | 0 | 0 | 0 | 0 | 0 | 0 | 0 | 0 | 0 | 0 | 0 | 0
104 | 100 | 104,100 | 99709 | Fairbanks | Y | 171 | 105 | 90 | 15 | 0 | 115 | 115 | 0 | 0 | 0 | 115 | 0 | 1133.0261 | 1133.0261 | 0 | 0 | 0 | 1133.0261 | 130298 | 0 | 0 | 105 | 0 | 0 | 0 | 105 | 0 | 90 | 90 | 0 | 0 | 99.9766 | 99.9766 | 0 | 0 | 85.8559 | 85.8559 | 0 | 0 | 0 | 95.1936 | 97.5558 | 99.9766 | 102.4575 | 105 | 81.9026 | 83.856 | 85.8559 | 87.9035 | 90 | 0 | 0 | 0 | 0 | 0 | 105.5379 | 106.0785 | 106.6219 | 105.9209 | 105.2245 | 104.8885 | 104.5536 | 104.2197 | 103.8869 | 103.5551 | 104.3211 | 105.0928 | 105.8702 | 106.6533 | 107.4422 | 107.8753 | 108.3084 | 108.7414 | 109.1745 | 109.6076 | 109.9626 | 110.3176 | 110.6726 | 111.0276 | 111.3826 | 90.461 | 90.9244 | 91.3902 | 90.7894 | 90.1925 | 89.9044 | 89.6173 | 89.3312 | 89.0459 | 88.7616 | 89.4181 | 90.0795 | 90.7459 | 91.4171 | 92.0933 | 92.4645 | 92.8357 | 93.2069 | 93.5782 | 93.9494 | 94.2537 | 94.5579 | 94.8622 | 95.1665 | 95.4708 | 0 | 0 | 0 | 0 | 0 | 0 | 0 | 0 | 0 | 0 | 0 | 0 | 0 | 0 | 0 | 0 | 0 | 0 | 0 | 0 | 0 | 0 | 0 | 0 | 0 | 0 | 0 | 0 | 0 | 0 | 0 | 0 | 0 | 0 | 0 | 0 | 0 | 0 | 0 | 0 | 0 | 0 | 0 | 0 | 0 | 0 | 0 | 0 | 0 | 0 | 0 | 0 | 0 | 0 | 0 | 0 | 0 | 0 | 0 | 0 | 0 | 0 | 0 | 0 | 0 | 0 | 0 | 0 | 0 | 0 | 0 | 0 | 0 | 0 | 0
109 | 100 | 109,100 | 99712 | Fairbanks | Y | 38 | 14 | 14 | 0 | 0 | 74 | 74 | 0 | 0 | 0 | 74 | 0 | 3187.2703 | 3187.2703 | 0 | 0 | 0 | 3187.2703 | 235858 | 0 | 0 | 14 | 0 | 0 | 0 | 14 | 0 | 14 | 14 | 0 | 0 | 12.7276 | 12.7276 | 0 | 0 | 12.7744 | 12.7744 | 0 | 0 | 0 | 11.5708 | 12.1354 | 12.7276 | 13.3486 | 14 | 11.656 | 12.2024 | 12.7744 | 13.3731 | 14 | 0 | 0 | 0 | 0 | 0 | 14.3432 | 14.6949 | 15.0552 | 14.9562 | 14.8579 | 14.8104 | 14.7631 | 14.716 | 14.669 | 14.6222 | 14.7303 | 14.8393 | 14.949 | 15.0596 | 15.171 | 15.2322 | 15.2933 | 15.3545 | 15.4156 | 15.4768 | 15.5269 | 15.577 | 15.6272 | 15.6773 | 15.7274 | 14.3432 | 14.6949 | 15.0552 | 14.9562 | 14.8579 | 14.8104 | 14.7631 | 14.716 | 14.669 | 14.6222 | 14.7303 | 14.8393 | 14.949 | 15.0596 | 15.171 | 15.2322 | 15.2933 | 15.3545 | 15.4156 | 15.4768 | 15.5269 | 15.577 | 15.6272 | 15.6773 | 15.7274 | 0 | 0 | 0 | 0 | 0 | 0 | 0 | 0 | 0 | 0 | 0 | 0 | 0 | 0 | 0 | 0 | 0 | 0 | 0 | 0 | 0 | 0 | 0 | 0 | 0 | 0 | 0 | 0 | 0 | 0 | 0 | 0 | 0 | 0 | 0 | 0 | 0 | 0 | 0 | 0 | 0 | 0 | 0 | 0 | 0 | 0 | 0 | 0 | 0 | 0 | 0 | 0 | 0 | 0 | 0 | 0 | 0 | 0 | 0 | 0 | 0 | 0 | 0 | 0 | 0 | 0 | 0 | 0 | 0 | 0 | 0 | 0 | 0 | 0 | 0
110 | 100 | 110,100 | 99712 | Fairbanks | Y | 67 | 27 | 27 | 0 | 0 | 87 | 87 | 0 | 0 | 0 | 87 | 0 | 2990.6092 | 2990.6092 | 0 | 0 | 0 | 2990.6092 | 260183 | 0 | 0 | 27 | 0 | 0 | 0 | 27 | 0 | 27 | 27 | 0 | 0 | 24.5461 | 24.5461 | 0 | 0 | 24.6363 | 24.6363 | 0 | 0 | 0 | 22.3152 | 23.4041 | 24.5461 | 25.7438 | 27 | 22.4795 | 23.5332 | 24.6363 | 25.7911 | 27 | 0 | 0 | 0 | 0 | 0 | 27.662 | 28.3402 | 29.035 | 28.8441 | 28.6545 | 28.563 | 28.4718 | 28.3809 | 28.2902 | 28.1999 | 28.4085 | 28.6186 | 28.8303 | 29.0436 | 29.2584 | 29.3763 | 29.4943 | 29.6122 | 29.7301 | 29.8481 | 29.9447 | 30.0414 | 30.1381 | 30.2348 | 30.3314 | 27.662 | 28.3402 | 29.035 | 28.8441 | 28.6545 | 28.563 | 28.4718 | 28.3809 | 28.2902 | 28.1999 | 28.4085 | 28.6186 | 28.8303 | 29.0436 | 29.2584 | 29.3763 | 29.4943 | 29.6122 | 29.7301 | 29.8481 | 29.9447 | 30.0414 | 30.1381 | 30.2348 | 30.3314 | 0 | 0 | 0 | 0 | 0 | 0 | 0 | 0 | 0 | 0 | 0 | 0 | 0 | 0 | 0 | 0 | 0 | 0 | 0 | 0 | 0 | 0 | 0 | 0 | 0 | 0 | 0 | 0 | 0 | 0 | 0 | 0 | 0 | 0 | 0 | 0 | 0 | 0 | 0 | 0 | 0 | 0 | 0 | 0 | 0 | 0 | 0 | 0 | 0 | 0 | 0 | 0 | 0 | 0 | 0 | 0 | 0 | 0 | 0 | 0 | 0 | 0 | 0 | 0 | 0 | 0 | 0 | 0 | 0 | 0 | 0 | 0 | 0 | 0 | 0
111 | 100 | 111,100 | 99712 | Fairbanks | Y | 284 | 118 | 111 | 7 | 0 | 124 | 124 | 0 | 0 | 0 | 124 | 0 | 2465.7339 | 2465.7339 | 0 | 0 | 0 | 2465.7339 | 305751 | 0 | 0 | 118 | 0 | 0 | 0 | 118 | 0 | 111 | 111 | 0 | 0 | 107.2755 | 107.2755 | 0 | 0 | 101.2824 | 101.2824 | 0 | 0 | 0 | 97.5257 | 102.2845 | 107.2755 | 112.51 | 118 | 92.4155 | 96.7474 | 101.2824 | 106.0299 | 111 | 0 | 0 | 0 | 0 | 0 | 119.6128 | 121.2477 | 122.905 | 122.0969 | 121.2942 | 120.9069 | 120.5208 | 120.1359 | 119.7523 | 119.3699 | 120.2528 | 121.1423 | 122.0384 | 122.9411 | 123.8505 | 124.3498 | 124.849 | 125.3482 | 125.8474 | 126.3466 | 126.7558 | 127.1651 | 127.5743 | 127.9835 | 128.3927 | 112.5172 | 114.0551 | 115.614 | 114.8539 | 114.0988 | 113.7344 | 113.3712 | 113.0092 | 112.6483 | 112.2886 | 113.1192 | 113.9559 | 114.7989 | 115.648 | 116.5035 | 116.9731 | 117.4427 | 117.9123 | 118.3819 | 118.8515 | 119.2364 | 119.6214 | 120.0063 | 120.3912 | 120.7762 | 0 | 0 | 0 | 0 | 0 | 0 | 0 | 0 | 0 | 0 | 0 | 0 | 0 | 0 | 0 | 0 | 0 | 0 | 0 | 0 | 0 | 0 | 0 | 0 | 0 | 0 | 0 | 0 | 0 | 0 | 0 | 0 | 0 | 0 | 0 | 0 | 0 | 0 | 0 | 0 | 0 | 0 | 0 | 0 | 0 | 0 | 0 | 0 | 0 | 0 | 0 | 0 | 0 | 0 | 0 | 0 | 0 | 0 | 0 | 0 | 0 | 0 | 0 | 0 | 0 | 0 | 0 | 0 | 0 | 0 | 0 | 0 | 0 | 0 | 0
112 | 100 | 112,100 | 99712 | Fairbanks | Y | 550 | 224 | 206 | 18 | 0 | 133 | 133 | 1 | 0 | 0 | 134 | 0 | 2457.1729 | 2457.1729 | 1297 | 0 | 0 | 2448.5149 | 326804 | 1297 | 0 | 224 | 0 | 1 | 0 | 225 | 0 | 206 | 206 | 0 | 0 | 203.6416 | 203.6416 | 0 | 0 | 187.9655 | 187.9655 | 0 | 0.92984 | 0 | 185.1335 | 194.1671 | 203.6416 | 213.5784 | 224 | 171.5099 | 179.5493 | 187.9655 | 196.7763 | 206 | 0.8646 | 0.89663 | 0.92984 | 0.96428 | 1 | 227.0617 | 230.1652 | 233.3111 | 231.7772 | 230.2534 | 229.5181 | 228.7852 | 228.0546 | 227.3264 | 226.6004 | 228.2766 | 229.9651 | 231.6662 | 233.3798 | 235.1061 | 236.0538 | 237.0015 | 237.9491 | 238.8968 | 239.8445 | 240.6213 | 241.3981 | 242.1749 | 242.9517 | 243.7285 | 208.8156 | 211.6698 | 214.5629 | 213.1523 | 211.7509 | 211.0747 | 210.4007 | 209.7288 | 209.0591 | 208.3915 | 209.9329 | 211.4858 | 213.0501 | 214.6261 | 216.2137 | 217.0852 | 217.9567 | 218.8282 | 219.6997 | 220.5712 | 221.2856 | 222 | 222.7144 | 223.4288 | 224.1432 | 1.0137 | 1.0275 | 1.0416 | 1.0347 | 1.0279 | 1.0246 | 1.0214 | 1.0181 | 1.0148 | 1.0116 | 1.0191 | 1.0266 | 1.0342 | 1.0419 | 1.0496 | 1.0538 | 1.058 | 1.0623 | 1.0665 | 1.0707 | 1.0742 | 1.0777 | 1.0811 | 1.0846 | 1.0881 | 0 | 0 | 0 | 0 | 0 | 0 | 0 | 0 | 0 | 0 | 0 | 0 | 0 | 0 | 0 | 0 | 0 | 0 | 0 | 0 | 0 | 0 | 0 | 0 | 0 | 0 | 0 | 0 | 0 | 0 | 0 | 0 | 0 | 0 | 0 | 0 | 0 | 0 | 0 | 0 | 0 | 0 | 0 | 0 | 0 | 0 | 0 | 0 | 0 | 0
113 | 100 | 113,100 | 99712 | Fairbanks | Y | 168 | 76 | 70 | 6 | 0 | 81 | 81 | 0 | 0 | 0 | 81 | 0 | 1491.679 | 1491.679 | 0 | 0 | 0 | 1491.679 | 120826 | 0 | 0 | 76 | 0 | 0 | 0 | 76 | 0 | 70 | 70 | 0 | 0 | 69.0927 | 69.0927 | 0 | 0 | 63.8718 | 63.8718 | 0 | 0 | 0 | 62.8131 | 65.8781 | 69.0927 | 72.4641 | 76 | 58.2801 | 61.0119 | 63.8718 | 66.8657 | 70 | 0 | 0 | 0 | 0 | 0 | 76.7197 | 77.4461 | 78.1795 | 77.6655 | 77.1549 | 76.9085 | 76.6629 | 76.4181 | 76.1741 | 75.9308 | 76.4925 | 77.0583 | 77.6283 | 78.2025 | 78.781 | 79.0985 | 79.4161 | 79.7336 | 80.0512 | 80.3687 | 80.629 | 80.8893 | 81.1496 | 81.4099 | 81.6702 | 70.6629 | 71.332 | 72.0074 | 71.534 | 71.0637 | 70.8368 | 70.6106 | 70.3851 | 70.1603 | 69.9363 | 70.4536 | 70.9748 | 71.4998 | 72.0286 | 72.5614 | 72.8539 | 73.1464 | 73.4389 | 73.7314 | 74.0238 | 74.2636 | 74.5033 | 74.7431 | 74.9828 | 75.2226 | 0 | 0 | 0 | 0 | 0 | 0 | 0 | 0 | 0 | 0 | 0 | 0 | 0 | 0 | 0 | 0 | 0 | 0 | 0 | 0 | 0 | 0 | 0 | 0 | 0 | 0 | 0 | 0 | 0 | 0 | 0 | 0 | 0 | 0 | 0 | 0 | 0 | 0 | 0 | 0 | 0 | 0 | 0 | 0 | 0 | 0 | 0 | 0 | 0 | 0 | 0 | 0 | 0 | 0 | 0 | 0 | 0 | 0 | 0 | 0 | 0 | 0 | 0 | 0 | 0 | 0 | 0 | 0 | 0 | 0 | 0 | 0 | 0 | 0 | 0
114 | 100 | 114,100 | 99712 | Fairbanks | Y | 92 | 54 | 45 | 9 | 0 | 53 | 53 | 0 | 0 | 0 | 53 | 0 | 2582.5094 | 2582.5094 | 0 | 0 | 0 | 2582.5094 | 136873 | 0 | 0 | 54 | 0 | 0 | 0 | 54 | 0 | 45 | 45 | 0 | 0 | 49.0922 | 49.0922 | 0 | 0 | 41.0604 | 41.0604 | 0 | 0 | 0 | 44.6304 | 46.8081 | 49.0922 | 51.4876 | 54 | 37.4658 | 39.2219 | 41.0604 | 42.9851 | 45 | 0 | 0 | 0 | 0 | 0 | 54.5113 | 55.0275 | 55.5486 | 55.1834 | 54.8206 | 54.6455 | 54.471 | 54.2971 | 54.1237 | 53.9509 | 54.3499 | 54.752 | 55.157 | 55.5649 | 55.976 | 56.2016 | 56.4272 | 56.6528 | 56.8785 | 57.1041 | 57.2891 | 57.474 | 57.659 | 57.8439 | 58.0288 | 45.4261 | 45.8563 | 46.2905 | 45.9862 | 45.6838 | 45.5379 | 45.3925 | 45.2476 | 45.1031 | 44.959 | 45.2916 | 45.6266 | 45.9641 | 46.3041 | 46.6466 | 46.8347 | 47.0227 | 47.2107 | 47.3987 | 47.5868 | 47.7409 | 47.895 | 48.0491 | 48.2032 | 48.3574 | 0 | 0 | 0 | 0 | 0 | 0 | 0 | 0 | 0 | 0 | 0 | 0 | 0 | 0 | 0 | 0 | 0 | 0 | 0 | 0 | 0 | 0 | 0 | 0 | 0 | 0 | 0 | 0 | 0 | 0 | 0 | 0 | 0 | 0 | 0 | 0 | 0 | 0 | 0 | 0 | 0 | 0 | 0 | 0 | 0 | 0 | 0 | 0 | 0 | 0 | 0 | 0 | 0 | 0 | 0 | 0 | 0 | 0 | 0 | 0 | 0 | 0 | 0 | 0 | 0 | 0 | 0 | 0 | 0 | 0 | 0 | 0 | 0 | 0 | 0
115 | 100 | 115,100 | 99712 | Fairbanks | Y | 639 | 257 | 242 | 15 | 0 | 90 | 90 | 0 | 0 | 0 | 90 | 0 | 2400.2667 | 2400.2667 | 0 | 0 | 0 | 2400.2667 | 216024 | 0 | 0 | 257 | 0 | 0 | 0 | 257 | 0 | 242 | 242 | 0 | 0 | 233.6424 | 233.6424 | 0 | 0 | 220.8139 | 220.8139 | 0 | 0 | 0 | 212.4076 | 222.7721 | 233.6424 | 245.043 | 257 | 201.4825 | 210.9269 | 220.8139 | 231.1644 | 242 | 0 | 0 | 0 | 0 | 0 | 259.4336 | 261.8903 | 264.3702 | 262.6321 | 260.9054 | 260.0722 | 259.2417 | 258.4139 | 257.5887 | 256.7661 | 258.6654 | 260.5787 | 262.5062 | 264.448 | 266.4041 | 267.4779 | 268.5518 | 269.6256 | 270.6994 | 271.7732 | 272.6535 | 273.5337 | 274.4139 | 275.2941 | 276.1743 | 244.2916 | 246.6048 | 248.94 | 247.3033 | 245.6774 | 244.8929 | 244.1109 | 243.3314 | 242.5543 | 241.7798 | 243.5682 | 245.3699 | 247.1849 | 249.0133 | 250.8552 | 251.8664 | 252.8775 | 253.8887 | 254.8998 | 255.911 | 256.7398 | 257.5687 | 258.3975 | 259.2264 | 260.0552 | 0 | 0 | 0 | 0 | 0 | 0 | 0 | 0 | 0 | 0 | 0 | 0 | 0 | 0 | 0 | 0 | 0 | 0 | 0 | 0 | 0 | 0 | 0 | 0 | 0 | 0 | 0 | 0 | 0 | 0 | 0 | 0 | 0 | 0 | 0 | 0 | 0 | 0 | 0 | 0 | 0 | 0 | 0 | 0 | 0 | 0 | 0 | 0 | 0 | 0 | 0 | 0 | 0 | 0 | 0 | 0 | 0 | 0 | 0 | 0 | 0 | 0 | 0 | 0 | 0 | 0 | 0 | 0 | 0 | 0 | 0 | 0 | 0 | 0 | 0
116 | 100 | 116,100 | 99712 | Fairbanks | Y | 5 | 1 | 1 | 0 | 0 | 57 | 57 | 0 | 0 | 0 | 57 | 0 | 2782.9123 | 2782.9123 | 0 | 0 | 0 | 2782.9123 | 158626 | 0 | 0 | 1 | 0 | 0 | 0 | 1 | 0 | 1 | 1 | 0 | 0 | 0.90911 | 0.90911 | 0 | 0 | 0.91245 | 0.91245 | 0 | 0 | 0 | 0.82649 | 0.86682 | 0.90911 | 0.95347 | 1 | 0.83257 | 0.8716 | 0.91245 | 0.95522 | 1 | 0 | 0 | 0 | 0 | 0 | 1.0095 | 1.019 | 1.0287 | 1.0219 | 1.0152 | 1.012 | 1.0087 | 1.0055 | 1.0023 | 0.99909 | 1.0065 | 1.0139 | 1.0214 | 1.029 | 1.0366 | 1.0408 | 1.0449 | 1.0491 | 1.0533 | 1.0575 | 1.0609 | 1.0643 | 1.0678 | 1.0712 | 1.0746 | 1.0095 | 1.019 | 1.0287 | 1.0219 | 1.0152 | 1.012 | 1.0087 | 1.0055 | 1.0023 | 0.99909 | 1.0065 | 1.0139 | 1.0214 | 1.029 | 1.0366 | 1.0408 | 1.0449 | 1.0491 | 1.0533 | 1.0575 | 1.0609 | 1.0643 | 1.0678 | 1.0712 | 1.0746 | 0 | 0 | 0 | 0 | 0 | 0 | 0 | 0 | 0 | 0 | 0 | 0 | 0 | 0 | 0 | 0 | 0 | 0 | 0 | 0 | 0 | 0 | 0 | 0 | 0 | 0 | 0 | 0 | 0 | 0 | 0 | 0 | 0 | 0 | 0 | 0 | 0 | 0 | 0 | 0 | 0 | 0 | 0 | 0 | 0 | 0 | 0 | 0 | 0 | 0 | 0 | 0 | 0 | 0 | 0 | 0 | 0 | 0 | 0 | 0 | 0 | 0 | 0 | 0 | 0 | 0 | 0 | 0 | 0 | 0 | 0 | 0 | 0 | 0 | 0
122 | 100 | 122,100 | 99712 | - | N | 510 | 233 | 205 | 28 | 0 | 0 | 0 | 0 | 0 | 0 | 0 | 0 | 834.495 | 834.495 | 1408.3846 | 0 | 0 | 1365.174 | 0 | 0 | 5.3386 | 227.3587 | 0.30275 | 0 | 0 | 233 | 4.697 | 200.0366 | 204.7336 | 0.26637 | 4.8534 | 206.695 | 211.5484 | 0.27524 | 4.2858 | 182.5242 | 186.81 | 0.24305 | 0 | 0 | 192.3216 | 201.7061 | 211.5484 | 221.871 | 232.6972 | 170.4556 | 178.4456 | 186.81 | 195.5666 | 204.7336 | 0 | 0 | 0 | 0 | 0 | 234.8518 | 237.0262 | 239.2208 | 237.6481 | 236.0856 | 235.3317 | 234.5802 | 233.8312 | 233.0845 | 232.3401 | 234.0588 | 235.7901 | 237.5342 | 239.2912 | 241.0613 | 242.0329 | 243.0046 | 243.9763 | 244.948 | 245.9196 | 246.7161 | 247.5126 | 248.3091 | 249.1056 | 249.9021 | 206.6292 | 208.5424 | 210.4733 | 209.0895 | 207.7148 | 207.0515 | 206.3903 | 205.7313 | 205.0743 | 204.4194 | 205.9315 | 207.4548 | 208.9893 | 210.5352 | 212.0925 | 212.9474 | 213.8023 | 214.6573 | 215.5122 | 216.3671 | 217.0678 | 217.7686 | 218.4694 | 219.1701 | 219.8709 | 0 | 0 | 0 | 0 | 0 | 0 | 0 | 0 | 0 | 0 | 0 | 0 | 0 | 0 | 0 | 0 | 0 | 0 | 0 | 0 | 0 | 0 | 0 | 0 | 0 | 0.30556 | 0.30839 | 0.31124 | 0.3092 | 0.30716 | 0.30618 | 0.3052 | 0.30423 | 0.30326 | 0.30229 | 0.30453 | 0.30678 | 0.30905 | 0.31133 | 0.31364 | 0.3149 | 0.31617 | 0.31743 | 0.31869 | 0.31996 | 0.32099 | 0.32203 | 0.32307 | 0.3241 | 0.32514 | 0 | 0 | 0 | 0 | 0 | 0 | 0 | 0 | 0 | 0 | 0 | 0 | 0 | 0 | 0 | 0 | 0 | 0 | 0 | 0 | 0 | 0 | 0 | 0 | 0
153 | 100 | 153,100 | 99712 | - | N | 0 | 1 | 0 | 1 | 0 | 0 | 0 | 0 | 0 | 0 | 0 | 0 | 834.495 | 834.495 | 1408.3846 | 0 | 0 | 1365.174 | 0 | 0 | 0.022912 | 0.97579 | 0.0012994 | 0 | 0 | 1 | 0 | 0 | 0 | 0 | 0.02083 | 0.8871 | 0.90793 | 0.0011813 | 0 | 0 | 0 | 0 | 0 | 0 | 0.82541 | 0.86569 | 0.90793 | 0.95224 | 0.9987 | 0 | 0 | 0 | 0 | 0 | 0 | 0 | 0 | 0 | 0 | 1.0113 | 1.0241 | 1.0371 | 1.0303 | 1.0235 | 1.0202 | 1.017 | 1.0137 | 1.0105 | 1.0073 | 1.0147 | 1.0222 | 1.0298 | 1.0374 | 1.0451 | 1.0493 | 1.0535 | 1.0577 | 1.0619 | 1.0661 | 1.0696 | 1.0731 | 1.0765 | 1.08 | 1.0834 | 0 | 0 | 0 | 0 | 0 | 0 | 0 | 0 | 0 | 0 | 0 | 0 | 0 | 0 | 0 | 0 | 0 | 0 | 0 | 0 | 0 | 0 | 0 | 0 | 0 | 0 | 0 | 0 | 0 | 0 | 0 | 0 | 0 | 0 | 0 | 0 | 0 | 0 | 0 | 0 | 0 | 0 | 0 | 0 | 0 | 0 | 0 | 0 | 0 | 0 | 0.0013158 | 0.0013325 | 0.0013493 | 0.0013405 | 0.0013317 | 0.0013274 | 0.0013232 | 0.0013189 | 0.0013147 | 0.0013105 | 0.0013202 | 0.00133 | 0.0013398 | 0.0013497 | 0.0013597 | 0.0013652 | 0.0013707 | 0.0013762 | 0.0013816 | 0.0013871 | 0.0013916 | 0.0013961 | 0.0014006 | 0.0014051 | 0.0014096 | 0 | 0 | 0 | 0 | 0 | 0 | 0 | 0 | 0 | 0 | 0 | 0 | 0 | 0 | 0 | 0 | 0 | 0 | 0 | 0 | 0 | 0 | 0 | 0 | 0
98 | 101 | 98,101 | 99709 | - | N | 45 | 17 | 16 | 1 | 0 | 36 | 36 | 0 | 0 | 0 | 36 | 0 | 2361.4167 | 2361.4167 | 0 | 0 | 0 | 2361.4167 | 85011 | 0 | 0 | 17 | 0 | 0 | 0 | 17 | 0 | 16 | 16 | 0 | 0 | 16.1867 | 16.1867 | 0 | 0 | 15.2633 | 15.2633 | 0 | 0 | 0 | 15.4123 | 15.7947 | 16.1867 | 16.5884 | 17 | 14.5605 | 14.9077 | 15.2633 | 15.6273 | 16 | 0 | 0 | 0 | 0 | 0 | 17.0871 | 17.1746 | 17.2626 | 17.1491 | 17.0364 | 16.982 | 16.9277 | 16.8737 | 16.8198 | 16.7661 | 16.8901 | 17.015 | 17.1409 | 17.2677 | 17.3954 | 17.4655 | 17.5356 | 17.6058 | 17.6759 | 17.746 | 17.8035 | 17.8609 | 17.9184 | 17.9759 | 18.0334 | 16.082 | 16.1643 | 16.2471 | 16.1403 | 16.0342 | 15.983 | 15.932 | 15.8811 | 15.8304 | 15.7798 | 15.8966 | 16.0141 | 16.1326 | 16.2519 | 16.3721 | 16.4381 | 16.5041 | 16.5701 | 16.6361 | 16.7021 | 16.7562 | 16.8103 | 16.8644 | 16.9185 | 16.9726 | 0 | 0 | 0 | 0 | 0 | 0 | 0 | 0 | 0 | 0 | 0 | 0 | 0 | 0 | 0 | 0 | 0 | 0 | 0 | 0 | 0 | 0 | 0 | 0 | 0 | 0 | 0 | 0 | 0 | 0 | 0 | 0 | 0 | 0 | 0 | 0 | 0 | 0 | 0 | 0 | 0 | 0 | 0 | 0 | 0 | 0 | 0 | 0 | 0 | 0 | 0 | 0 | 0 | 0 | 0 | 0 | 0 | 0 | 0 | 0 | 0 | 0 | 0 | 0 | 0 | 0 | 0 | 0 | 0 | 0 | 0 | 0 | 0 | 0 | 0
100 | 101 | 100,101 | 99709 | Fairbanks | Y | 4 | 1 | 1 | 0 | 0 | 37 | 37 | 0 | 0 | 0 | 37 | 0 | 2028 | 2028 | 0 | 0 | 0 | 2028 | 75036 | 0 | 0 | 1 | 0 | 0 | 0 | 1 | 0 | 1 | 1 | 0 | 0 | 0.95216 | 0.95216 | 0 | 0 | 0.95395 | 0.95395 | 0 | 0 | 0 | 0.90661 | 0.9291 | 0.95216 | 0.97579 | 1 | 0.91003 | 0.93173 | 0.95395 | 0.97671 | 1 | 0 | 0 | 0 | 0 | 0 | 1.0051 | 1.0103 | 1.0154 | 1.0088 | 1.0021 | 0.99894 | 0.99575 | 0.99257 | 0.9894 | 0.98624 | 0.99353 | 1.0009 | 1.0083 | 1.0157 | 1.0233 | 1.0274 | 1.0315 | 1.0356 | 1.0398 | 1.0439 | 1.0473 | 1.0506 | 1.054 | 1.0574 | 1.0608 | 1.0051 | 1.0103 | 1.0154 | 1.0088 | 1.0021 | 0.99894 | 0.99575 | 0.99257 | 0.9894 | 0.98624 | 0.99353 | 1.0009 | 1.0083 | 1.0157 | 1.0233 | 1.0274 | 1.0315 | 1.0356 | 1.0398 | 1.0439 | 1.0473 | 1.0506 | 1.054 | 1.0574 | 1.0608 | 0 | 0 | 0 | 0 | 0 | 0 | 0 | 0 | 0 | 0 | 0 | 0 | 0 | 0 | 0 | 0 | 0 | 0 | 0 | 0 | 0 | 0 | 0 | 0 | 0 | 0 | 0 | 0 | 0 | 0 | 0 | 0 | 0 | 0 | 0 | 0 | 0 | 0 | 0 | 0 | 0 | 0 | 0 | 0 | 0 | 0 | 0 | 0 | 0 | 0 | 0 | 0 | 0 | 0 | 0 | 0 | 0 | 0 | 0 | 0 | 0 | 0 | 0 | 0 | 0 | 0 | 0 | 0 | 0 | 0 | 0 | 0 | 0 | 0 | 0
101 | 101 | 101,101 | 99709 | Fairbanks | Y | 43 | 17 | 15 | 2 | 0 | 57 | 57 | 0 | 0 | 0 | 57 | 0 | 2176.7368 | 2176.7368 | 0 | 0 | 0 | 2176.7368 | 124074 | 0 | 0 | 17 | 0 | 0 | 0 | 17 | 0 | 15 | 15 | 0 | 0 | 16.1867 | 16.1867 | 0 | 0 | 14.3093 | 14.3093 | 0 | 0 | 0 | 15.4123 | 15.7947 | 16.1867 | 16.5884 | 17 | 13.6504 | 13.976 | 14.3093 | 14.6506 | 15 | 0 | 0 | 0 | 0 | 0 | 17.0871 | 17.1746 | 17.2626 | 17.1491 | 17.0364 | 16.982 | 16.9277 | 16.8737 | 16.8198 | 16.7661 | 16.8901 | 17.015 | 17.1409 | 17.2677 | 17.3954 | 17.4655 | 17.5356 | 17.6058 | 17.6759 | 17.746 | 17.8035 | 17.8609 | 17.9184 | 17.9759 | 18.0334 | 15.0768 | 15.1541 | 15.2317 | 15.1316 | 15.0321 | 14.9841 | 14.9362 | 14.8885 | 14.841 | 14.7936 | 14.903 | 15.0133 | 15.1243 | 15.2362 | 15.3489 | 15.4108 | 15.4726 | 15.5345 | 15.5964 | 15.6582 | 15.7089 | 15.7597 | 15.8104 | 15.8611 | 15.9118 | 0 | 0 | 0 | 0 | 0 | 0 | 0 | 0 | 0 | 0 | 0 | 0 | 0 | 0 | 0 | 0 | 0 | 0 | 0 | 0 | 0 | 0 | 0 | 0 | 0 | 0 | 0 | 0 | 0 | 0 | 0 | 0 | 0 | 0 | 0 | 0 | 0 | 0 | 0 | 0 | 0 | 0 | 0 | 0 | 0 | 0 | 0 | 0 | 0 | 0 | 0 | 0 | 0 | 0 | 0 | 0 | 0 | 0 | 0 | 0 | 0 | 0 | 0 | 0 | 0 | 0 | 0 | 0 | 0 | 0 | 0 | 0 | 0 | 0 | 0
104 | 101 | 104,101 | 99709 | Fairbanks | Y | 74 | 33 | 31 | 2 | 1 | 110 | 111 | 3 | 0 | 0 | 114 | 3452 | 2332.9091 | 2342.991 | 5083.3333 | 0 | 0 | 2415.1053 | 260072 | 15250 | 0.2973 | 32.7027 | 0 | 3 | 0 | 36 | 0.27928 | 30.7207 | 31 | 0 | 0.28307 | 31.1382 | 31.4212 | 0 | 0.26642 | 29.3062 | 29.5726 | 0 | 2.879 | 0 | 29.918 | 30.6604 | 31.4212 | 32.2009 | 33 | 28.2109 | 28.8837 | 29.5726 | 30.2779 | 31 | 2.7629 | 2.8203 | 2.879 | 2.9389 | 3 | 33.169 | 33.339 | 33.5097 | 33.2894 | 33.0706 | 32.965 | 32.8597 | 32.7548 | 32.6502 | 32.5459 | 32.7866 | 33.0292 | 33.2735 | 33.5196 | 33.7675 | 33.9037 | 34.0398 | 34.1759 | 34.312 | 34.4481 | 34.5597 | 34.6712 | 34.7828 | 34.8944 | 35.006 | 31.1588 | 31.3184 | 31.4788 | 31.2719 | 31.0663 | 30.9671 | 30.8682 | 30.7696 | 30.6714 | 30.5734 | 30.7996 | 31.0274 | 31.2569 | 31.4881 | 31.721 | 31.8489 | 31.9768 | 32.1046 | 32.2325 | 32.3603 | 32.4651 | 32.57 | 32.6748 | 32.7796 | 32.8844 | 3.0154 | 3.0308 | 3.0463 | 3.0263 | 3.0064 | 2.9968 | 2.9872 | 2.9777 | 2.9682 | 2.9587 | 2.9806 | 3.0027 | 3.0249 | 3.0472 | 3.0698 | 3.0822 | 3.0945 | 3.1069 | 3.1193 | 3.1316 | 3.1418 | 3.1519 | 3.1621 | 3.1722 | 3.1824 | 0 | 0 | 0 | 0 | 0 | 0 | 0 | 0 | 0 | 0 | 0 | 0 | 0 | 0 | 0 | 0 | 0 | 0 | 0 | 0 | 0 | 0 | 0 | 0 | 0 | 0 | 0 | 0 | 0 | 0 | 0 | 0 | 0 | 0 | 0 | 0 | 0 | 0 | 0 | 0 | 0 | 0 | 0 | 0 | 0 | 0 | 0 | 0 | 0 | 0
106 | 101 | 106,101 | 99709 | Fairbanks | Y | 274 | 157 | 134 | 23 | 0 | 1 | 1 | 0 | 0 | 0 | 1 | 0 | 3292 | 3292 | 0 | 0 | 0 | 3292 | 3292 | 0 | 0 | 157 | 0 | 0 | 0 | 157 | 0 | 134 | 134 | 0 | 0 | 149.4889 | 149.4889 | 0 | 0 | 127.8299 | 127.8299 | 0 | 0 | 0 | 142.3371 | 145.8692 | 149.4889 | 153.1984 | 157 | 121.9439 | 124.8523 | 127.8299 | 130.8786 | 134 | 0 | 0 | 0 | 0 | 0 | 157.8043 | 158.6126 | 159.4251 | 158.377 | 157.3357 | 156.8333 | 156.3325 | 155.8333 | 155.3356 | 154.8396 | 155.9849 | 157.1388 | 158.3011 | 159.4721 | 160.6517 | 161.2992 | 161.9468 | 162.5943 | 163.2419 | 163.8895 | 164.4203 | 164.9511 | 165.4819 | 166.0127 | 166.5435 | 134.6864 | 135.3764 | 136.0699 | 135.1753 | 134.2865 | 133.8577 | 133.4303 | 133.0042 | 132.5795 | 132.1561 | 133.1336 | 134.1184 | 135.1105 | 136.1099 | 137.1167 | 137.6694 | 138.2221 | 138.7748 | 139.3275 | 139.8802 | 140.3332 | 140.7863 | 141.2393 | 141.6924 | 142.1454 | 0 | 0 | 0 | 0 | 0 | 0 | 0 | 0 | 0 | 0 | 0 | 0 | 0 | 0 | 0 | 0 | 0 | 0 | 0 | 0 | 0 | 0 | 0 | 0 | 0 | 0 | 0 | 0 | 0 | 0 | 0 | 0 | 0 | 0 | 0 | 0 | 0 | 0 | 0 | 0 | 0 | 0 | 0 | 0 | 0 | 0 | 0 | 0 | 0 | 0 | 0 | 0 | 0 | 0 | 0 | 0 | 0 | 0 | 0 | 0 | 0 | 0 | 0 | 0 | 0 | 0 | 0 | 0 | 0 | 0 | 0 | 0 | 0 | 0 | 0
109 | 101 | 109,101 | 99712 | Fairbanks | Y | 430 | 186 | 173 | 13 | 0 | 30 | 30 | 2 | 0 | 0 | 32 | 0 | 1849.4 | 1849.4 | 424 | 0 | 0 | 1760.3125 | 55482 | 848 | 0 | 186 | 0 | 2 | 0 | 188 | 0 | 173 | 173 | 0 | 0 | 169.0952 | 169.0952 | 0 | 0 | 157.8546 | 157.8546 | 0 | 1.8597 | 0 | 153.7269 | 161.2281 | 169.0952 | 177.3463 | 186 | 144.035 | 150.7866 | 157.8546 | 165.2539 | 173 | 1.7292 | 1.7933 | 1.8597 | 1.9286 | 2 | 190.5603 | 195.2324 | 200.019 | 198.704 | 197.3976 | 196.7672 | 196.1389 | 195.5126 | 194.8882 | 194.2659 | 195.7029 | 197.1505 | 198.6088 | 200.0779 | 201.5579 | 202.3703 | 203.1827 | 203.9952 | 204.8076 | 205.6201 | 206.286 | 206.952 | 207.618 | 208.2839 | 208.9499 | 177.2416 | 181.5871 | 186.0392 | 184.8161 | 183.601 | 183.0147 | 182.4303 | 181.8477 | 181.267 | 180.6882 | 182.0247 | 183.3711 | 184.7275 | 186.0939 | 187.4705 | 188.2261 | 188.9818 | 189.7375 | 190.4931 | 191.2488 | 191.8682 | 192.4876 | 193.107 | 193.7264 | 194.3459 | 2.049 | 2.0993 | 2.1507 | 2.1366 | 2.1226 | 2.1158 | 2.109 | 2.1023 | 2.0956 | 2.0889 | 2.1043 | 2.1199 | 2.1356 | 2.1514 | 2.1673 | 2.176 | 2.1848 | 2.1935 | 2.2022 | 2.211 | 2.2181 | 2.2253 | 2.2325 | 2.2396 | 2.2468 | 0 | 0 | 0 | 0 | 0 | 0 | 0 | 0 | 0 | 0 | 0 | 0 | 0 | 0 | 0 | 0 | 0 | 0 | 0 | 0 | 0 | 0 | 0 | 0 | 0 | 0 | 0 | 0 | 0 | 0 | 0 | 0 | 0 | 0 | 0 | 0 | 0 | 0 | 0 | 0 | 0 | 0 | 0 | 0 | 0 | 0 | 0 | 0 | 0 | 0
112 | 101 | 112,101 | 99712 | Fairbanks | Y | 49 | 20 | 19 | 1 | 0 | 26 | 26 | 1 | 0 | 0 | 27 | 0 | 1878.5 | 1878.5 | 8170 | 0 | 0 | 2111.5185 | 48841 | 8170 | 0 | 20 | 0 | 1 | 0 | 21 | 0 | 19 | 19 | 0 | 0 | 18.1823 | 18.1823 | 0 | 0 | 17.3366 | 17.3366 | 0 | 0.92984 | 0 | 16.5298 | 17.3364 | 18.1823 | 19.0695 | 20 | 15.8189 | 16.5604 | 17.3366 | 18.1493 | 19 | 0.8646 | 0.89663 | 0.92984 | 0.96428 | 1 | 20.2734 | 20.5505 | 20.8314 | 20.6944 | 20.5583 | 20.4927 | 20.4272 | 20.362 | 20.297 | 20.2322 | 20.3818 | 20.5326 | 20.6845 | 20.8375 | 20.9916 | 21.0762 | 21.1608 | 21.2455 | 21.3301 | 21.4147 | 21.484 | 21.5534 | 21.6228 | 21.6921 | 21.7615 | 19.2597 | 19.5229 | 19.7898 | 19.6597 | 19.5304 | 19.4681 | 19.4059 | 19.3439 | 19.2821 | 19.2206 | 19.3627 | 19.506 | 19.6503 | 19.7956 | 19.942 | 20.0224 | 20.1028 | 20.1832 | 20.2636 | 20.3439 | 20.4098 | 20.4757 | 20.5416 | 20.6075 | 20.6734 | 1.0137 | 1.0275 | 1.0416 | 1.0347 | 1.0279 | 1.0246 | 1.0214 | 1.0181 | 1.0148 | 1.0116 | 1.0191 | 1.0266 | 1.0342 | 1.0419 | 1.0496 | 1.0538 | 1.058 | 1.0623 | 1.0665 | 1.0707 | 1.0742 | 1.0777 | 1.0811 | 1.0846 | 1.0881 | 0 | 0 | 0 | 0 | 0 | 0 | 0 | 0 | 0 | 0 | 0 | 0 | 0 | 0 | 0 | 0 | 0 | 0 | 0 | 0 | 0 | 0 | 0 | 0 | 0 | 0 | 0 | 0 | 0 | 0 | 0 | 0 | 0 | 0 | 0 | 0 | 0 | 0 | 0 | 0 | 0 | 0 | 0 | 0 | 0 | 0 | 0 | 0 | 0 | 0
113 | 101 | 113,101 | 99712 | Fairbanks | Y | 161 | 65 | 60 | 5 | 0 | 43 | 43 | 0 | 0 | 0 | 43 | 0 | 2739.2791 | 2739.2791 | 0 | 0 | 0 | 2739.2791 | 117789 | 0 | 0 | 65 | 0 | 0 | 0 | 65 | 0 | 60 | 60 | 0 | 0 | 59.0924 | 59.0924 | 0 | 0 | 54.7472 | 54.7472 | 0 | 0 | 0 | 53.7218 | 56.3431 | 59.0924 | 61.9759 | 65 | 49.9544 | 52.2959 | 54.7472 | 57.3135 | 60 | 0 | 0 | 0 | 0 | 0 | 65.6018 | 66.2092 | 66.8223 | 66.3829 | 65.9465 | 65.7359 | 65.526 | 65.3167 | 65.1082 | 64.9002 | 65.3803 | 65.8639 | 66.3511 | 66.8419 | 67.3363 | 67.6078 | 67.8792 | 68.1506 | 68.422 | 68.6935 | 68.9159 | 69.1384 | 69.3609 | 69.5834 | 69.8059 | 60.5555 | 61.1162 | 61.6821 | 61.2765 | 60.8737 | 60.6793 | 60.4855 | 60.2924 | 60.0998 | 59.9079 | 60.3511 | 60.7975 | 61.2472 | 61.7002 | 62.1566 | 62.4072 | 62.6577 | 62.9083 | 63.1588 | 63.4093 | 63.6147 | 63.8201 | 64.0255 | 64.2308 | 64.4362 | 0 | 0 | 0 | 0 | 0 | 0 | 0 | 0 | 0 | 0 | 0 | 0 | 0 | 0 | 0 | 0 | 0 | 0 | 0 | 0 | 0 | 0 | 0 | 0 | 0 | 0 | 0 | 0 | 0 | 0 | 0 | 0 | 0 | 0 | 0 | 0 | 0 | 0 | 0 | 0 | 0 | 0 | 0 | 0 | 0 | 0 | 0 | 0 | 0 | 0 | 0 | 0 | 0 | 0 | 0 | 0 | 0 | 0 | 0 | 0 | 0 | 0 | 0 | 0 | 0 | 0 | 0 | 0 | 0 | 0 | 0 | 0 | 0 | 0 | 0
114 | 101 | 114,101 | 99712 | Fairbanks | Y | 97 | 47 | 39 | 8 | 0 | 62 | 62 | 0 | 0 | 0 | 62 | 0 | 1942.9516 | 1942.9516 | 0 | 0 | 0 | 1942.9516 | 120463 | 0 | 0 | 47 | 0 | 0 | 0 | 47 | 0 | 39 | 39 | 0 | 0 | 42.7284 | 42.7284 | 0 | 0 | 35.5857 | 35.5857 | 0 | 0 | 0 | 38.845 | 40.7404 | 42.7284 | 44.8133 | 47 | 32.4703 | 33.9923 | 35.5857 | 37.2538 | 39 | 0 | 0 | 0 | 0 | 0 | 47.4352 | 47.8744 | 48.3176 | 48 | 47.6844 | 47.5321 | 47.3803 | 47.229 | 47.0782 | 46.9279 | 47.275 | 47.6247 | 47.977 | 48.3319 | 48.6894 | 48.8856 | 49.0819 | 49.2781 | 49.4744 | 49.6706 | 49.8315 | 49.9924 | 50.1533 | 50.3141 | 50.475 | 39.3611 | 39.7255 | 40.0934 | 39.8298 | 39.5679 | 39.4415 | 39.3156 | 39.19 | 39.0649 | 38.9401 | 39.2282 | 39.5184 | 39.8107 | 40.1052 | 40.4018 | 40.5647 | 40.7275 | 40.8904 | 41.0532 | 41.2161 | 41.3496 | 41.4831 | 41.6165 | 41.75 | 41.8835 | 0 | 0 | 0 | 0 | 0 | 0 | 0 | 0 | 0 | 0 | 0 | 0 | 0 | 0 | 0 | 0 | 0 | 0 | 0 | 0 | 0 | 0 | 0 | 0 | 0 | 0 | 0 | 0 | 0 | 0 | 0 | 0 | 0 | 0 | 0 | 0 | 0 | 0 | 0 | 0 | 0 | 0 | 0 | 0 | 0 | 0 | 0 | 0 | 0 | 0 | 0 | 0 | 0 | 0 | 0 | 0 | 0 | 0 | 0 | 0 | 0 | 0 | 0 | 0 | 0 | 0 | 0 | 0 | 0 | 0 | 0 | 0 | 0 | 0 | 0
115 | 101 | 115,101 | 99712 | Fairbanks | Y | 242 | 110 | 97 | 13 | 0 | 66 | 66 | 0 | 0 | 0 | 66 | 0 | 1918.5909 | 1918.5909 | 0 | 0 | 0 | 1918.5909 | 126627 | 0 | 0 | 110 | 0 | 0 | 0 | 110 | 0 | 97 | 97 | 0 | 0 | 100.0026 | 100.0026 | 0 | 0 | 88.508 | 88.508 | 0 | 0 | 0 | 90.9138 | 95.3499 | 100.0026 | 104.8822 | 110 | 80.7595 | 84.5451 | 88.508 | 92.6568 | 97 | 0 | 0 | 0 | 0 | 0 | 111.0185 | 112.0464 | 113.0838 | 112.3403 | 111.6017 | 111.2454 | 110.8901 | 110.536 | 110.183 | 109.8312 | 110.6436 | 111.462 | 112.2865 | 113.1171 | 113.9538 | 114.4131 | 114.8725 | 115.3318 | 115.7911 | 116.2505 | 116.627 | 117.0035 | 117.38 | 117.7565 | 118.133 | 97.8981 | 98.8045 | 99.7194 | 99.0638 | 98.4125 | 98.0982 | 97.7849 | 97.4727 | 97.1614 | 96.8511 | 97.5675 | 98.2892 | 99.0163 | 99.7487 | 100.4866 | 100.8916 | 101.2966 | 101.7017 | 102.1067 | 102.5118 | 102.8438 | 103.1758 | 103.5078 | 103.8398 | 104.1718 | 0 | 0 | 0 | 0 | 0 | 0 | 0 | 0 | 0 | 0 | 0 | 0 | 0 | 0 | 0 | 0 | 0 | 0 | 0 | 0 | 0 | 0 | 0 | 0 | 0 | 0 | 0 | 0 | 0 | 0 | 0 | 0 | 0 | 0 | 0 | 0 | 0 | 0 | 0 | 0 | 0 | 0 | 0 | 0 | 0 | 0 | 0 | 0 | 0 | 0 | 0 | 0 | 0 | 0 | 0 | 0 | 0 | 0 | 0 | 0 | 0 | 0 | 0 | 0 | 0 | 0 | 0 | 0 | 0 | 0 | 0 | 0 | 0 | 0 | 0
117 | 101 | 117,101 | 99712 | Fairbanks | Y | 75 | 26 | 26 | 0 | 0 | 14 | 14 | 1 | 0 | 0 | 15 | 0 | 2256.2143 | 2256.2143 | 1104 | 0 | 0 | 2179.4 | 31587 | 1104 | 0 | 26 | 0 | 1 | 0 | 27 | 0 | 26 | 26 | 0 | 0 | 23.637 | 23.637 | 0 | 0 | 23.7238 | 23.7238 | 0 | 0.92984 | 0 | 21.4887 | 22.5373 | 23.637 | 24.7903 | 26 | 21.6469 | 22.6616 | 23.7238 | 24.8358 | 26 | 0.8646 | 0.89663 | 0.92984 | 0.96428 | 1 | 26.2407 | 26.4837 | 26.7289 | 26.5532 | 26.3786 | 26.2944 | 26.2104 | 26.1267 | 26.0433 | 25.9601 | 26.1521 | 26.3456 | 26.5404 | 26.7368 | 26.9345 | 27.0431 | 27.1517 | 27.2602 | 27.3688 | 27.4774 | 27.5664 | 27.6554 | 27.7444 | 27.8334 | 27.9223 | 26.2407 | 26.4837 | 26.7289 | 26.5532 | 26.3786 | 26.2944 | 26.2104 | 26.1267 | 26.0433 | 25.9601 | 26.1521 | 26.3456 | 26.5404 | 26.7368 | 26.9345 | 27.0431 | 27.1517 | 27.2602 | 27.3688 | 27.4774 | 27.5664 | 27.6554 | 27.7444 | 27.8334 | 27.9223 | 1.0093 | 1.0186 | 1.028 | 1.0213 | 1.0146 | 1.0113 | 1.0081 | 1.0049 | 1.0017 | 0.99847 | 1.0059 | 1.0133 | 1.0208 | 1.0283 | 1.0359 | 1.0401 | 1.0443 | 1.0485 | 1.0526 | 1.0568 | 1.0602 | 1.0637 | 1.0671 | 1.0705 | 1.0739 | 0 | 0 | 0 | 0 | 0 | 0 | 0 | 0 | 0 | 0 | 0 | 0 | 0 | 0 | 0 | 0 | 0 | 0 | 0 | 0 | 0 | 0 | 0 | 0 | 0 | 0 | 0 | 0 | 0 | 0 | 0 | 0 | 0 | 0 | 0 | 0 | 0 | 0 | 0 | 0 | 0 | 0 | 0 | 0 | 0 | 0 | 0 | 0 | 0 | 0
119 | 101 | 119,101 | 99712 | - | N | 352 | 157 | 139 | 18 | 0 | 0 | 0 | 0 | 0 | 0 | 0 | 0 | 834.495 | 834.495 | 1408.3846 | 0 | 0 | 1365.174 | 0 | 0 | 3.5972 | 153.1988 | 0.204 | 0 | 0 | 157 | 3.1848 | 135.6346 | 138.8194 | 0.18061 | 3.2703 | 139.2752 | 142.5455 | 0.18546 | 2.906 | 123.7603 | 126.6663 | 0.1648 | 0 | 0 | 129.5901 | 135.9135 | 142.5455 | 149.501 | 156.796 | 115.5772 | 120.9948 | 126.6663 | 132.6037 | 138.8194 | 0 | 0 | 0 | 0 | 0 | 158.2478 | 159.713 | 161.1917 | 160.132 | 159.0792 | 158.5712 | 158.0648 | 157.56 | 157.0569 | 156.5554 | 157.7134 | 158.88 | 160.0552 | 161.2392 | 162.4318 | 163.0866 | 163.7413 | 164.396 | 165.0508 | 165.7055 | 166.2422 | 166.7789 | 167.3156 | 167.8523 | 168.3889 | 140.1047 | 141.4019 | 142.7111 | 141.7729 | 140.8408 | 140.391 | 139.9427 | 139.4958 | 139.0504 | 138.6064 | 139.6316 | 140.6645 | 141.705 | 142.7531 | 143.8091 | 144.3888 | 144.9684 | 145.5481 | 146.1278 | 146.7074 | 147.1826 | 147.6577 | 148.1329 | 148.6081 | 149.0832 | 0 | 0 | 0 | 0 | 0 | 0 | 0 | 0 | 0 | 0 | 0 | 0 | 0 | 0 | 0 | 0 | 0 | 0 | 0 | 0 | 0 | 0 | 0 | 0 | 0 | 0.20589 | 0.2078 | 0.20972 | 0.20834 | 0.20697 | 0.20631 | 0.20565 | 0.205 | 0.20434 | 0.20369 | 0.2052 | 0.20671 | 0.20824 | 0.20978 | 0.21133 | 0.21219 | 0.21304 | 0.21389 | 0.21474 | 0.21559 | 0.21629 | 0.21699 | 0.21769 | 0.21839 | 0.21909 | 0 | 0 | 0 | 0 | 0 | 0 | 0 | 0 | 0 | 0 | 0 | 0 | 0 | 0 | 0 | 0 | 0 | 0 | 0 | 0 | 0 | 0 | 0 | 0 | 0
135 | 101 | 135,101 | 99712 | - | N | 27 | 10 | 9 | 1 | 0 | 0 | 0 | 0 | 0 | 0 | 0 | 0 | 834.495 | 834.495 | 1408.3846 | 0 | 0 | 1365.174 | 0 | 0 | 0.22912 | 9.7579 | 0.012994 | 0 | 0 | 10 | 0.20621 | 8.7821 | 8.9883 | 0.011694 | 0.2083 | 8.871 | 9.0793 | 0.011813 | 0.18816 | 8.0133 | 8.2014 | 0.010671 | 0 | 0 | 8.2541 | 8.6569 | 9.0793 | 9.5224 | 9.987 | 7.4834 | 7.8342 | 8.2014 | 8.5859 | 8.9883 | 0 | 0 | 0 | 0 | 0 | 10.1134 | 10.2414 | 10.3711 | 10.3029 | 10.2351 | 10.2025 | 10.1699 | 10.1374 | 10.105 | 10.0728 | 10.1473 | 10.2223 | 10.2979 | 10.3741 | 10.4509 | 10.493 | 10.5351 | 10.5772 | 10.6194 | 10.6615 | 10.696 | 10.7305 | 10.7651 | 10.7996 | 10.8341 | 9.1021 | 9.2173 | 9.334 | 9.2726 | 9.2116 | 9.1822 | 9.1529 | 9.1237 | 9.0945 | 9.0655 | 9.1325 | 9.2001 | 9.2682 | 9.3367 | 9.4058 | 9.4437 | 9.4816 | 9.5195 | 9.5574 | 9.5953 | 9.6264 | 9.6575 | 9.6886 | 9.7196 | 9.7507 | 0 | 0 | 0 | 0 | 0 | 0 | 0 | 0 | 0 | 0 | 0 | 0 | 0 | 0 | 0 | 0 | 0 | 0 | 0 | 0 | 0 | 0 | 0 | 0 | 0 | 0.013158 | 0.013325 | 0.013493 | 0.013405 | 0.013317 | 0.013274 | 0.013232 | 0.013189 | 0.013147 | 0.013105 | 0.013202 | 0.0133 | 0.013398 | 0.013497 | 0.013597 | 0.013652 | 0.013707 | 0.013762 | 0.013816 | 0.013871 | 0.013916 | 0.013961 | 0.014006 | 0.014051 | 0.014096 | 0 | 0 | 0 | 0 | 0 | 0 | 0 | 0 | 0 | 0 | 0 | 0 | 0 | 0 | 0 | 0 | 0 | 0 | 0 | 0 | 0 | 0 | 0 | 0 | 0
136 | 101 | 136,101 | 99712 | - | N | 4 | 2 | 2 | 0 | 0 | 0 | 0 | 0 | 0 | 0 | 0 | 0 | 834.495 | 834.495 | 1408.3846 | 0 | 0 | 1365.174 | 0 | 0 | 0.045825 | 1.9516 | 0.0025988 | 0 | 0 | 2 | 0.045825 | 1.9516 | 1.9974 | 0.0025988 | 0.04166 | 1.7742 | 1.8159 | 0.0023626 | 0.041813 | 1.7807 | 1.8225 | 0.0023712 | 0 | 0 | 1.6508 | 1.7314 | 1.8159 | 1.9045 | 1.9974 | 1.663 | 1.7409 | 1.8225 | 1.908 | 1.9974 | 0 | 0 | 0 | 0 | 0 | 2.0227 | 2.0483 | 2.0742 | 2.0606 | 2.047 | 2.0405 | 2.034 | 2.0275 | 2.021 | 2.0146 | 2.0295 | 2.0445 | 2.0596 | 2.0748 | 2.0902 | 2.0986 | 2.107 | 2.1154 | 2.1239 | 2.1323 | 2.1392 | 2.1461 | 2.153 | 2.1599 | 2.1668 | 2.0227 | 2.0483 | 2.0742 | 2.0606 | 2.047 | 2.0405 | 2.034 | 2.0275 | 2.021 | 2.0146 | 2.0295 | 2.0445 | 2.0596 | 2.0748 | 2.0902 | 2.0986 | 2.107 | 2.1154 | 2.1239 | 2.1323 | 2.1392 | 2.1461 | 2.153 | 2.1599 | 2.1668 | 0 | 0 | 0 | 0 | 0 | 0 | 0 | 0 | 0 | 0 | 0 | 0 | 0 | 0 | 0 | 0 | 0 | 0 | 0 | 0 | 0 | 0 | 0 | 0 | 0 | 0.0026316 | 0.002665 | 0.0026987 | 0.0026809 | 0.0026633 | 0.0026548 | 0.0026463 | 0.0026379 | 0.0026295 | 0.0026211 | 0.0026405 | 0.00266 | 0.0026797 | 0.0026995 | 0.0027195 | 0.0027304 | 0.0027414 | 0.0027523 | 0.0027633 | 0.0027743 | 0.0027832 | 0.0027922 | 0.0028012 | 0.0028102 | 0.0028192 | 0 | 0 | 0 | 0 | 0 | 0 | 0 | 0 | 0 | 0 | 0 | 0 | 0 | 0 | 0 | 0 | 0 | 0 | 0 | 0 | 0 | 0 | 0 | 0 | 0
92 | 102 | 92,102 | 99709 | - | N | 14 | 13 | 6 | 7 | 0 | 0 | 0 | 0 | 0 | 0 | 0 | 0 | 834.495 | 834.495 | 1408.3846 | 0 | 0 | 1365.174 | 0 | 0 | 0.29786 | 12.6852 | 0.016892 | 0 | 0 | 13 | 0.13747 | 5.8547 | 5.9922 | 0.0077963 | 0.28361 | 12.0784 | 12.362 | 0.016084 | 0.13114 | 5.5851 | 5.7163 | 0.0074373 | 0 | 0 | 11.7706 | 12.0626 | 12.362 | 12.6687 | 12.9831 | 5.4531 | 5.5831 | 5.7163 | 5.8526 | 5.9922 | 0 | 0 | 0 | 0 | 0 | 13.0496 | 13.1165 | 13.1837 | 13.097 | 13.0109 | 12.9693 | 12.9279 | 12.8866 | 12.8455 | 12.8045 | 12.8992 | 12.9946 | 13.0907 | 13.1875 | 13.2851 | 13.3386 | 13.3922 | 13.4457 | 13.4993 | 13.5528 | 13.5967 | 13.6406 | 13.6845 | 13.7284 | 13.7723 | 6.0229 | 6.0538 | 6.0848 | 6.0448 | 6.005 | 5.9858 | 5.9667 | 5.9477 | 5.9287 | 5.9097 | 5.9535 | 5.9975 | 6.0419 | 6.0866 | 6.1316 | 6.1563 | 6.181 | 6.2057 | 6.2304 | 6.2552 | 6.2754 | 6.2957 | 6.3159 | 6.3362 | 6.3564 | 0 | 0 | 0 | 0 | 0 | 0 | 0 | 0 | 0 | 0 | 0 | 0 | 0 | 0 | 0 | 0 | 0 | 0 | 0 | 0 | 0 | 0 | 0 | 0 | 0 | 0.016978 | 0.017065 | 0.017153 | 0.01704 | 0.016928 | 0.016874 | 0.01682 | 0.016766 | 0.016713 | 0.016659 | 0.016783 | 0.016907 | 0.017032 | 0.017158 | 0.017285 | 0.017354 | 0.017424 | 0.017494 | 0.017563 | 0.017633 | 0.01769 | 0.017747 | 0.017804 | 0.017862 | 0.017919 | 0 | 0 | 0 | 0 | 0 | 0 | 0 | 0 | 0 | 0 | 0 | 0 | 0 | 0 | 0 | 0 | 0 | 0 | 0 | 0 | 0 | 0 | 0 | 0 | 0
95 | 102 | 95,102 | 99709 | - | N | 295 | 124 | 117 | 7 | 0 | 0 | 0 | 0 | 0 | 0 | 0 | 0 | 834.495 | 834.495 | 1408.3846 | 0 | 0 | 1365.174 | 0 | 0 | 2.8411 | 120.9977 | 0.16112 | 0 | 0 | 124 | 2.6807 | 114.1672 | 116.848 | 0.15203 | 2.7052 | 115.209 | 117.9142 | 0.15341 | 2.5573 | 108.9104 | 111.4677 | 0.14503 | 0 | 0 | 112.273 | 115.0591 | 117.9142 | 120.8402 | 123.8389 | 106.3351 | 108.8711 | 111.4677 | 114.1261 | 116.848 | 0 | 0 | 0 | 0 | 0 | 124.4733 | 125.1109 | 125.7518 | 124.925 | 124.1037 | 123.7074 | 123.3124 | 122.9186 | 122.5261 | 122.1348 | 123.0382 | 123.9483 | 124.8652 | 125.7888 | 126.7193 | 127.23 | 127.7408 | 128.2516 | 128.7624 | 129.2732 | 129.6919 | 130.1105 | 130.5292 | 130.9479 | 131.3666 | 117.4465 | 118.0482 | 118.6529 | 117.8728 | 117.0978 | 116.7239 | 116.3512 | 115.9796 | 115.6093 | 115.2401 | 116.0925 | 116.9512 | 117.8163 | 118.6878 | 119.5657 | 120.0477 | 120.5296 | 121.0116 | 121.4935 | 121.9755 | 122.3705 | 122.7656 | 123.1606 | 123.5557 | 123.9508 | 0 | 0 | 0 | 0 | 0 | 0 | 0 | 0 | 0 | 0 | 0 | 0 | 0 | 0 | 0 | 0 | 0 | 0 | 0 | 0 | 0 | 0 | 0 | 0 | 0 | 0.16195 | 0.16278 | 0.16361 | 0.16254 | 0.16147 | 0.16095 | 0.16044 | 0.15993 | 0.15941 | 0.15891 | 0.16008 | 0.16127 | 0.16246 | 0.16366 | 0.16487 | 0.16553 | 0.1662 | 0.16686 | 0.16753 | 0.16819 | 0.16874 | 0.16928 | 0.16983 | 0.17037 | 0.17092 | 0 | 0 | 0 | 0 | 0 | 0 | 0 | 0 | 0 | 0 | 0 | 0 | 0 | 0 | 0 | 0 | 0 | 0 | 0 | 0 | 0 | 0 | 0 | 0 | 0
103 | 102 | 103,102 | 99709 | Fairbanks | Y | 4 | 1 | 1 | 0 | 0 | 12 | 12 | 0 | 0 | 0 | 12 | 0 | 1443.5833 | 1443.5833 | 0 | 0 | 0 | 1443.5833 | 17323 | 0 | 0 | 1 | 0 | 0 | 0 | 1 | 0 | 1 | 1 | 0 | 0 | 0.95216 | 0.95216 | 0 | 0 | 0.95395 | 0.95395 | 0 | 0 | 0 | 0.90661 | 0.9291 | 0.95216 | 0.97579 | 1 | 0.91003 | 0.93173 | 0.95395 | 0.97671 | 1 | 0 | 0 | 0 | 0 | 0 | 1.0051 | 1.0103 | 1.0154 | 1.0088 | 1.0021 | 0.99894 | 0.99575 | 0.99257 | 0.9894 | 0.98624 | 0.99353 | 1.0009 | 1.0083 | 1.0157 | 1.0233 | 1.0274 | 1.0315 | 1.0356 | 1.0398 | 1.0439 | 1.0473 | 1.0506 | 1.054 | 1.0574 | 1.0608 | 1.0051 | 1.0103 | 1.0154 | 1.0088 | 1.0021 | 0.99894 | 0.99575 | 0.99257 | 0.9894 | 0.98624 | 0.99353 | 1.0009 | 1.0083 | 1.0157 | 1.0233 | 1.0274 | 1.0315 | 1.0356 | 1.0398 | 1.0439 | 1.0473 | 1.0506 | 1.054 | 1.0574 | 1.0608 | 0 | 0 | 0 | 0 | 0 | 0 | 0 | 0 | 0 | 0 | 0 | 0 | 0 | 0 | 0 | 0 | 0 | 0 | 0 | 0 | 0 | 0 | 0 | 0 | 0 | 0 | 0 | 0 | 0 | 0 | 0 | 0 | 0 | 0 | 0 | 0 | 0 | 0 | 0 | 0 | 0 | 0 | 0 | 0 | 0 | 0 | 0 | 0 | 0 | 0 | 0 | 0 | 0 | 0 | 0 | 0 | 0 | 0 | 0 | 0 | 0 | 0 | 0 | 0 | 0 | 0 | 0 | 0 | 0 | 0 | 0 | 0 | 0 | 0 | 0
107 | 102 | 107,102 | 99709 | Fairbanks | Y | 14 | 10 | 8 | 2 | 0 | 14 | 14 | 0 | 0 | 0 | 14 | 0 | 1347.9286 | 1347.9286 | 0 | 0 | 0 | 1347.9286 | 18871 | 0 | 0 | 10 | 0 | 0 | 0 | 10 | 0 | 8 | 8 | 0 | 0 | 9.5216 | 9.5216 | 0 | 0 | 7.6316 | 7.6316 | 0 | 0 | 0 | 9.0661 | 9.291 | 9.5216 | 9.7579 | 10 | 7.2802 | 7.4539 | 7.6316 | 7.8136 | 8 | 0 | 0 | 0 | 0 | 0 | 10.0512 | 10.1027 | 10.1545 | 10.0877 | 10.0214 | 9.9894 | 9.9575 | 9.9257 | 9.894 | 9.8624 | 9.9353 | 10.0088 | 10.0829 | 10.1575 | 10.2326 | 10.2738 | 10.3151 | 10.3563 | 10.3976 | 10.4388 | 10.4726 | 10.5064 | 10.5402 | 10.5741 | 10.6079 | 8.041 | 8.0822 | 8.1236 | 8.0702 | 8.0171 | 7.9915 | 7.966 | 7.9405 | 7.9152 | 7.8899 | 7.9483 | 8.0071 | 8.0663 | 8.126 | 8.1861 | 8.2191 | 8.2521 | 8.2851 | 8.3181 | 8.3511 | 8.3781 | 8.4052 | 8.4322 | 8.4592 | 8.4863 | 0 | 0 | 0 | 0 | 0 | 0 | 0 | 0 | 0 | 0 | 0 | 0 | 0 | 0 | 0 | 0 | 0 | 0 | 0 | 0 | 0 | 0 | 0 | 0 | 0 | 0 | 0 | 0 | 0 | 0 | 0 | 0 | 0 | 0 | 0 | 0 | 0 | 0 | 0 | 0 | 0 | 0 | 0 | 0 | 0 | 0 | 0 | 0 | 0 | 0 | 0 | 0 | 0 | 0 | 0 | 0 | 0 | 0 | 0 | 0 | 0 | 0 | 0 | 0 | 0 | 0 | 0 | 0 | 0 | 0 | 0 | 0 | 0 | 0 | 0
111 | 102 | 111,102 | 99712 | Fairbanks | Y | 4 | 2 | 2 | 0 | 0 | 2 | 2 | 3 | 0 | 0 | 5 | 0 | 3041 | 3041 | 3634.3333 | 0 | 0 | 3397 | 6082 | 10903 | 0 | 2 | 0 | 3 | 0 | 5 | 0 | 2 | 2 | 0 | 0 | 1.8182 | 1.8182 | 0 | 0 | 1.8249 | 1.8249 | 0 | 2.7895 | 0 | 1.653 | 1.7336 | 1.8182 | 1.9069 | 2 | 1.6651 | 1.7432 | 1.8249 | 1.9104 | 2 | 2.5938 | 2.6899 | 2.7895 | 2.8928 | 3 | 2.049 | 2.0993 | 2.1507 | 2.1366 | 2.1226 | 2.1158 | 2.109 | 2.1023 | 2.0956 | 2.0889 | 2.1043 | 2.1199 | 2.1356 | 2.1514 | 2.1673 | 2.176 | 2.1848 | 2.1935 | 2.2022 | 2.211 | 2.2181 | 2.2253 | 2.2325 | 2.2396 | 2.2468 | 2.049 | 2.0993 | 2.1507 | 2.1366 | 2.1226 | 2.1158 | 2.109 | 2.1023 | 2.0956 | 2.0889 | 2.1043 | 2.1199 | 2.1356 | 2.1514 | 2.1673 | 2.176 | 2.1848 | 2.1935 | 2.2022 | 2.211 | 2.2181 | 2.2253 | 2.2325 | 2.2396 | 2.2468 | 3.0736 | 3.1489 | 3.2261 | 3.2049 | 3.1838 | 3.1737 | 3.1635 | 3.1534 | 3.1434 | 3.1333 | 3.1565 | 3.1798 | 3.2034 | 3.2271 | 3.2509 | 3.264 | 3.2771 | 3.2902 | 3.3033 | 3.3165 | 3.3272 | 3.3379 | 3.3487 | 3.3594 | 3.3702 | 0 | 0 | 0 | 0 | 0 | 0 | 0 | 0 | 0 | 0 | 0 | 0 | 0 | 0 | 0 | 0 | 0 | 0 | 0 | 0 | 0 | 0 | 0 | 0 | 0 | 0 | 0 | 0 | 0 | 0 | 0 | 0 | 0 | 0 | 0 | 0 | 0 | 0 | 0 | 0 | 0 | 0 | 0 | 0 | 0 | 0 | 0 | 0 | 0 | 0
112 | 102 | 112,102 | 99712 | Fairbanks | Y | 34 | 15 | 15 | 0 | 0 | 7 | 7 | 7 | 0 | 0 | 14 | 0 | 1661.7143 | 1661.7143 | 5746.1429 | 0 | 0 | 3703.9286 | 11632 | 40223 | 0 | 15 | 0 | 7 | 0 | 22 | 0 | 15 | 15 | 0 | 0 | 13.6367 | 13.6367 | 0 | 0 | 13.6868 | 13.6868 | 0 | 6.5089 | 0 | 12.3973 | 13.0023 | 13.6367 | 14.3021 | 15 | 12.4886 | 13.074 | 13.6868 | 14.3284 | 15 | 6.0522 | 6.2764 | 6.5089 | 6.75 | 7 | 15.1389 | 15.2791 | 15.4205 | 15.3191 | 15.2184 | 15.1698 | 15.1214 | 15.0731 | 15.025 | 14.977 | 15.0878 | 15.1994 | 15.3118 | 15.4251 | 15.5392 | 15.6018 | 15.6644 | 15.7271 | 15.7897 | 15.8523 | 15.9037 | 15.955 | 16.0064 | 16.0577 | 16.109 | 15.1389 | 15.2791 | 15.4205 | 15.3191 | 15.2184 | 15.1698 | 15.1214 | 15.0731 | 15.025 | 14.977 | 15.0878 | 15.1994 | 15.3118 | 15.4251 | 15.5392 | 15.6018 | 15.6644 | 15.7271 | 15.7897 | 15.8523 | 15.9037 | 15.955 | 16.0064 | 16.0577 | 16.109 | 7.0648 | 7.1302 | 7.1962 | 7.1489 | 7.1019 | 7.0793 | 7.0566 | 7.0341 | 7.0116 | 6.9893 | 7.041 | 7.093 | 7.1455 | 7.1984 | 7.2516 | 7.2808 | 7.3101 | 7.3393 | 7.3685 | 7.3978 | 7.4217 | 7.4457 | 7.4696 | 7.4936 | 7.5176 | 0 | 0 | 0 | 0 | 0 | 0 | 0 | 0 | 0 | 0 | 0 | 0 | 0 | 0 | 0 | 0 | 0 | 0 | 0 | 0 | 0 | 0 | 0 | 0 | 0 | 0 | 0 | 0 | 0 | 0 | 0 | 0 | 0 | 0 | 0 | 0 | 0 | 0 | 0 | 0 | 0 | 0 | 0 | 0 | 0 | 0 | 0 | 0 | 0 | 0
114 | 102 | 114,102 | 99712 | Fairbanks | Y | 142 | 51 | 51 | 0 | 0 | 76 | 76 | 0 | 0 | 0 | 76 | 0 | 2394.6974 | 2394.6974 | 0 | 0 | 0 | 2394.6974 | 181997 | 0 | 0 | 51 | 0 | 0 | 0 | 51 | 0 | 51 | 51 | 0 | 0 | 46.3648 | 46.3648 | 0 | 0 | 46.5352 | 46.5352 | 0 | 0 | 0 | 42.1509 | 44.2077 | 46.3648 | 48.6272 | 51 | 42.4612 | 44.4515 | 46.5352 | 48.7165 | 51 | 0 | 0 | 0 | 0 | 0 | 51.4722 | 51.9488 | 52.4298 | 52.0851 | 51.7426 | 51.5774 | 51.4127 | 51.2485 | 51.0849 | 50.9217 | 51.2984 | 51.6779 | 52.0601 | 52.4452 | 52.8331 | 53.0461 | 53.2591 | 53.472 | 53.685 | 53.8979 | 54.0725 | 54.2471 | 54.4216 | 54.5962 | 54.7708 | 51.4722 | 51.9488 | 52.4298 | 52.0851 | 51.7426 | 51.5774 | 51.4127 | 51.2485 | 51.0849 | 50.9217 | 51.2984 | 51.6779 | 52.0601 | 52.4452 | 52.8331 | 53.0461 | 53.2591 | 53.472 | 53.685 | 53.8979 | 54.0725 | 54.2471 | 54.4216 | 54.5962 | 54.7708 | 0 | 0 | 0 | 0 | 0 | 0 | 0 | 0 | 0 | 0 | 0 | 0 | 0 | 0 | 0 | 0 | 0 | 0 | 0 | 0 | 0 | 0 | 0 | 0 | 0 | 0 | 0 | 0 | 0 | 0 | 0 | 0 | 0 | 0 | 0 | 0 | 0 | 0 | 0 | 0 | 0 | 0 | 0 | 0 | 0 | 0 | 0 | 0 | 0 | 0 | 0 | 0 | 0 | 0 | 0 | 0 | 0 | 0 | 0 | 0 | 0 | 0 | 0 | 0 | 0 | 0 | 0 | 0 | 0 | 0 | 0 | 0 | 0 | 0 | 0
115 | 102 | 115,102 | 99712 | Fairbanks | Y | 120 | 54 | 49 | 5 | 0 | 72 | 72 | 0 | 0 | 0 | 72 | 0 | 1859.8889 | 1859.8889 | 0 | 0 | 0 | 1859.8889 | 133912 | 0 | 0 | 54 | 0 | 0 | 0 | 54 | 0 | 49 | 49 | 0 | 0 | 49.0922 | 49.0922 | 0 | 0 | 44.7103 | 44.7103 | 0 | 0 | 0 | 44.6304 | 46.8081 | 49.0922 | 51.4876 | 54 | 40.7961 | 42.7083 | 44.7103 | 46.806 | 49 | 0 | 0 | 0 | 0 | 0 | 54.5 | 55.0046 | 55.5139 | 55.1489 | 54.7863 | 54.6114 | 54.437 | 54.2631 | 54.0899 | 53.9171 | 54.316 | 54.7177 | 55.1225 | 55.5302 | 55.941 | 56.1665 | 56.3919 | 56.6174 | 56.8429 | 57.0684 | 57.2532 | 57.4381 | 57.6229 | 57.8077 | 57.9926 | 49.4537 | 49.9116 | 50.3737 | 50.0425 | 49.7135 | 49.5548 | 49.3965 | 49.2388 | 49.0815 | 48.9248 | 49.2867 | 49.6513 | 50.0185 | 50.3885 | 50.7612 | 50.9659 | 51.1705 | 51.3751 | 51.5797 | 51.7843 | 51.952 | 52.1197 | 52.2875 | 52.4552 | 52.6229 | 0 | 0 | 0 | 0 | 0 | 0 | 0 | 0 | 0 | 0 | 0 | 0 | 0 | 0 | 0 | 0 | 0 | 0 | 0 | 0 | 0 | 0 | 0 | 0 | 0 | 0 | 0 | 0 | 0 | 0 | 0 | 0 | 0 | 0 | 0 | 0 | 0 | 0 | 0 | 0 | 0 | 0 | 0 | 0 | 0 | 0 | 0 | 0 | 0 | 0 | 0 | 0 | 0 | 0 | 0 | 0 | 0 | 0 | 0 | 0 | 0 | 0 | 0 | 0 | 0 | 0 | 0 | 0 | 0 | 0 | 0 | 0 | 0 | 0 | 0
116 | 102 | 116,102 | 99712 | Fairbanks | Y | 257 | 116 | 100 | 16 | 0 | 34 | 34 | 0 | 0 | 0 | 34 | 0 | 2770.1176 | 2770.1176 | 0 | 0 | 0 | 2770.1176 | 94184 | 0 | 0 | 116 | 0 | 0 | 0 | 116 | 0 | 100 | 100 | 0 | 0 | 105.4573 | 105.4573 | 0 | 0 | 91.2454 | 91.2454 | 0 | 0 | 0 | 95.8727 | 100.5508 | 105.4573 | 110.6031 | 116 | 83.2573 | 87.1599 | 91.2454 | 95.5225 | 100 | 0 | 0 | 0 | 0 | 0 | 117.074 | 118.158 | 119.252 | 118.468 | 117.6891 | 117.3133 | 116.9387 | 116.5653 | 116.193 | 115.822 | 116.6787 | 117.5418 | 118.4112 | 119.2871 | 120.1695 | 120.6539 | 121.1382 | 121.6226 | 122.107 | 122.5914 | 122.9884 | 123.3855 | 123.7825 | 124.1796 | 124.5766 | 100.9259 | 101.8604 | 102.8035 | 102.1276 | 101.4561 | 101.1322 | 100.8092 | 100.4873 | 100.1664 | 99.8465 | 100.5851 | 101.3291 | 102.0787 | 102.8337 | 103.5944 | 104.012 | 104.4295 | 104.8471 | 105.2647 | 105.6822 | 106.0245 | 106.3668 | 106.7091 | 107.0514 | 107.3937 | 0 | 0 | 0 | 0 | 0 | 0 | 0 | 0 | 0 | 0 | 0 | 0 | 0 | 0 | 0 | 0 | 0 | 0 | 0 | 0 | 0 | 0 | 0 | 0 | 0 | 0 | 0 | 0 | 0 | 0 | 0 | 0 | 0 | 0 | 0 | 0 | 0 | 0 | 0 | 0 | 0 | 0 | 0 | 0 | 0 | 0 | 0 | 0 | 0 | 0 | 0 | 0 | 0 | 0 | 0 | 0 | 0 | 0 | 0 | 0 | 0 | 0 | 0 | 0 | 0 | 0 | 0 | 0 | 0 | 0 | 0 | 0 | 0 | 0 | 0
91 | 103 | 91,103 | 99709 | - | N | 14 | 9 | 7 | 2 | 0 | 11 | 11 | 0 | 0 | 0 | 11 | 0 | 1114.3636 | 1114.3636 | 0 | 0 | 0 | 1114.3636 | 12258 | 0 | 0 | 9 | 0 | 0 | 0 | 9 | 0 | 7 | 7 | 0 | 0 | 8.5694 | 8.5694 | 0 | 0 | 6.6777 | 6.6777 | 0 | 0 | 0 | 8.1595 | 8.3619 | 8.5694 | 8.7821 | 9 | 6.3702 | 6.5221 | 6.6777 | 6.8369 | 7 | 0 | 0 | 0 | 0 | 0 | 9.0461 | 9.0924 | 9.139 | 9.0789 | 9.0192 | 8.9904 | 8.9617 | 8.9331 | 8.9046 | 8.8762 | 8.9418 | 9.008 | 9.0746 | 9.1417 | 9.2093 | 9.2465 | 9.2836 | 9.3207 | 9.3578 | 9.3949 | 9.4254 | 9.4558 | 9.4862 | 9.5167 | 9.5471 | 7.0359 | 7.0719 | 7.1081 | 7.0614 | 7.015 | 6.9926 | 6.9702 | 6.948 | 6.9258 | 6.9037 | 6.9547 | 7.0062 | 7.058 | 7.1102 | 7.1628 | 7.1917 | 7.2206 | 7.2494 | 7.2783 | 7.3072 | 7.3308 | 7.3545 | 7.3782 | 7.4018 | 7.4255 | 0 | 0 | 0 | 0 | 0 | 0 | 0 | 0 | 0 | 0 | 0 | 0 | 0 | 0 | 0 | 0 | 0 | 0 | 0 | 0 | 0 | 0 | 0 | 0 | 0 | 0 | 0 | 0 | 0 | 0 | 0 | 0 | 0 | 0 | 0 | 0 | 0 | 0 | 0 | 0 | 0 | 0 | 0 | 0 | 0 | 0 | 0 | 0 | 0 | 0 | 0 | 0 | 0 | 0 | 0 | 0 | 0 | 0 | 0 | 0 | 0 | 0 | 0 | 0 | 0 | 0 | 0 | 0 | 0 | 0 | 0 | 0 | 0 | 0 | 0
92 | 103 | 92,103 | 99709 | - | N | 34 | 16 | 13 | 3 | 0 | 15 | 15 | 0 | 0 | 0 | 15 | 0 | 1211 | 1211 | 0 | 0 | 0 | 1211 | 18165 | 0 | 0 | 16 | 0 | 0 | 0 | 16 | 0 | 13 | 13 | 0 | 0 | 15.2345 | 15.2345 | 0 | 0 | 12.4014 | 12.4014 | 0 | 0 | 0 | 14.5057 | 14.8656 | 15.2345 | 15.6126 | 16 | 11.8304 | 12.1125 | 12.4014 | 12.6972 | 13 | 0 | 0 | 0 | 0 | 0 | 16.082 | 16.1643 | 16.2471 | 16.1403 | 16.0342 | 15.983 | 15.932 | 15.8811 | 15.8304 | 15.7798 | 15.8966 | 16.0141 | 16.1326 | 16.2519 | 16.3721 | 16.4381 | 16.5041 | 16.5701 | 16.6361 | 16.7021 | 16.7562 | 16.8103 | 16.8644 | 16.9185 | 16.9726 | 13.0666 | 13.1335 | 13.2008 | 13.114 | 13.0278 | 12.9862 | 12.9447 | 12.9034 | 12.8622 | 12.8211 | 12.916 | 13.0115 | 13.1077 | 13.2047 | 13.3024 | 13.356 | 13.4096 | 13.4632 | 13.5168 | 13.5705 | 13.6144 | 13.6584 | 13.7023 | 13.7463 | 13.7902 | 0 | 0 | 0 | 0 | 0 | 0 | 0 | 0 | 0 | 0 | 0 | 0 | 0 | 0 | 0 | 0 | 0 | 0 | 0 | 0 | 0 | 0 | 0 | 0 | 0 | 0 | 0 | 0 | 0 | 0 | 0 | 0 | 0 | 0 | 0 | 0 | 0 | 0 | 0 | 0 | 0 | 0 | 0 | 0 | 0 | 0 | 0 | 0 | 0 | 0 | 0 | 0 | 0 | 0 | 0 | 0 | 0 | 0 | 0 | 0 | 0 | 0 | 0 | 0 | 0 | 0 | 0 | 0 | 0 | 0 | 0 | 0 | 0 | 0 | 0
101 | 103 | 101,103 | 99709 | Fairbanks | Y | 632 | 325 | 271 | 54 | 0 | 0 | 0 | 0 | 0 | 0 | 0 | 0 | 834.495 | 834.495 | 1408.3846 | 0 | 0 | 1365.174 | 0 | 0 | 7.4465 | 317.1312 | 0.4223 | 0 | 0 | 325 | 6.2092 | 264.4386 | 270.6479 | 0.35213 | 7.0903 | 301.9591 | 309.0494 | 0.40209 | 5.9233 | 252.2625 | 258.1858 | 0.33592 | 0 | 0 | 294.264 | 301.5661 | 309.0494 | 316.7184 | 324.5777 | 246.2975 | 252.1716 | 258.1858 | 264.3434 | 270.6479 | 0 | 0 | 0 | 0 | 0 | 326.2404 | 327.9116 | 329.5914 | 327.4245 | 325.2718 | 324.2331 | 323.1977 | 322.1656 | 321.1368 | 320.1114 | 322.4792 | 324.8646 | 327.2676 | 329.6884 | 332.1271 | 333.4658 | 334.8046 | 336.1433 | 337.482 | 338.8208 | 339.9182 | 341.0155 | 342.1129 | 343.2103 | 344.3077 | 272.0343 | 273.4278 | 274.8285 | 273.0216 | 271.2266 | 270.3605 | 269.4972 | 268.6366 | 267.7787 | 266.9236 | 268.898 | 270.8871 | 272.8908 | 274.9094 | 276.9429 | 278.0592 | 279.1755 | 280.2918 | 281.4081 | 282.5244 | 283.4395 | 284.3545 | 285.2695 | 286.1846 | 287.0996 | 0 | 0 | 0 | 0 | 0 | 0 | 0 | 0 | 0 | 0 | 0 | 0 | 0 | 0 | 0 | 0 | 0 | 0 | 0 | 0 | 0 | 0 | 0 | 0 | 0 | 0.42446 | 0.42663 | 0.42882 | 0.426 | 0.4232 | 0.42185 | 0.4205 | 0.41916 | 0.41782 | 0.41649 | 0.41957 | 0.42267 | 0.4258 | 0.42895 | 0.43212 | 0.43386 | 0.4356 | 0.43734 | 0.43909 | 0.44083 | 0.44226 | 0.44368 | 0.44511 | 0.44654 | 0.44797 | 0 | 0 | 0 | 0 | 0 | 0 | 0 | 0 | 0 | 0 | 0 | 0 | 0 | 0 | 0 | 0 | 0 | 0 | 0 | 0 | 0 | 0 | 0 | 0 | 0
108 | 103 | 108,103 | 99709 | Fairbanks | Y | 137 | 61 | 51 | 10 | 0 | 23 | 23 | 0 | 0 | 0 | 23 | 0 | 1345.6957 | 1345.6957 | 0 | 0 | 0 | 1345.6957 | 30951 | 0 | 0 | 61 | 0 | 0 | 0 | 61 | 0 | 51 | 51 | 0 | 0 | 58.0817 | 58.0817 | 0 | 0 | 48.6517 | 48.6517 | 0 | 0 | 0 | 55.3029 | 56.6753 | 58.0817 | 59.5229 | 61 | 46.4115 | 47.5184 | 48.6517 | 49.812 | 51 | 0 | 0 | 0 | 0 | 0 | 61.3125 | 61.6266 | 61.9423 | 61.535 | 61.1304 | 60.9352 | 60.7406 | 60.5467 | 60.3533 | 60.1606 | 60.6056 | 61.0539 | 61.5055 | 61.9605 | 62.4188 | 62.6704 | 62.922 | 63.1736 | 63.4252 | 63.6768 | 63.883 | 64.0893 | 64.2955 | 64.5017 | 64.708 | 51.2613 | 51.5238 | 51.7878 | 51.4473 | 51.1091 | 50.9459 | 50.7832 | 50.621 | 50.4593 | 50.2982 | 50.6703 | 51.0451 | 51.4227 | 51.803 | 52.1862 | 52.3966 | 52.6069 | 52.8173 | 53.0276 | 53.238 | 53.4104 | 53.5828 | 53.7553 | 53.9277 | 54.1001 | 0 | 0 | 0 | 0 | 0 | 0 | 0 | 0 | 0 | 0 | 0 | 0 | 0 | 0 | 0 | 0 | 0 | 0 | 0 | 0 | 0 | 0 | 0 | 0 | 0 | 0 | 0 | 0 | 0 | 0 | 0 | 0 | 0 | 0 | 0 | 0 | 0 | 0 | 0 | 0 | 0 | 0 | 0 | 0 | 0 | 0 | 0 | 0 | 0 | 0 | 0 | 0 | 0 | 0 | 0 | 0 | 0 | 0 | 0 | 0 | 0 | 0 | 0 | 0 | 0 | 0 | 0 | 0 | 0 | 0 | 0 | 0 | 0 | 0 | 0
111 | 103 | 111,103 | 99709 | Fairbanks | Y | 4 | 4 | 4 | 0 | 0 | 3 | 3 | 3 | 0 | 0 | 6 | 0 | 1512 | 1512 | 3873.3333 | 0 | 0 | 2692.6667 | 4536 | 11620 | 0 | 4 | 0 | 3 | 0 | 7 | 0 | 4 | 4 | 0 | 0 | 3.8086 | 3.8086 | 0 | 0 | 3.8158 | 3.8158 | 0 | 2.879 | 0 | 3.6264 | 3.7164 | 3.8086 | 3.9031 | 4 | 3.6401 | 3.7269 | 3.8158 | 3.9068 | 4 | 2.7629 | 2.8203 | 2.879 | 2.9389 | 3 | 4.0205 | 4.0411 | 4.0618 | 4.0351 | 4.0086 | 3.9958 | 3.983 | 3.9703 | 3.9576 | 3.945 | 3.9741 | 4.0035 | 4.0331 | 4.063 | 4.093 | 4.1095 | 4.126 | 4.1425 | 4.159 | 4.1755 | 4.1891 | 4.2026 | 4.2161 | 4.2296 | 4.2431 | 4.0205 | 4.0411 | 4.0618 | 4.0351 | 4.0086 | 3.9958 | 3.983 | 3.9703 | 3.9576 | 3.945 | 3.9741 | 4.0035 | 4.0331 | 4.063 | 4.093 | 4.1095 | 4.126 | 4.1425 | 4.159 | 4.1755 | 4.1891 | 4.2026 | 4.2161 | 4.2296 | 4.2431 | 3.0154 | 3.0308 | 3.0463 | 3.0263 | 3.0064 | 2.9968 | 2.9872 | 2.9777 | 2.9682 | 2.9587 | 2.9806 | 3.0027 | 3.0249 | 3.0472 | 3.0698 | 3.0822 | 3.0945 | 3.1069 | 3.1193 | 3.1316 | 3.1418 | 3.1519 | 3.1621 | 3.1722 | 3.1824 | 0 | 0 | 0 | 0 | 0 | 0 | 0 | 0 | 0 | 0 | 0 | 0 | 0 | 0 | 0 | 0 | 0 | 0 | 0 | 0 | 0 | 0 | 0 | 0 | 0 | 0 | 0 | 0 | 0 | 0 | 0 | 0 | 0 | 0 | 0 | 0 | 0 | 0 | 0 | 0 | 0 | 0 | 0 | 0 | 0 | 0 | 0 | 0 | 0 | 0
112 | 103 | 112,103 | 99712 | Fairbanks | Y | 75 | 34 | 33 | 1 | 0 | 20 | 20 | 7 | 0 | 0 | 27 | 0 | 1558.5 | 1558.5 | 3936.2857 | 0 | 0 | 2174.963 | 31170 | 27554 | 0 | 34 | 0 | 7 | 0 | 41 | 0 | 33 | 33 | 0 | 0 | 30.9099 | 30.9099 | 0 | 0 | 30.111 | 30.111 | 0 | 6.5089 | 0 | 28.1006 | 29.4718 | 30.9099 | 32.4181 | 34 | 27.4749 | 28.7628 | 30.111 | 31.5224 | 33 | 6.0522 | 6.2764 | 6.5089 | 6.75 | 7 | 34.4558 | 34.9178 | 35.3859 | 35.1532 | 34.9221 | 34.8106 | 34.6994 | 34.5886 | 34.4782 | 34.3681 | 34.6223 | 34.8784 | 35.1364 | 35.3963 | 35.6581 | 35.8019 | 35.9456 | 36.0893 | 36.2331 | 36.3768 | 36.4946 | 36.6124 | 36.7302 | 36.8481 | 36.9659 | 33.4424 | 33.8908 | 34.3451 | 34.1193 | 33.895 | 33.7868 | 33.6789 | 33.5713 | 33.4641 | 33.3573 | 33.604 | 33.8526 | 34.103 | 34.3552 | 34.6094 | 34.7489 | 34.8884 | 35.0279 | 35.1674 | 35.3069 | 35.4212 | 35.5356 | 35.6499 | 35.7643 | 35.8786 | 7.0938 | 7.189 | 7.2853 | 7.2374 | 7.1898 | 7.1669 | 7.144 | 7.1212 | 7.0985 | 7.0758 | 7.1281 | 7.1808 | 7.234 | 7.2875 | 7.3414 | 7.371 | 7.4006 | 7.4302 | 7.4597 | 7.4893 | 7.5136 | 7.5379 | 7.5621 | 7.5864 | 7.6106 | 0 | 0 | 0 | 0 | 0 | 0 | 0 | 0 | 0 | 0 | 0 | 0 | 0 | 0 | 0 | 0 | 0 | 0 | 0 | 0 | 0 | 0 | 0 | 0 | 0 | 0 | 0 | 0 | 0 | 0 | 0 | 0 | 0 | 0 | 0 | 0 | 0 | 0 | 0 | 0 | 0 | 0 | 0 | 0 | 0 | 0 | 0 | 0 | 0 | 0
113 | 103 | 113,103 | 99712 | Fairbanks | Y | 33 | 21 | 15 | 6 | 0 | 12 | 12 | 4 | 0 | 0 | 16 | 0 | 2071.0833 | 2071.0833 | 4285.75 | 0 | 0 | 2624.75 | 24853 | 17143 | 0 | 21 | 0 | 4 | 0 | 25 | 0 | 15 | 15 | 0 | 0 | 19.0914 | 19.0914 | 0 | 0 | 13.6868 | 13.6868 | 0 | 3.7194 | 0 | 17.3563 | 18.2032 | 19.0914 | 20.023 | 21 | 12.4886 | 13.074 | 13.6868 | 14.3284 | 15 | 3.4584 | 3.5865 | 3.7194 | 3.8571 | 4 | 21.1944 | 21.3907 | 21.5887 | 21.4468 | 21.3058 | 21.2378 | 21.1699 | 21.1023 | 21.0349 | 20.9678 | 21.1229 | 21.2791 | 21.4365 | 21.5951 | 21.7548 | 21.8425 | 21.9302 | 22.0179 | 22.1056 | 22.1933 | 22.2651 | 22.337 | 22.4089 | 22.4808 | 22.5527 | 15.1389 | 15.2791 | 15.4205 | 15.3191 | 15.2184 | 15.1698 | 15.1214 | 15.0731 | 15.025 | 14.977 | 15.0878 | 15.1994 | 15.3118 | 15.4251 | 15.5392 | 15.6018 | 15.6644 | 15.7271 | 15.7897 | 15.8523 | 15.9037 | 15.955 | 16.0064 | 16.0577 | 16.109 | 4.037 | 4.0744 | 4.1121 | 4.0851 | 4.0582 | 4.0453 | 4.0324 | 4.0195 | 4.0067 | 3.9939 | 4.0234 | 4.0532 | 4.0831 | 4.1133 | 4.1438 | 4.1605 | 4.1772 | 4.1939 | 4.2106 | 4.2273 | 4.241 | 4.2547 | 4.2684 | 4.2821 | 4.2957 | 0 | 0 | 0 | 0 | 0 | 0 | 0 | 0 | 0 | 0 | 0 | 0 | 0 | 0 | 0 | 0 | 0 | 0 | 0 | 0 | 0 | 0 | 0 | 0 | 0 | 0 | 0 | 0 | 0 | 0 | 0 | 0 | 0 | 0 | 0 | 0 | 0 | 0 | 0 | 0 | 0 | 0 | 0 | 0 | 0 | 0 | 0 | 0 | 0 | 0
114 | 103 | 114,103 | 99712 | Fairbanks | Y | 415 | 177 | 164 | 13 | 0 | 0 | 0 | 0 | 0 | 0 | 0 | 0 | 834.495 | 834.495 | 1408.3846 | 0 | 0 | 1365.174 | 0 | 0 | 4.0555 | 172.7145 | 0.22999 | 0 | 0 | 177 | 3.7576 | 160.0293 | 163.7869 | 0.2131 | 3.6869 | 157.0172 | 160.7041 | 0.20909 | 3.4287 | 146.0194 | 149.448 | 0.19444 | 0 | 0 | 146.0984 | 153.2273 | 160.7041 | 168.5458 | 176.77 | 136.3645 | 142.7564 | 149.448 | 156.4533 | 163.7869 | 0 | 0 | 0 | 0 | 0 | 178.4067 | 180.0586 | 181.7257 | 180.5309 | 179.344 | 178.7713 | 178.2004 | 177.6314 | 177.0642 | 176.4987 | 177.8043 | 179.1195 | 180.4444 | 181.7792 | 183.1238 | 183.8619 | 184.6001 | 185.3382 | 186.0764 | 186.8145 | 187.4195 | 188.0246 | 188.6297 | 189.2347 | 189.8398 | 165.3034 | 166.8339 | 168.3786 | 167.2716 | 166.1719 | 165.6412 | 165.1123 | 164.585 | 164.0594 | 163.5355 | 164.7452 | 165.9638 | 167.1915 | 168.4282 | 169.674 | 170.358 | 171.0419 | 171.7258 | 172.4097 | 173.0937 | 173.6543 | 174.2149 | 174.7755 | 175.3361 | 175.8967 | 0 | 0 | 0 | 0 | 0 | 0 | 0 | 0 | 0 | 0 | 0 | 0 | 0 | 0 | 0 | 0 | 0 | 0 | 0 | 0 | 0 | 0 | 0 | 0 | 0 | 0.23212 | 0.23427 | 0.23644 | 0.23488 | 0.23334 | 0.23259 | 0.23185 | 0.23111 | 0.23037 | 0.22964 | 0.23134 | 0.23305 | 0.23477 | 0.23651 | 0.23826 | 0.23922 | 0.24018 | 0.24114 | 0.2421 | 0.24306 | 0.24385 | 0.24463 | 0.24542 | 0.24621 | 0.24699 | 0 | 0 | 0 | 0 | 0 | 0 | 0 | 0 | 0 | 0 | 0 | 0 | 0 | 0 | 0 | 0 | 0 | 0 | 0 | 0 | 0 | 0 | 0 | 0 | 0
107 | 104 | 107,104 | 99709 | Fairbanks | Y | 638 | 289 | 262 | 27 | 0 | 2 | 2 | 0 | 0 | 0 | 2 | 0 | 1724.5 | 1724.5 | 0 | 0 | 0 | 1724.5 | 3449 | 0 | 0 | 289 | 0 | 0 | 0 | 289 | 0 | 262 | 262 | 0 | 0 | 275.1738 | 275.1738 | 0 | 0 | 249.9361 | 249.9361 | 0 | 0 | 0 | 262.009 | 268.5107 | 275.1738 | 282.0022 | 289 | 238.4277 | 244.1141 | 249.9361 | 255.897 | 262 | 0 | 0 | 0 | 0 | 0 | 290.4804 | 291.9685 | 293.4641 | 291.5347 | 289.618 | 288.6932 | 287.7713 | 286.8523 | 285.9363 | 285.0232 | 287.1315 | 289.2554 | 291.395 | 293.5505 | 295.7219 | 296.9139 | 298.1059 | 299.2979 | 300.4899 | 301.6819 | 302.659 | 303.636 | 304.6131 | 305.5902 | 306.5673 | 263.3421 | 264.6911 | 266.047 | 264.2979 | 262.5603 | 261.7218 | 260.8861 | 260.053 | 259.2225 | 258.3948 | 260.3061 | 262.2316 | 264.1713 | 266.1253 | 268.0939 | 269.1745 | 270.2551 | 271.3358 | 272.4164 | 273.4971 | 274.3829 | 275.2687 | 276.1545 | 277.0403 | 277.9261 | 0 | 0 | 0 | 0 | 0 | 0 | 0 | 0 | 0 | 0 | 0 | 0 | 0 | 0 | 0 | 0 | 0 | 0 | 0 | 0 | 0 | 0 | 0 | 0 | 0 | 0 | 0 | 0 | 0 | 0 | 0 | 0 | 0 | 0 | 0 | 0 | 0 | 0 | 0 | 0 | 0 | 0 | 0 | 0 | 0 | 0 | 0 | 0 | 0 | 0 | 0 | 0 | 0 | 0 | 0 | 0 | 0 | 0 | 0 | 0 | 0 | 0 | 0 | 0 | 0 | 0 | 0 | 0 | 0 | 0 | 0 | 0 | 0 | 0 | 0
108 | 104 | 108,104 | 99709 | Fairbanks | Y | 45 | 21 | 20 | 1 | 0 | 36 | 36 | 0 | 0 | 0 | 36 | 0 | 1871.0278 | 1871.0278 | 0 | 0 | 0 | 1871.0278 | 67357 | 0 | 0 | 21 | 0 | 0 | 0 | 21 | 0 | 20 | 20 | 0 | 0 | 19.9953 | 19.9953 | 0 | 0 | 19.0791 | 19.0791 | 0 | 0 | 0 | 19.0387 | 19.5112 | 19.9953 | 20.4915 | 21 | 18.2006 | 18.6347 | 19.0791 | 19.5341 | 20 | 0 | 0 | 0 | 0 | 0 | 21.1076 | 21.2157 | 21.3244 | 21.1842 | 21.0449 | 20.9777 | 20.9107 | 20.8439 | 20.7774 | 20.711 | 20.8642 | 21.0186 | 21.174 | 21.3307 | 21.4884 | 21.5751 | 21.6617 | 21.7483 | 21.8349 | 21.9215 | 21.9925 | 22.0635 | 22.1345 | 22.2055 | 22.2765 | 20.1025 | 20.2054 | 20.3089 | 20.1754 | 20.0428 | 19.9788 | 19.915 | 19.8514 | 19.788 | 19.7248 | 19.8707 | 20.0177 | 20.1657 | 20.3149 | 20.4652 | 20.5477 | 20.6302 | 20.7127 | 20.7951 | 20.8776 | 20.9453 | 21.0129 | 21.0805 | 21.1481 | 21.2157 | 0 | 0 | 0 | 0 | 0 | 0 | 0 | 0 | 0 | 0 | 0 | 0 | 0 | 0 | 0 | 0 | 0 | 0 | 0 | 0 | 0 | 0 | 0 | 0 | 0 | 0 | 0 | 0 | 0 | 0 | 0 | 0 | 0 | 0 | 0 | 0 | 0 | 0 | 0 | 0 | 0 | 0 | 0 | 0 | 0 | 0 | 0 | 0 | 0 | 0 | 0 | 0 | 0 | 0 | 0 | 0 | 0 | 0 | 0 | 0 | 0 | 0 | 0 | 0 | 0 | 0 | 0 | 0 | 0 | 0 | 0 | 0 | 0 | 0 | 0
112 | 104 | 112,104 | 99712 | Fairbanks | Y | 1 | 1 | 1 | 0 | 0 | 1 | 1 | 0 | 0 | 0 | 1 | 0 | 6285 | 6285 | 0 | 0 | 0 | 6285 | 6285 | 0 | 0 | 1 | 0 | 0 | 0 | 1 | 0 | 1 | 1 | 0 | 0 | 0.90911 | 0.90911 | 0 | 0 | 0.91245 | 0.91245 | 0 | 0 | 0 | 0.82649 | 0.86682 | 0.90911 | 0.95347 | 1 | 0.83257 | 0.8716 | 0.91245 | 0.95522 | 1 | 0 | 0 | 0 | 0 | 0 | 1.0134 | 1.027 | 1.0408 | 1.0339 | 1.0271 | 1.0238 | 1.0206 | 1.0173 | 1.0141 | 1.0108 | 1.0183 | 1.0258 | 1.0334 | 1.0411 | 1.0488 | 1.053 | 1.0572 | 1.0615 | 1.0657 | 1.0699 | 1.0734 | 1.0768 | 1.0803 | 1.0838 | 1.0872 | 1.0134 | 1.027 | 1.0408 | 1.0339 | 1.0271 | 1.0238 | 1.0206 | 1.0173 | 1.0141 | 1.0108 | 1.0183 | 1.0258 | 1.0334 | 1.0411 | 1.0488 | 1.053 | 1.0572 | 1.0615 | 1.0657 | 1.0699 | 1.0734 | 1.0768 | 1.0803 | 1.0838 | 1.0872 | 0 | 0 | 0 | 0 | 0 | 0 | 0 | 0 | 0 | 0 | 0 | 0 | 0 | 0 | 0 | 0 | 0 | 0 | 0 | 0 | 0 | 0 | 0 | 0 | 0 | 0 | 0 | 0 | 0 | 0 | 0 | 0 | 0 | 0 | 0 | 0 | 0 | 0 | 0 | 0 | 0 | 0 | 0 | 0 | 0 | 0 | 0 | 0 | 0 | 0 | 0 | 0 | 0 | 0 | 0 | 0 | 0 | 0 | 0 | 0 | 0 | 0 | 0 | 0 | 0 | 0 | 0 | 0 | 0 | 0 | 0 | 0 | 0 | 0 | 0
113 | 104 | 113,104 | 99712 | Fairbanks | Y | 66 | 52 | 37 | 15 | 3 | 41 | 44 | 9 | 0 | 0 | 53 | 2249 | 1688.122 | 1726.3636 | 7577.8889 | 0 | 0 | 2720.0189 | 75960 | 68201 | 3.5455 | 48.4545 | 0 | 9 | 0 | 61 | 2.5227 | 34.4773 | 37 | 0 | 3.2232 | 44.0507 | 47.2739 | 0 | 2.3019 | 31.4589 | 33.7608 | 0 | 8.3686 | 0 | 42.9774 | 45.0745 | 47.2739 | 49.5807 | 52 | 30.8052 | 32.2491 | 33.7608 | 35.3433 | 37 | 7.7814 | 8.0697 | 8.3686 | 8.6785 | 9 | 52.6971 | 53.4036 | 54.1196 | 53.7638 | 53.4103 | 53.2398 | 53.0697 | 52.9003 | 52.7313 | 52.563 | 52.9518 | 53.3434 | 53.738 | 54.1355 | 54.536 | 54.7558 | 54.9756 | 55.1954 | 55.4153 | 55.6351 | 55.8153 | 55.9955 | 56.1757 | 56.3558 | 56.536 | 37.496 | 37.9987 | 38.5082 | 38.255 | 38.0035 | 37.8821 | 37.7612 | 37.6406 | 37.5204 | 37.4006 | 37.6772 | 37.9559 | 38.2367 | 38.5195 | 38.8044 | 38.9608 | 39.1173 | 39.2737 | 39.4301 | 39.5865 | 39.7147 | 39.8429 | 39.9711 | 40.0994 | 40.2276 | 9.1207 | 9.2429 | 9.3669 | 9.3053 | 9.2441 | 9.2146 | 9.1851 | 9.1558 | 9.1266 | 9.0974 | 9.1647 | 9.2325 | 9.3008 | 9.3696 | 9.4389 | 9.477 | 9.515 | 9.5531 | 9.5911 | 9.6291 | 9.6603 | 9.6915 | 9.7227 | 9.7539 | 9.7851 | 0 | 0 | 0 | 0 | 0 | 0 | 0 | 0 | 0 | 0 | 0 | 0 | 0 | 0 | 0 | 0 | 0 | 0 | 0 | 0 | 0 | 0 | 0 | 0 | 0 | 0 | 0 | 0 | 0 | 0 | 0 | 0 | 0 | 0 | 0 | 0 | 0 | 0 | 0 | 0 | 0 | 0 | 0 | 0 | 0 | 0 | 0 | 0 | 0 | 0
114 | 104 | 114,104 | 99712 | Fairbanks | Y | 33 | 21 | 19 | 2 | 0 | 8 | 8 | 5 | 0 | 0 | 13 | 0 | 2291.25 | 2291.25 | 6010.6 | 0 | 0 | 3721.7692 | 18330 | 30053 | 0 | 21 | 0 | 5 | 0 | 26 | 0 | 19 | 19 | 0 | 0 | 19.0914 | 19.0914 | 0 | 0 | 17.3366 | 17.3366 | 0 | 4.6492 | 0 | 17.3563 | 18.2032 | 19.0914 | 20.023 | 21 | 15.8189 | 16.5604 | 17.3366 | 18.1493 | 19 | 4.323 | 4.4832 | 4.6492 | 4.8214 | 5 | 21.1944 | 21.3907 | 21.5887 | 21.4468 | 21.3058 | 21.2378 | 21.1699 | 21.1023 | 21.0349 | 20.9678 | 21.1229 | 21.2791 | 21.4365 | 21.5951 | 21.7548 | 21.8425 | 21.9302 | 22.0179 | 22.1056 | 22.1933 | 22.2651 | 22.337 | 22.4089 | 22.4808 | 22.5527 | 19.1759 | 19.3535 | 19.5327 | 19.4042 | 19.2767 | 19.2151 | 19.1537 | 19.0926 | 19.0316 | 18.9708 | 19.1112 | 19.2525 | 19.3949 | 19.5384 | 19.6829 | 19.7623 | 19.8416 | 19.9209 | 20.0003 | 20.0796 | 20.1447 | 20.2097 | 20.2747 | 20.3398 | 20.4048 | 5.0463 | 5.093 | 5.1402 | 5.1064 | 5.0728 | 5.0566 | 5.0405 | 5.0244 | 5.0083 | 4.9923 | 5.0293 | 5.0665 | 5.1039 | 5.1417 | 5.1797 | 5.2006 | 5.2215 | 5.2424 | 5.2632 | 5.2841 | 5.3012 | 5.3183 | 5.3355 | 5.3526 | 5.3697 | 0 | 0 | 0 | 0 | 0 | 0 | 0 | 0 | 0 | 0 | 0 | 0 | 0 | 0 | 0 | 0 | 0 | 0 | 0 | 0 | 0 | 0 | 0 | 0 | 0 | 0 | 0 | 0 | 0 | 0 | 0 | 0 | 0 | 0 | 0 | 0 | 0 | 0 | 0 | 0 | 0 | 0 | 0 | 0 | 0 | 0 | 0 | 0 | 0 | 0
115 | 104 | 115,104 | 99712 | Fairbanks | Y | 70 | 43 | 33 | 10 | 0 | 1 | 1 | 0 | 0 | 0 | 1 | 0 | 960 | 960 | 0 | 0 | 0 | 960 | 960 | 0 | 0 | 43 | 0 | 0 | 0 | 43 | 0 | 33 | 33 | 0 | 0 | 39.0919 | 39.0919 | 0 | 0 | 30.111 | 30.111 | 0 | 0 | 0 | 35.539 | 37.2732 | 39.0919 | 40.9994 | 43 | 27.4749 | 28.7628 | 30.111 | 31.5224 | 33 | 0 | 0 | 0 | 0 | 0 | 43.3981 | 43.8 | 44.2055 | 43.9149 | 43.6261 | 43.4868 | 43.348 | 43.2095 | 43.0716 | 42.934 | 43.2516 | 43.5715 | 43.8938 | 44.2185 | 44.5456 | 44.7251 | 44.9047 | 45.0842 | 45.2638 | 45.4434 | 45.5905 | 45.7377 | 45.8849 | 46.0321 | 46.1793 | 33.3055 | 33.6139 | 33.9251 | 33.7021 | 33.4805 | 33.3736 | 33.267 | 33.1608 | 33.0549 | 32.9494 | 33.1931 | 33.4386 | 33.686 | 33.9351 | 34.1861 | 34.3239 | 34.4617 | 34.5995 | 34.7373 | 34.8751 | 34.9881 | 35.101 | 35.214 | 35.327 | 35.4399 | 0 | 0 | 0 | 0 | 0 | 0 | 0 | 0 | 0 | 0 | 0 | 0 | 0 | 0 | 0 | 0 | 0 | 0 | 0 | 0 | 0 | 0 | 0 | 0 | 0 | 0 | 0 | 0 | 0 | 0 | 0 | 0 | 0 | 0 | 0 | 0 | 0 | 0 | 0 | 0 | 0 | 0 | 0 | 0 | 0 | 0 | 0 | 0 | 0 | 0 | 0 | 0 | 0 | 0 | 0 | 0 | 0 | 0 | 0 | 0 | 0 | 0 | 0 | 0 | 0 | 0 | 0 | 0 | 0 | 0 | 0 | 0 | 0 | 0 | 0
104 | 105 | 104,105 | 99709 | - | N | 34 | 16 | 14 | 2 | 0 | 10 | 10 | 0 | 0 | 0 | 10 | 0 | 1125.7 | 1125.7 | 0 | 0 | 0 | 1125.7 | 11257 | 0 | 0 | 16 | 0 | 0 | 0 | 16 | 0 | 14 | 14 | 0 | 0 | 15.2345 | 15.2345 | 0 | 0 | 13.3554 | 13.3554 | 0 | 0 | 0 | 14.5057 | 14.8656 | 15.2345 | 15.6126 | 16 | 12.7404 | 13.0443 | 13.3554 | 13.6739 | 14 | 0 | 0 | 0 | 0 | 0 | 16.082 | 16.1643 | 16.2471 | 16.1403 | 16.0342 | 15.983 | 15.932 | 15.8811 | 15.8304 | 15.7798 | 15.8966 | 16.0141 | 16.1326 | 16.2519 | 16.3721 | 16.4381 | 16.5041 | 16.5701 | 16.6361 | 16.7021 | 16.7562 | 16.8103 | 16.8644 | 16.9185 | 16.9726 | 14.0717 | 14.1438 | 14.2163 | 14.1228 | 14.0299 | 13.9851 | 13.9405 | 13.896 | 13.8516 | 13.8074 | 13.9095 | 14.0124 | 14.116 | 14.2204 | 14.3256 | 14.3834 | 14.4411 | 14.4989 | 14.5566 | 14.6143 | 14.6617 | 14.709 | 14.7563 | 14.8037 | 14.851 | 0 | 0 | 0 | 0 | 0 | 0 | 0 | 0 | 0 | 0 | 0 | 0 | 0 | 0 | 0 | 0 | 0 | 0 | 0 | 0 | 0 | 0 | 0 | 0 | 0 | 0 | 0 | 0 | 0 | 0 | 0 | 0 | 0 | 0 | 0 | 0 | 0 | 0 | 0 | 0 | 0 | 0 | 0 | 0 | 0 | 0 | 0 | 0 | 0 | 0 | 0 | 0 | 0 | 0 | 0 | 0 | 0 | 0 | 0 | 0 | 0 | 0 | 0 | 0 | 0 | 0 | 0 | 0 | 0 | 0 | 0 | 0 | 0 | 0 | 0
112 | 105 | 112,105 | 99712 | - | N | 16 | 10 | 9 | 1 | 0 | 1 | 1 | 1 | 0 | 0 | 2 | 0 | 4354 | 4354 | 8310 | 0 | 0 | 6332 | 4354 | 8310 | 0 | 10 | 0 | 1 | 0 | 11 | 0 | 9 | 9 | 0 | 0 | 9.0911 | 9.0911 | 0 | 0 | 8.2121 | 8.2121 | 0 | 0.92984 | 0 | 8.2649 | 8.6682 | 9.0911 | 9.5347 | 10 | 7.4932 | 7.8444 | 8.2121 | 8.597 | 9 | 0.8646 | 0.89663 | 0.92984 | 0.96428 | 1 | 10.1341 | 10.2699 | 10.4076 | 10.3392 | 10.2712 | 10.2384 | 10.2057 | 10.1731 | 10.1406 | 10.1083 | 10.183 | 10.2584 | 10.3342 | 10.4107 | 10.4877 | 10.53 | 10.5722 | 10.6145 | 10.6568 | 10.6991 | 10.7337 | 10.7684 | 10.803 | 10.8377 | 10.8723 | 9.1207 | 9.2429 | 9.3669 | 9.3053 | 9.2441 | 9.2146 | 9.1851 | 9.1558 | 9.1266 | 9.0974 | 9.1647 | 9.2325 | 9.3008 | 9.3696 | 9.4389 | 9.477 | 9.515 | 9.5531 | 9.5911 | 9.6291 | 9.6603 | 9.6915 | 9.7227 | 9.7539 | 9.7851 | 1.0134 | 1.027 | 1.0408 | 1.0339 | 1.0271 | 1.0238 | 1.0206 | 1.0173 | 1.0141 | 1.0108 | 1.0183 | 1.0258 | 1.0334 | 1.0411 | 1.0488 | 1.053 | 1.0572 | 1.0615 | 1.0657 | 1.0699 | 1.0734 | 1.0768 | 1.0803 | 1.0838 | 1.0872 | 0 | 0 | 0 | 0 | 0 | 0 | 0 | 0 | 0 | 0 | 0 | 0 | 0 | 0 | 0 | 0 | 0 | 0 | 0 | 0 | 0 | 0 | 0 | 0 | 0 | 0 | 0 | 0 | 0 | 0 | 0 | 0 | 0 | 0 | 0 | 0 | 0 | 0 | 0 | 0 | 0 | 0 | 0 | 0 | 0 | 0 | 0 | 0 | 0 | 0
114 | 105 | 114,105 | 99712 | - | N | 27 | 10 | 9 | 1 | 0 | 1 | 1 | 0 | 0 | 0 | 1 | 0 | 4117 | 4117 | 0 | 0 | 0 | 4117 | 4117 | 0 | 0 | 10 | 0 | 0 | 0 | 10 | 0 | 9 | 9 | 0 | 0 | 9.0911 | 9.0911 | 0 | 0 | 8.2121 | 8.2121 | 0 | 0 | 0 | 8.2649 | 8.6682 | 9.0911 | 9.5347 | 10 | 7.4932 | 7.8444 | 8.2121 | 8.597 | 9 | 0 | 0 | 0 | 0 | 0 | 10.1341 | 10.2699 | 10.4076 | 10.3392 | 10.2712 | 10.2384 | 10.2057 | 10.1731 | 10.1406 | 10.1083 | 10.183 | 10.2584 | 10.3342 | 10.4107 | 10.4877 | 10.53 | 10.5722 | 10.6145 | 10.6568 | 10.6991 | 10.7337 | 10.7684 | 10.803 | 10.8377 | 10.8723 | 9.1207 | 9.2429 | 9.3669 | 9.3053 | 9.2441 | 9.2146 | 9.1851 | 9.1558 | 9.1266 | 9.0974 | 9.1647 | 9.2325 | 9.3008 | 9.3696 | 9.4389 | 9.477 | 9.515 | 9.5531 | 9.5911 | 9.6291 | 9.6603 | 9.6915 | 9.7227 | 9.7539 | 9.7851 | 0 | 0 | 0 | 0 | 0 | 0 | 0 | 0 | 0 | 0 | 0 | 0 | 0 | 0 | 0 | 0 | 0 | 0 | 0 | 0 | 0 | 0 | 0 | 0 | 0 | 0 | 0 | 0 | 0 | 0 | 0 | 0 | 0 | 0 | 0 | 0 | 0 | 0 | 0 | 0 | 0 | 0 | 0 | 0 | 0 | 0 | 0 | 0 | 0 | 0 | 0 | 0 | 0 | 0 | 0 | 0 | 0 | 0 | 0 | 0 | 0 | 0 | 0 | 0 | 0 | 0 | 0 | 0 | 0 | 0 | 0 | 0 | 0 | 0 | 0
115 | 105 | 115,105 | 99712 | - | N | 61 | 26 | 25 | 1 | 1 | 28 | 29 | 1 | 0 | 0 | 30 | 7920 | 1929.7143 | 2136.2759 | 5797 | 0 | 0 | 2258.3 | 61952 | 5797 | 0.89655 | 25.1034 | 0 | 1 | 0 | 27 | 0.86207 | 24.1379 | 25 | 0 | 0.81507 | 22.8219 | 23.637 | 0 | 0.7866 | 22.0248 | 22.8114 | 0 | 0.92984 | 0 | 21.4887 | 22.5373 | 23.637 | 24.7903 | 26 | 20.8143 | 21.79 | 22.8114 | 23.8806 | 25 | 0.8646 | 0.89663 | 0.92984 | 0.96428 | 1 | 26.3486 | 26.7018 | 27.0598 | 26.8819 | 26.7052 | 26.6199 | 26.5349 | 26.4501 | 26.3657 | 26.2815 | 26.4759 | 26.6717 | 26.869 | 27.0678 | 27.268 | 27.3779 | 27.4878 | 27.5977 | 27.7076 | 27.8175 | 27.9076 | 27.9977 | 28.0878 | 28.1779 | 28.268 | 25.3352 | 25.6748 | 26.019 | 25.848 | 25.678 | 25.596 | 25.5143 | 25.4328 | 25.3516 | 25.2707 | 25.4576 | 25.6459 | 25.8356 | 26.0267 | 26.2192 | 26.3249 | 26.4306 | 26.5363 | 26.642 | 26.7476 | 26.8343 | 26.9209 | 27.0075 | 27.0942 | 27.1808 | 1.0134 | 1.027 | 1.0408 | 1.0339 | 1.0271 | 1.0238 | 1.0206 | 1.0173 | 1.0141 | 1.0108 | 1.0183 | 1.0258 | 1.0334 | 1.0411 | 1.0488 | 1.053 | 1.0572 | 1.0615 | 1.0657 | 1.0699 | 1.0734 | 1.0768 | 1.0803 | 1.0838 | 1.0872 | 0 | 0 | 0 | 0 | 0 | 0 | 0 | 0 | 0 | 0 | 0 | 0 | 0 | 0 | 0 | 0 | 0 | 0 | 0 | 0 | 0 | 0 | 0 | 0 | 0 | 0 | 0 | 0 | 0 | 0 | 0 | 0 | 0 | 0 | 0 | 0 | 0 | 0 | 0 | 0 | 0 | 0 | 0 | 0 | 0 | 0 | 0 | 0 | 0 | 0
148 | 105 | 148,105 | 99712 | - | N | 0 | 2 | 0 | 2 | 0 | 0 | 0 | 0 | 0 | 0 | 0 | 0 | 834.495 | 834.495 | 1408.3846 | 0 | 0 | 1365.174 | 0 | 0 | 0.045825 | 1.9516 | 0.0025988 | 0 | 0 | 2 | 0 | 0 | 0 | 0 | 0.04166 | 1.7742 | 1.8159 | 0.0023626 | 0 | 0 | 0 | 0 | 0 | 0 | 1.6508 | 1.7314 | 1.8159 | 1.9045 | 1.9974 | 0 | 0 | 0 | 0 | 0 | 0 | 0 | 0 | 0 | 0 | 2.0227 | 2.0483 | 2.0742 | 2.0606 | 2.047 | 2.0405 | 2.034 | 2.0275 | 2.021 | 2.0146 | 2.0295 | 2.0445 | 2.0596 | 2.0748 | 2.0902 | 2.0986 | 2.107 | 2.1154 | 2.1239 | 2.1323 | 2.1392 | 2.1461 | 2.153 | 2.1599 | 2.1668 | 0 | 0 | 0 | 0 | 0 | 0 | 0 | 0 | 0 | 0 | 0 | 0 | 0 | 0 | 0 | 0 | 0 | 0 | 0 | 0 | 0 | 0 | 0 | 0 | 0 | 0 | 0 | 0 | 0 | 0 | 0 | 0 | 0 | 0 | 0 | 0 | 0 | 0 | 0 | 0 | 0 | 0 | 0 | 0 | 0 | 0 | 0 | 0 | 0 | 0 | 0.0026316 | 0.002665 | 0.0026987 | 0.0026809 | 0.0026633 | 0.0026548 | 0.0026463 | 0.0026379 | 0.0026295 | 0.0026211 | 0.0026405 | 0.00266 | 0.0026797 | 0.0026995 | 0.0027195 | 0.0027304 | 0.0027414 | 0.0027523 | 0.0027633 | 0.0027743 | 0.0027832 | 0.0027922 | 0.0028012 | 0.0028102 | 0.0028192 | 0 | 0 | 0 | 0 | 0 | 0 | 0 | 0 | 0 | 0 | 0 | 0 | 0 | 0 | 0 | 0 | 0 | 0 | 0 | 0 | 0 | 0 | 0 | 0 | 0
91 | 106 | 91,106 | 99709 | - | N | 41 | 60 | 23 | 37 | 0 | 0 | 0 | 0 | 0 | 0 | 0 | 0 | 834.495 | 834.495 | 1408.3846 | 0 | 0 | 1365.174 | 0 | 0 | 1.3747 | 58.5473 | 0.077963 | 0 | 0 | 60 | 0.52698 | 22.4431 | 22.9701 | 0.029886 | 1.309 | 55.7463 | 57.0553 | 0.074233 | 0.50272 | 21.4097 | 21.9124 | 0.02851 | 0 | 0 | 54.3257 | 55.6737 | 57.0553 | 58.4711 | 59.922 | 20.9035 | 21.402 | 21.9124 | 22.435 | 22.9701 | 0 | 0 | 0 | 0 | 0 | 60.229 | 60.5375 | 60.8476 | 60.4476 | 60.0502 | 59.8584 | 59.6673 | 59.4767 | 59.2868 | 59.0975 | 59.5346 | 59.975 | 60.4186 | 60.8655 | 61.3158 | 61.5629 | 61.8101 | 62.0572 | 62.3044 | 62.5515 | 62.7541 | 62.9567 | 63.1593 | 63.3619 | 63.5645 | 23.0878 | 23.2061 | 23.3249 | 23.1716 | 23.0192 | 22.9457 | 22.8725 | 22.7994 | 22.7266 | 22.654 | 22.8216 | 22.9904 | 23.1605 | 23.3318 | 23.5044 | 23.5991 | 23.6939 | 23.7886 | 23.8833 | 23.9781 | 24.0557 | 24.1334 | 24.2111 | 24.2887 | 24.3664 | 0 | 0 | 0 | 0 | 0 | 0 | 0 | 0 | 0 | 0 | 0 | 0 | 0 | 0 | 0 | 0 | 0 | 0 | 0 | 0 | 0 | 0 | 0 | 0 | 0 | 0.078362 | 0.078763 | 0.079167 | 0.078646 | 0.078129 | 0.07788 | 0.077631 | 0.077383 | 0.077136 | 0.07689 | 0.077459 | 0.078031 | 0.078609 | 0.07919 | 0.079776 | 0.080097 | 0.080419 | 0.080741 | 0.081062 | 0.081384 | 0.081647 | 0.081911 | 0.082174 | 0.082438 | 0.082702 | 0 | 0 | 0 | 0 | 0 | 0 | 0 | 0 | 0 | 0 | 0 | 0 | 0 | 0 | 0 | 0 | 0 | 0 | 0 | 0 | 0 | 0 | 0 | 0 | 0
114 | 106 | 114,106 | 99712 | - | N | 9 | 2 | 2 | 0 | 0 | 0 | 0 | 0 | 0 | 0 | 0 | 0 | 834.495 | 834.495 | 1408.3846 | 0 | 0 | 1365.174 | 0 | 0 | 0.045825 | 1.9516 | 0.0025988 | 0 | 0 | 2 | 0.045825 | 1.9516 | 1.9974 | 0.0025988 | 0.04166 | 1.7742 | 1.8159 | 0.0023626 | 0.041813 | 1.7807 | 1.8225 | 0.0023712 | 0 | 0 | 1.6508 | 1.7314 | 1.8159 | 1.9045 | 1.9974 | 1.663 | 1.7409 | 1.8225 | 1.908 | 1.9974 | 0 | 0 | 0 | 0 | 0 | 2.0242 | 2.0513 | 2.0788 | 2.0652 | 2.0516 | 2.045 | 2.0385 | 2.032 | 2.0255 | 2.019 | 2.034 | 2.049 | 2.0642 | 2.0794 | 2.0948 | 2.1033 | 2.1117 | 2.1201 | 2.1286 | 2.137 | 2.144 | 2.1509 | 2.1578 | 2.1647 | 2.1716 | 2.0242 | 2.0513 | 2.0788 | 2.0652 | 2.0516 | 2.045 | 2.0385 | 2.032 | 2.0255 | 2.019 | 2.034 | 2.049 | 2.0642 | 2.0794 | 2.0948 | 2.1033 | 2.1117 | 2.1201 | 2.1286 | 2.137 | 2.144 | 2.1509 | 2.1578 | 2.1647 | 2.1716 | 0 | 0 | 0 | 0 | 0 | 0 | 0 | 0 | 0 | 0 | 0 | 0 | 0 | 0 | 0 | 0 | 0 | 0 | 0 | 0 | 0 | 0 | 0 | 0 | 0 | 0.0026336 | 0.0026689 | 0.0027047 | 0.0026869 | 0.0026692 | 0.0026607 | 0.0026522 | 0.0026437 | 0.0026353 | 0.0026269 | 0.0026463 | 0.0026659 | 0.0026856 | 0.0027055 | 0.0027255 | 0.0027365 | 0.0027475 | 0.0027584 | 0.0027694 | 0.0027804 | 0.0027894 | 0.0027984 | 0.0028074 | 0.0028164 | 0.0028254 | 0 | 0 | 0 | 0 | 0 | 0 | 0 | 0 | 0 | 0 | 0 | 0 | 0 | 0 | 0 | 0 | 0 | 0 | 0 | 0 | 0 | 0 | 0 | 0 | 0
116 | 106 | 116,106 | 99712 | - | N | 33 | 13 | 12 | 1 | 0 | 4 | 4 | 0 | 0 | 0 | 4 | 0 | 2319.5 | 2319.5 | 0 | 0 | 0 | 2319.5 | 9278 | 0 | 0 | 13 | 0 | 0 | 0 | 13 | 0 | 12 | 12 | 0 | 0 | 11.8185 | 11.8185 | 0 | 0 | 10.9494 | 10.9494 | 0 | 0 | 0 | 10.7444 | 11.2686 | 11.8185 | 12.3952 | 13 | 9.9909 | 10.4592 | 10.9494 | 11.4627 | 12 | 0 | 0 | 0 | 0 | 0 | 13.1646 | 13.3312 | 13.4999 | 13.4112 | 13.323 | 13.2805 | 13.238 | 13.1958 | 13.1536 | 13.1116 | 13.2086 | 13.3063 | 13.4047 | 13.5039 | 13.6038 | 13.6586 | 13.7135 | 13.7683 | 13.8231 | 13.878 | 13.9229 | 13.9679 | 14.0128 | 14.0578 | 14.1027 | 12.1519 | 12.3057 | 12.4615 | 12.3795 | 12.2982 | 12.2589 | 12.2197 | 12.1807 | 12.1418 | 12.103 | 12.1926 | 12.2828 | 12.3736 | 12.4651 | 12.5573 | 12.608 | 12.6586 | 12.7092 | 12.7598 | 12.8104 | 12.8519 | 12.8934 | 12.9349 | 12.9764 | 13.0179 | 0 | 0 | 0 | 0 | 0 | 0 | 0 | 0 | 0 | 0 | 0 | 0 | 0 | 0 | 0 | 0 | 0 | 0 | 0 | 0 | 0 | 0 | 0 | 0 | 0 | 0 | 0 | 0 | 0 | 0 | 0 | 0 | 0 | 0 | 0 | 0 | 0 | 0 | 0 | 0 | 0 | 0 | 0 | 0 | 0 | 0 | 0 | 0 | 0 | 0 | 0 | 0 | 0 | 0 | 0 | 0 | 0 | 0 | 0 | 0 | 0 | 0 | 0 | 0 | 0 | 0 | 0 | 0 | 0 | 0 | 0 | 0 | 0 | 0 | 0
116 | 107 | 116,107 | 99712 | - | N | 7 | 5 | 5 | 0 | 0 | 1 | 1 | 0 | 0 | 0 | 1 | 0 | 1540 | 1540 | 0 | 0 | 0 | 1540 | 1540 | 0 | 0 | 5 | 0 | 0 | 0 | 5 | 0 | 5 | 5 | 0 | 0 | 4.5456 | 4.5456 | 0 | 0 | 4.5623 | 4.5623 | 0 | 0 | 0 | 4.1324 | 4.3341 | 4.5456 | 4.7674 | 5 | 4.1629 | 4.358 | 4.5623 | 4.7761 | 5 | 0 | 0 | 0 | 0 | 0 | 5.067 | 5.135 | 5.2038 | 5.1696 | 5.1356 | 5.1192 | 5.1029 | 5.0866 | 5.0703 | 5.0541 | 5.0915 | 5.1292 | 5.1671 | 5.2053 | 5.2438 | 5.265 | 5.2861 | 5.3073 | 5.3284 | 5.3495 | 5.3669 | 5.3842 | 5.4015 | 5.4188 | 5.4362 | 5.067 | 5.135 | 5.2038 | 5.1696 | 5.1356 | 5.1192 | 5.1029 | 5.0866 | 5.0703 | 5.0541 | 5.0915 | 5.1292 | 5.1671 | 5.2053 | 5.2438 | 5.265 | 5.2861 | 5.3073 | 5.3284 | 5.3495 | 5.3669 | 5.3842 | 5.4015 | 5.4188 | 5.4362 | 0 | 0 | 0 | 0 | 0 | 0 | 0 | 0 | 0 | 0 | 0 | 0 | 0 | 0 | 0 | 0 | 0 | 0 | 0 | 0 | 0 | 0 | 0 | 0 | 0 | 0 | 0 | 0 | 0 | 0 | 0 | 0 | 0 | 0 | 0 | 0 | 0 | 0 | 0 | 0 | 0 | 0 | 0 | 0 | 0 | 0 | 0 | 0 | 0 | 0 | 0 | 0 | 0 | 0 | 0 | 0 | 0 | 0 | 0 | 0 | 0 | 0 | 0 | 0 | 0 | 0 | 0 | 0 | 0 | 0 | 0 | 0 | 0 | 0 | 0
111 | 108 | 111,108 | 99712 | - | N | 7 | 9 | 4 | 5 | 0 | 0 | 0 | 0 | 0 | 0 | 0 | 0 | 834.495 | 834.495 | 1408.3846 | 0 | 0 | 1365.174 | 0 | 0 | 0.20621 | 8.7821 | 0.011694 | 0 | 0 | 9 | 0.091649 | 3.9032 | 3.9948 | 0.0051975 | 0.18747 | 7.9839 | 8.1714 | 0.010632 | 0.083626 | 3.5614 | 3.6451 | 0.0047425 | 0 | 0 | 7.4287 | 7.7912 | 8.1714 | 8.5701 | 8.9883 | 3.326 | 3.4819 | 3.6451 | 3.8159 | 3.9948 | 0 | 0 | 0 | 0 | 0 | 9.1088 | 9.2309 | 9.3547 | 9.2932 | 9.2321 | 9.2026 | 9.1732 | 9.1439 | 9.1147 | 9.0856 | 9.1528 | 9.2205 | 9.2887 | 9.3574 | 9.4267 | 9.4646 | 9.5026 | 9.5406 | 9.5786 | 9.6166 | 9.6478 | 9.6789 | 9.7101 | 9.7412 | 9.7724 | 4.0484 | 4.1026 | 4.1576 | 4.1303 | 4.1031 | 4.09 | 4.077 | 4.064 | 4.051 | 4.0381 | 4.0679 | 4.098 | 4.1283 | 4.1589 | 4.1896 | 4.2065 | 4.2234 | 4.2403 | 4.2572 | 4.2741 | 4.2879 | 4.3017 | 4.3156 | 4.3294 | 4.3433 | 0 | 0 | 0 | 0 | 0 | 0 | 0 | 0 | 0 | 0 | 0 | 0 | 0 | 0 | 0 | 0 | 0 | 0 | 0 | 0 | 0 | 0 | 0 | 0 | 0 | 0.011851 | 0.01201 | 0.012171 | 0.012091 | 0.012012 | 0.011973 | 0.011935 | 0.011897 | 0.011859 | 0.011821 | 0.011908 | 0.011997 | 0.012085 | 0.012175 | 0.012265 | 0.012314 | 0.012364 | 0.012413 | 0.012462 | 0.012512 | 0.012552 | 0.012593 | 0.012633 | 0.012674 | 0.012715 | 0 | 0 | 0 | 0 | 0 | 0 | 0 | 0 | 0 | 0 | 0 | 0 | 0 | 0 | 0 | 0 | 0 | 0 | 0 | 0 | 0 | 0 | 0 | 0 | 0
117 | 108 | 117,108 | 99712 | - | N | 18 | 8 | 6 | 2 | 0 | 6 | 6 | 0 | 0 | 0 | 6 | 0 | 1739.8333 | 1739.8333 | 0 | 0 | 0 | 1739.8333 | 10439 | 0 | 0 | 8 | 0 | 0 | 0 | 8 | 0 | 6 | 6 | 0 | 0 | 7.2729 | 7.2729 | 0 | 0 | 5.4747 | 5.4747 | 0 | 0 | 0 | 6.6119 | 6.9345 | 7.2729 | 7.6278 | 8 | 4.9954 | 5.2296 | 5.4747 | 5.7313 | 6 | 0 | 0 | 0 | 0 | 0 | 8.1073 | 8.2159 | 8.3261 | 8.2714 | 8.217 | 8.1907 | 8.1646 | 8.1385 | 8.1125 | 8.0866 | 8.1464 | 8.2067 | 8.2674 | 8.3285 | 8.3901 | 8.424 | 8.4578 | 8.4916 | 8.5254 | 8.5592 | 8.587 | 8.6147 | 8.6424 | 8.6701 | 8.6979 | 6.0804 | 6.162 | 6.2446 | 6.2035 | 6.1627 | 6.143 | 6.1234 | 6.1039 | 6.0844 | 6.065 | 6.1098 | 6.155 | 6.2005 | 6.2464 | 6.2926 | 6.318 | 6.3433 | 6.3687 | 6.3941 | 6.4194 | 6.4402 | 6.461 | 6.4818 | 6.5026 | 6.5234 | 0 | 0 | 0 | 0 | 0 | 0 | 0 | 0 | 0 | 0 | 0 | 0 | 0 | 0 | 0 | 0 | 0 | 0 | 0 | 0 | 0 | 0 | 0 | 0 | 0 | 0 | 0 | 0 | 0 | 0 | 0 | 0 | 0 | 0 | 0 | 0 | 0 | 0 | 0 | 0 | 0 | 0 | 0 | 0 | 0 | 0 | 0 | 0 | 0 | 0 | 0 | 0 | 0 | 0 | 0 | 0 | 0 | 0 | 0 | 0 | 0 | 0 | 0 | 0 | 0 | 0 | 0 | 0 | 0 | 0 | 0 | 0 | 0 | 0 | 0
118 | 108 | 118,108 | 99712 | - | N | 3 | 2 | 2 | 0 | 0 | 0 | 0 | 0 | 0 | 0 | 0 | 0 | 834.495 | 834.495 | 1408.3846 | 0 | 0 | 1365.174 | 0 | 0 | 0.045825 | 1.9516 | 0.0025988 | 0 | 0 | 2 | 0.045825 | 1.9516 | 1.9974 | 0.0025988 | 0.04166 | 1.7742 | 1.8159 | 0.0023626 | 0.041813 | 1.7807 | 1.8225 | 0.0023712 | 0 | 0 | 1.6508 | 1.7314 | 1.8159 | 1.9045 | 1.9974 | 1.663 | 1.7409 | 1.8225 | 1.908 | 1.9974 | 0 | 0 | 0 | 0 | 0 | 2.0227 | 2.0483 | 2.0742 | 2.0606 | 2.047 | 2.0405 | 2.034 | 2.0275 | 2.021 | 2.0146 | 2.0295 | 2.0445 | 2.0596 | 2.0748 | 2.0902 | 2.0986 | 2.107 | 2.1154 | 2.1239 | 2.1323 | 2.1392 | 2.1461 | 2.153 | 2.1599 | 2.1668 | 2.0227 | 2.0483 | 2.0742 | 2.0606 | 2.047 | 2.0405 | 2.034 | 2.0275 | 2.021 | 2.0146 | 2.0295 | 2.0445 | 2.0596 | 2.0748 | 2.0902 | 2.0986 | 2.107 | 2.1154 | 2.1239 | 2.1323 | 2.1392 | 2.1461 | 2.153 | 2.1599 | 2.1668 | 0 | 0 | 0 | 0 | 0 | 0 | 0 | 0 | 0 | 0 | 0 | 0 | 0 | 0 | 0 | 0 | 0 | 0 | 0 | 0 | 0 | 0 | 0 | 0 | 0 | 0.0026316 | 0.002665 | 0.0026987 | 0.0026809 | 0.0026633 | 0.0026548 | 0.0026463 | 0.0026379 | 0.0026295 | 0.0026211 | 0.0026405 | 0.00266 | 0.0026797 | 0.0026995 | 0.0027195 | 0.0027304 | 0.0027414 | 0.0027523 | 0.0027633 | 0.0027743 | 0.0027832 | 0.0027922 | 0.0028012 | 0.0028102 | 0.0028192 | 0 | 0 | 0 | 0 | 0 | 0 | 0 | 0 | 0 | 0 | 0 | 0 | 0 | 0 | 0 | 0 | 0 | 0 | 0 | 0 | 0 | 0 | 0 | 0 | 0
112 | 109 | 112,109 | 99712 | - | N | 6 | 4 | 3 | 1 | 0 | 2 | 2 | 2 | 0 | 0 | 4 | 0 | 2022 | 2022 | 2057.5 | 0 | 0 | 2039.75 | 4044 | 4115 | 0 | 4 | 0 | 2 | 0 | 6 | 0 | 3 | 3 | 0 | 0 | 3.6365 | 3.6365 | 0 | 0 | 2.7374 | 2.7374 | 0 | 1.8597 | 0 | 3.306 | 3.4673 | 3.6365 | 3.8139 | 4 | 2.4977 | 2.6148 | 2.7374 | 2.8657 | 3 | 1.7292 | 1.7933 | 1.8597 | 1.9286 | 2 | 4.0536 | 4.108 | 4.163 | 4.1357 | 4.1085 | 4.0954 | 4.0823 | 4.0693 | 4.0563 | 4.0433 | 4.0732 | 4.1033 | 4.1337 | 4.1643 | 4.1951 | 4.212 | 4.2289 | 4.2458 | 4.2627 | 4.2796 | 4.2935 | 4.3073 | 4.3212 | 4.3351 | 4.3489 | 3.0402 | 3.081 | 3.1223 | 3.1018 | 3.0814 | 3.0715 | 3.0617 | 3.0519 | 3.0422 | 3.0325 | 3.0549 | 3.0775 | 3.1003 | 3.1232 | 3.1463 | 3.159 | 3.1717 | 3.1844 | 3.197 | 3.2097 | 3.2201 | 3.2305 | 3.2409 | 3.2513 | 3.2617 | 2.0268 | 2.054 | 2.0815 | 2.0678 | 2.0542 | 2.0477 | 2.0411 | 2.0346 | 2.0281 | 2.0217 | 2.0366 | 2.0517 | 2.0668 | 2.0821 | 2.0975 | 2.106 | 2.1144 | 2.1229 | 2.1314 | 2.1398 | 2.1467 | 2.1537 | 2.1606 | 2.1675 | 2.1745 | 0 | 0 | 0 | 0 | 0 | 0 | 0 | 0 | 0 | 0 | 0 | 0 | 0 | 0 | 0 | 0 | 0 | 0 | 0 | 0 | 0 | 0 | 0 | 0 | 0 | 0 | 0 | 0 | 0 | 0 | 0 | 0 | 0 | 0 | 0 | 0 | 0 | 0 | 0 | 0 | 0 | 0 | 0 | 0 | 0 | 0 | 0 | 0 | 0 | 0
114 | 109 | 114,109 | 99712 | - | N | 2 | 1 | 1 | 0 | 0 | 0 | 0 | 0 | 0 | 0 | 0 | 0 | 834.495 | 834.495 | 1408.3846 | 0 | 0 | 1365.174 | 0 | 0 | 0.022912 | 0.97579 | 0.0012994 | 0 | 0 | 1 | 0.022912 | 0.97579 | 0.9987 | 0.0012994 | 0.02083 | 0.8871 | 0.90793 | 0.0011813 | 0.020906 | 0.89036 | 0.91127 | 0.0011856 | 0 | 0 | 0.82541 | 0.86569 | 0.90793 | 0.95224 | 0.9987 | 0.83149 | 0.87047 | 0.91127 | 0.95398 | 0.9987 | 0 | 0 | 0 | 0 | 0 | 1.0121 | 1.0257 | 1.0394 | 1.0326 | 1.0258 | 1.0225 | 1.0192 | 1.016 | 1.0127 | 1.0095 | 1.017 | 1.0245 | 1.0321 | 1.0397 | 1.0474 | 1.0516 | 1.0558 | 1.0601 | 1.0643 | 1.0685 | 1.072 | 1.0754 | 1.0789 | 1.0824 | 1.0858 | 1.0121 | 1.0257 | 1.0394 | 1.0326 | 1.0258 | 1.0225 | 1.0192 | 1.016 | 1.0127 | 1.0095 | 1.017 | 1.0245 | 1.0321 | 1.0397 | 1.0474 | 1.0516 | 1.0558 | 1.0601 | 1.0643 | 1.0685 | 1.072 | 1.0754 | 1.0789 | 1.0824 | 1.0858 | 0 | 0 | 0 | 0 | 0 | 0 | 0 | 0 | 0 | 0 | 0 | 0 | 0 | 0 | 0 | 0 | 0 | 0 | 0 | 0 | 0 | 0 | 0 | 0 | 0 | 0.0013168 | 0.0013345 | 0.0013523 | 0.0013434 | 0.0013346 | 0.0013304 | 0.0013261 | 0.0013219 | 0.0013177 | 0.0013134 | 0.0013232 | 0.0013329 | 0.0013428 | 0.0013527 | 0.0013627 | 0.0013682 | 0.0013737 | 0.0013792 | 0.0013847 | 0.0013902 | 0.0013947 | 0.0013992 | 0.0014037 | 0.0014082 | 0.0014127 | 0 | 0 | 0 | 0 | 0 | 0 | 0 | 0 | 0 | 0 | 0 | 0 | 0 | 0 | 0 | 0 | 0 | 0 | 0 | 0 | 0 | 0 | 0 | 0 | 0
118 | 109 | 118,109 | 99712 | - | N | 0 | 1 | 0 | 1 | 0 | 0 | 0 | 0 | 0 | 0 | 0 | 0 | 834.495 | 834.495 | 1408.3846 | 0 | 0 | 1365.174 | 0 | 0 | 0.022912 | 0.97579 | 0.0012994 | 0 | 0 | 1 | 0 | 0 | 0 | 0 | 0.02083 | 0.8871 | 0.90793 | 0.0011813 | 0 | 0 | 0 | 0 | 0 | 0 | 0.82541 | 0.86569 | 0.90793 | 0.95224 | 0.9987 | 0 | 0 | 0 | 0 | 0 | 0 | 0 | 0 | 0 | 0 | 1.0113 | 1.0241 | 1.0371 | 1.0303 | 1.0235 | 1.0202 | 1.017 | 1.0137 | 1.0105 | 1.0073 | 1.0147 | 1.0222 | 1.0298 | 1.0374 | 1.0451 | 1.0493 | 1.0535 | 1.0577 | 1.0619 | 1.0661 | 1.0696 | 1.0731 | 1.0765 | 1.08 | 1.0834 | 0 | 0 | 0 | 0 | 0 | 0 | 0 | 0 | 0 | 0 | 0 | 0 | 0 | 0 | 0 | 0 | 0 | 0 | 0 | 0 | 0 | 0 | 0 | 0 | 0 | 0 | 0 | 0 | 0 | 0 | 0 | 0 | 0 | 0 | 0 | 0 | 0 | 0 | 0 | 0 | 0 | 0 | 0 | 0 | 0 | 0 | 0 | 0 | 0 | 0 | 0.0013158 | 0.0013325 | 0.0013493 | 0.0013405 | 0.0013317 | 0.0013274 | 0.0013232 | 0.0013189 | 0.0013147 | 0.0013105 | 0.0013202 | 0.00133 | 0.0013398 | 0.0013497 | 0.0013597 | 0.0013652 | 0.0013707 | 0.0013762 | 0.0013816 | 0.0013871 | 0.0013916 | 0.0013961 | 0.0014006 | 0.0014051 | 0.0014096 | 0 | 0 | 0 | 0 | 0 | 0 | 0 | 0 | 0 | 0 | 0 | 0 | 0 | 0 | 0 | 0 | 0 | 0 | 0 | 0 | 0 | 0 | 0 | 0 | 0
118 | 110 | 118,110 | 99712 | - | N | 0 | 1 | 0 | 1 | 0 | 0 | 0 | 0 | 0 | 0 | 0 | 0 | 834.495 | 834.495 | 1408.3846 | 0 | 0 | 1365.174 | 0 | 0 | 0.022912 | 0.97579 | 0.0012994 | 0 | 0 | 1 | 0 | 0 | 0 | 0 | 0.02083 | 0.8871 | 0.90793 | 0.0011813 | 0 | 0 | 0 | 0 | 0 | 0 | 0.82541 | 0.86569 | 0.90793 | 0.95224 | 0.9987 | 0 | 0 | 0 | 0 | 0 | 0 | 0 | 0 | 0 | 0 | 1.0121 | 1.0257 | 1.0394 | 1.0326 | 1.0258 | 1.0225 | 1.0192 | 1.016 | 1.0127 | 1.0095 | 1.017 | 1.0245 | 1.0321 | 1.0397 | 1.0474 | 1.0516 | 1.0558 | 1.0601 | 1.0643 | 1.0685 | 1.072 | 1.0754 | 1.0789 | 1.0824 | 1.0858 | 0 | 0 | 0 | 0 | 0 | 0 | 0 | 0 | 0 | 0 | 0 | 0 | 0 | 0 | 0 | 0 | 0 | 0 | 0 | 0 | 0 | 0 | 0 | 0 | 0 | 0 | 0 | 0 | 0 | 0 | 0 | 0 | 0 | 0 | 0 | 0 | 0 | 0 | 0 | 0 | 0 | 0 | 0 | 0 | 0 | 0 | 0 | 0 | 0 | 0 | 0.0013168 | 0.0013345 | 0.0013523 | 0.0013434 | 0.0013346 | 0.0013304 | 0.0013261 | 0.0013219 | 0.0013177 | 0.0013134 | 0.0013232 | 0.0013329 | 0.0013428 | 0.0013527 | 0.0013627 | 0.0013682 | 0.0013737 | 0.0013792 | 0.0013847 | 0.0013902 | 0.0013947 | 0.0013992 | 0.0014037 | 0.0014082 | 0.0014127 | 0 | 0 | 0 | 0 | 0 | 0 | 0 | 0 | 0 | 0 | 0 | 0 | 0 | 0 | 0 | 0 | 0 | 0 | 0 | 0 | 0 | 0 | 0 | 0 | 0
142 | 110 | 142,110 | 99712 | - | N | 0 | 1 | 0 | 1 | 0 | 0 | 0 | 0 | 0 | 0 | 0 | 0 | 834.495 | 834.495 | 1408.3846 | 0 | 0 | 1365.174 | 0 | 0 | 0.022912 | 0.97579 | 0.0012994 | 0 | 0 | 1 | 0 | 0 | 0 | 0 | 0.02083 | 0.8871 | 0.90793 | 0.0011813 | 0 | 0 | 0 | 0 | 0 | 0 | 0.82541 | 0.86569 | 0.90793 | 0.95224 | 0.9987 | 0 | 0 | 0 | 0 | 0 | 0 | 0 | 0 | 0 | 0 | 1.0113 | 1.0241 | 1.0371 | 1.0303 | 1.0235 | 1.0202 | 1.017 | 1.0137 | 1.0105 | 1.0073 | 1.0147 | 1.0222 | 1.0298 | 1.0374 | 1.0451 | 1.0493 | 1.0535 | 1.0577 | 1.0619 | 1.0661 | 1.0696 | 1.0731 | 1.0765 | 1.08 | 1.0834 | 0 | 0 | 0 | 0 | 0 | 0 | 0 | 0 | 0 | 0 | 0 | 0 | 0 | 0 | 0 | 0 | 0 | 0 | 0 | 0 | 0 | 0 | 0 | 0 | 0 | 0 | 0 | 0 | 0 | 0 | 0 | 0 | 0 | 0 | 0 | 0 | 0 | 0 | 0 | 0 | 0 | 0 | 0 | 0 | 0 | 0 | 0 | 0 | 0 | 0 | 0.0013158 | 0.0013325 | 0.0013493 | 0.0013405 | 0.0013317 | 0.0013274 | 0.0013232 | 0.0013189 | 0.0013147 | 0.0013105 | 0.0013202 | 0.00133 | 0.0013398 | 0.0013497 | 0.0013597 | 0.0013652 | 0.0013707 | 0.0013762 | 0.0013816 | 0.0013871 | 0.0013916 | 0.0013961 | 0.0014006 | 0.0014051 | 0.0014096 | 0 | 0 | 0 | 0 | 0 | 0 | 0 | 0 | 0 | 0 | 0 | 0 | 0 | 0 | 0 | 0 | 0 | 0 | 0 | 0 | 0 | 0 | 0 | 0 | 0
161 | 110 | 161,110 | 99712 | - | N | 2 | 3 | 1 | 2 | 0 | 9 | 9 | 1 | 0 | 0 | 10 | 0 | 470 | 470 | 2881 | 0 | 0 | 711.1 | 4230 | 2881 | 0 | 3 | 0 | 1 | 0 | 4 | 0 | 1 | 1 | 0 | 0 | 2.7273 | 2.7273 | 0 | 0 | 0.91245 | 0.91245 | 0 | 0.92984 | 0 | 2.4795 | 2.6005 | 2.7273 | 2.8604 | 3 | 0.83257 | 0.8716 | 0.91245 | 0.95522 | 1 | 0.8646 | 0.89663 | 0.92984 | 0.96428 | 1 | 3.038 | 3.0764 | 3.1154 | 3.0949 | 3.0745 | 3.0647 | 3.0549 | 3.0452 | 3.0355 | 3.0258 | 3.0481 | 3.0707 | 3.0934 | 3.1163 | 3.1393 | 3.152 | 3.1646 | 3.1773 | 3.19 | 3.2026 | 3.213 | 3.2234 | 3.2337 | 3.2441 | 3.2545 | 1.0127 | 1.0255 | 1.0385 | 1.0316 | 1.0248 | 1.0216 | 1.0183 | 1.0151 | 1.0118 | 1.0086 | 1.016 | 1.0236 | 1.0311 | 1.0388 | 1.0464 | 1.0507 | 1.0549 | 1.0591 | 1.0633 | 1.0675 | 1.071 | 1.0745 | 1.0779 | 1.0814 | 1.0848 | 1.0127 | 1.0255 | 1.0385 | 1.0316 | 1.0248 | 1.0216 | 1.0183 | 1.0151 | 1.0118 | 1.0086 | 1.016 | 1.0236 | 1.0311 | 1.0388 | 1.0464 | 1.0507 | 1.0549 | 1.0591 | 1.0633 | 1.0675 | 1.071 | 1.0745 | 1.0779 | 1.0814 | 1.0848 | 0 | 0 | 0 | 0 | 0 | 0 | 0 | 0 | 0 | 0 | 0 | 0 | 0 | 0 | 0 | 0 | 0 | 0 | 0 | 0 | 0 | 0 | 0 | 0 | 0 | 0 | 0 | 0 | 0 | 0 | 0 | 0 | 0 | 0 | 0 | 0 | 0 | 0 | 0 | 0 | 0 | 0 | 0 | 0 | 0 | 0 | 0 | 0 | 0 | 0
111 | 111 | 111,111 | 99712 | - | N | 2 | 1 | 1 | 0 | 0 | 6 | 6 | 0 | 0 | 0 | 6 | 0 | 1628.6667 | 1628.6667 | 0 | 0 | 0 | 1628.6667 | 9772 | 0 | 0 | 1 | 0 | 0 | 0 | 1 | 0 | 1 | 1 | 0 | 0 | 0.90911 | 0.90911 | 0 | 0 | 0.91245 | 0.91245 | 0 | 0 | 0 | 0.82649 | 0.86682 | 0.90911 | 0.95347 | 1 | 0.83257 | 0.8716 | 0.91245 | 0.95522 | 1 | 0 | 0 | 0 | 0 | 0 | 1.0134 | 1.027 | 1.0408 | 1.0339 | 1.0271 | 1.0238 | 1.0206 | 1.0173 | 1.0141 | 1.0108 | 1.0183 | 1.0258 | 1.0334 | 1.0411 | 1.0488 | 1.053 | 1.0572 | 1.0615 | 1.0657 | 1.0699 | 1.0734 | 1.0768 | 1.0803 | 1.0838 | 1.0872 | 1.0134 | 1.027 | 1.0408 | 1.0339 | 1.0271 | 1.0238 | 1.0206 | 1.0173 | 1.0141 | 1.0108 | 1.0183 | 1.0258 | 1.0334 | 1.0411 | 1.0488 | 1.053 | 1.0572 | 1.0615 | 1.0657 | 1.0699 | 1.0734 | 1.0768 | 1.0803 | 1.0838 | 1.0872 | 0 | 0 | 0 | 0 | 0 | 0 | 0 | 0 | 0 | 0 | 0 | 0 | 0 | 0 | 0 | 0 | 0 | 0 | 0 | 0 | 0 | 0 | 0 | 0 | 0 | 0 | 0 | 0 | 0 | 0 | 0 | 0 | 0 | 0 | 0 | 0 | 0 | 0 | 0 | 0 | 0 | 0 | 0 | 0 | 0 | 0 | 0 | 0 | 0 | 0 | 0 | 0 | 0 | 0 | 0 | 0 | 0 | 0 | 0 | 0 | 0 | 0 | 0 | 0 | 0 | 0 | 0 | 0 | 0 | 0 | 0 | 0 | 0 | 0 | 0
112 | 111 | 112,111 | 99712 | - | N | 0 | 1 | 0 | 1 | 0 | 5 | 5 | 0 | 0 | 0 | 5 | 0 | 718.4 | 718.4 | 0 | 0 | 0 | 718.4 | 3592 | 0 | 0 | 1 | 0 | 0 | 0 | 1 | 0 | 0 | 0 | 0 | 0 | 0.90911 | 0.90911 | 0 | 0 | 0 | 0 | 0 | 0 | 0 | 0.82649 | 0.86682 | 0.90911 | 0.95347 | 1 | 0 | 0 | 0 | 0 | 0 | 0 | 0 | 0 | 0 | 0 | 1.0134 | 1.027 | 1.0408 | 1.0339 | 1.0271 | 1.0238 | 1.0206 | 1.0173 | 1.0141 | 1.0108 | 1.0183 | 1.0258 | 1.0334 | 1.0411 | 1.0488 | 1.053 | 1.0572 | 1.0615 | 1.0657 | 1.0699 | 1.0734 | 1.0768 | 1.0803 | 1.0838 | 1.0872 | 0 | 0 | 0 | 0 | 0 | 0 | 0 | 0 | 0 | 0 | 0 | 0 | 0 | 0 | 0 | 0 | 0 | 0 | 0 | 0 | 0 | 0 | 0 | 0 | 0 | 0 | 0 | 0 | 0 | 0 | 0 | 0 | 0 | 0 | 0 | 0 | 0 | 0 | 0 | 0 | 0 | 0 | 0 | 0 | 0 | 0 | 0 | 0 | 0 | 0 | 0 | 0 | 0 | 0 | 0 | 0 | 0 | 0 | 0 | 0 | 0 | 0 | 0 | 0 | 0 | 0 | 0 | 0 | 0 | 0 | 0 | 0 | 0 | 0 | 0 | 0 | 0 | 0 | 0 | 0 | 0 | 0 | 0 | 0 | 0 | 0 | 0 | 0 | 0 | 0 | 0 | 0 | 0 | 0 | 0 | 0 | 0 | 0 | 0 | 0
118 | 111 | 118,111 | 99712 | - | N | 21 | 23 | 13 | 10 | 0 | 3 | 3 | 0 | 0 | 0 | 3 | 0 | 633 | 633 | 0 | 0 | 0 | 633 | 1899 | 0 | 0 | 23 | 0 | 0 | 0 | 23 | 0 | 13 | 13 | 0 | 0 | 20.9096 | 20.9096 | 0 | 0 | 11.8619 | 11.8619 | 0 | 0 | 0 | 19.0092 | 19.9368 | 20.9096 | 21.9299 | 23 | 10.8234 | 11.3308 | 11.8619 | 12.4179 | 13 | 0 | 0 | 0 | 0 | 0 | 23.3084 | 23.6208 | 23.9375 | 23.7801 | 23.6238 | 23.5484 | 23.4732 | 23.3982 | 23.3235 | 23.249 | 23.421 | 23.5942 | 23.7687 | 23.9446 | 24.1217 | 24.2189 | 24.3161 | 24.4134 | 24.5106 | 24.6078 | 24.6875 | 24.7672 | 24.8469 | 24.9266 | 25.0063 | 13.1743 | 13.3509 | 13.5299 | 13.4409 | 13.3526 | 13.3099 | 13.2674 | 13.2251 | 13.1828 | 13.1407 | 13.2379 | 13.3359 | 13.4345 | 13.5339 | 13.634 | 13.6889 | 13.7439 | 13.7989 | 13.8538 | 13.9088 | 13.9538 | 13.9989 | 14.0439 | 14.089 | 14.134 | 0 | 0 | 0 | 0 | 0 | 0 | 0 | 0 | 0 | 0 | 0 | 0 | 0 | 0 | 0 | 0 | 0 | 0 | 0 | 0 | 0 | 0 | 0 | 0 | 0 | 0 | 0 | 0 | 0 | 0 | 0 | 0 | 0 | 0 | 0 | 0 | 0 | 0 | 0 | 0 | 0 | 0 | 0 | 0 | 0 | 0 | 0 | 0 | 0 | 0 | 0 | 0 | 0 | 0 | 0 | 0 | 0 | 0 | 0 | 0 | 0 | 0 | 0 | 0 | 0 | 0 | 0 | 0 | 0 | 0 | 0 | 0 | 0 | 0 | 0
119 | 111 | 119,111 | 99712 | - | N | 5 | 6 | 3 | 3 | 0 | 19 | 19 | 1 | 0 | 0 | 20 | 0 | 928.3684 | 928.3684 | 480 | 0 | 0 | 905.95 | 17639 | 480 | 0 | 6 | 0 | 1 | 0 | 7 | 0 | 3 | 3 | 0 | 0 | 5.4547 | 5.4547 | 0 | 0 | 2.7374 | 2.7374 | 0 | 0.92984 | 0 | 4.9589 | 5.2009 | 5.4547 | 5.7208 | 6 | 2.4977 | 2.6148 | 2.7374 | 2.8657 | 3 | 0.8646 | 0.89663 | 0.92984 | 0.96428 | 1 | 6.0804 | 6.162 | 6.2446 | 6.2035 | 6.1627 | 6.143 | 6.1234 | 6.1039 | 6.0844 | 6.065 | 6.1098 | 6.155 | 6.2005 | 6.2464 | 6.2926 | 6.318 | 6.3433 | 6.3687 | 6.3941 | 6.4194 | 6.4402 | 6.461 | 6.4818 | 6.5026 | 6.5234 | 3.0402 | 3.081 | 3.1223 | 3.1018 | 3.0814 | 3.0715 | 3.0617 | 3.0519 | 3.0422 | 3.0325 | 3.0549 | 3.0775 | 3.1003 | 3.1232 | 3.1463 | 3.159 | 3.1717 | 3.1844 | 3.197 | 3.2097 | 3.2201 | 3.2305 | 3.2409 | 3.2513 | 3.2617 | 1.0134 | 1.027 | 1.0408 | 1.0339 | 1.0271 | 1.0238 | 1.0206 | 1.0173 | 1.0141 | 1.0108 | 1.0183 | 1.0258 | 1.0334 | 1.0411 | 1.0488 | 1.053 | 1.0572 | 1.0615 | 1.0657 | 1.0699 | 1.0734 | 1.0768 | 1.0803 | 1.0838 | 1.0872 | 0 | 0 | 0 | 0 | 0 | 0 | 0 | 0 | 0 | 0 | 0 | 0 | 0 | 0 | 0 | 0 | 0 | 0 | 0 | 0 | 0 | 0 | 0 | 0 | 0 | 0 | 0 | 0 | 0 | 0 | 0 | 0 | 0 | 0 | 0 | 0 | 0 | 0 | 0 | 0 | 0 | 0 | 0 | 0 | 0 | 0 | 0 | 0 | 0 | 0
120 | 111 | 120,111 | 99712 | - | N | 3 | 3 | 2 | 1 | 0 | 10 | 10 | 2 | 0 | 0 | 12 | 0 | 2231.6 | 2231.6 | 6067 | 0 | 0 | 2870.8333 | 22316 | 12134 | 0 | 3 | 0 | 2 | 0 | 5 | 0 | 2 | 2 | 0 | 0 | 2.7273 | 2.7273 | 0 | 0 | 1.8249 | 1.8249 | 0 | 1.8597 | 0 | 2.4795 | 2.6005 | 2.7273 | 2.8604 | 3 | 1.6651 | 1.7432 | 1.8249 | 1.9104 | 2 | 1.7292 | 1.7933 | 1.8597 | 1.9286 | 2 | 3.0402 | 3.081 | 3.1223 | 3.1018 | 3.0814 | 3.0715 | 3.0617 | 3.0519 | 3.0422 | 3.0325 | 3.0549 | 3.0775 | 3.1003 | 3.1232 | 3.1463 | 3.159 | 3.1717 | 3.1844 | 3.197 | 3.2097 | 3.2201 | 3.2305 | 3.2409 | 3.2513 | 3.2617 | 2.0268 | 2.054 | 2.0815 | 2.0678 | 2.0542 | 2.0477 | 2.0411 | 2.0346 | 2.0281 | 2.0217 | 2.0366 | 2.0517 | 2.0668 | 2.0821 | 2.0975 | 2.106 | 2.1144 | 2.1229 | 2.1314 | 2.1398 | 2.1467 | 2.1537 | 2.1606 | 2.1675 | 2.1745 | 2.0268 | 2.054 | 2.0815 | 2.0678 | 2.0542 | 2.0477 | 2.0411 | 2.0346 | 2.0281 | 2.0217 | 2.0366 | 2.0517 | 2.0668 | 2.0821 | 2.0975 | 2.106 | 2.1144 | 2.1229 | 2.1314 | 2.1398 | 2.1467 | 2.1537 | 2.1606 | 2.1675 | 2.1745 | 0 | 0 | 0 | 0 | 0 | 0 | 0 | 0 | 0 | 0 | 0 | 0 | 0 | 0 | 0 | 0 | 0 | 0 | 0 | 0 | 0 | 0 | 0 | 0 | 0 | 0 | 0 | 0 | 0 | 0 | 0 | 0 | 0 | 0 | 0 | 0 | 0 | 0 | 0 | 0 | 0 | 0 | 0 | 0 | 0 | 0 | 0 | 0 | 0 | 0
89 | 112 | 89,112 | 99712 | - | N | 10 | 36 | 8 | 28 | 0 | 0 | 0 | 0 | 0 | 0 | 0 | 0 | 834.495 | 834.495 | 1408.3846 | 0 | 0 | 1365.174 | 0 | 0 | 0.82484 | 35.1284 | 0.046778 | 0 | 0 | 36 | 0.1833 | 7.8063 | 7.9896 | 0.010395 | 0.74988 | 31.9357 | 32.6856 | 0.042526 | 0.16725 | 7.1229 | 7.2901 | 0.009485 | 0 | 0 | 29.7149 | 31.1649 | 32.6856 | 34.2805 | 35.9532 | 6.6519 | 6.9637 | 7.2901 | 7.6319 | 7.9896 | 0 | 0 | 0 | 0 | 0 | 36.1374 | 36.3225 | 36.5086 | 36.2686 | 36.0301 | 35.915 | 35.8004 | 35.686 | 35.5721 | 35.4585 | 35.7208 | 35.985 | 36.2512 | 36.5193 | 36.7895 | 36.9378 | 37.086 | 37.2343 | 37.3826 | 37.5309 | 37.6525 | 37.774 | 37.8956 | 38.0171 | 38.1387 | 8.0305 | 8.0717 | 8.113 | 8.0597 | 8.0067 | 7.9811 | 7.9556 | 7.9302 | 7.9049 | 7.8797 | 7.9379 | 7.9967 | 8.0558 | 8.1154 | 8.1754 | 8.2084 | 8.2413 | 8.2743 | 8.3073 | 8.3402 | 8.3672 | 8.3942 | 8.4212 | 8.4483 | 8.4753 | 0 | 0 | 0 | 0 | 0 | 0 | 0 | 0 | 0 | 0 | 0 | 0 | 0 | 0 | 0 | 0 | 0 | 0 | 0 | 0 | 0 | 0 | 0 | 0 | 0 | 0.047017 | 0.047258 | 0.0475 | 0.047188 | 0.046878 | 0.046728 | 0.046579 | 0.04643 | 0.046282 | 0.046134 | 0.046475 | 0.046819 | 0.047165 | 0.047514 | 0.047866 | 0.048058 | 0.048251 | 0.048444 | 0.048637 | 0.04883 | 0.048988 | 0.049147 | 0.049305 | 0.049463 | 0.049621 | 0 | 0 | 0 | 0 | 0 | 0 | 0 | 0 | 0 | 0 | 0 | 0 | 0 | 0 | 0 | 0 | 0 | 0 | 0 | 0 | 0 | 0 | 0 | 0 | 0
110 | 112 | 110,112 | 99712 | - | N | 25 | 15 | 11 | 4 | 0 | 0 | 0 | 0 | 0 | 0 | 0 | 0 | 834.495 | 834.495 | 1408.3846 | 0 | 0 | 1365.174 | 0 | 0 | 0.34369 | 14.6368 | 0.019491 | 0 | 0 | 15 | 0.25204 | 10.7337 | 10.9857 | 0.014293 | 0.31245 | 13.3065 | 13.619 | 0.017719 | 0.22997 | 9.794 | 10.024 | 0.013042 | 0 | 0 | 12.3812 | 12.9854 | 13.619 | 14.2835 | 14.9805 | 9.1464 | 9.5751 | 10.024 | 10.4938 | 10.9857 | 0 | 0 | 0 | 0 | 0 | 15.1813 | 15.3849 | 15.5911 | 15.4886 | 15.3868 | 15.3377 | 15.2887 | 15.2399 | 15.1912 | 15.1427 | 15.2547 | 15.3675 | 15.4812 | 15.5957 | 15.7111 | 15.7744 | 15.8377 | 15.9011 | 15.9644 | 16.0277 | 16.0796 | 16.1316 | 16.1835 | 16.2354 | 16.2873 | 11.133 | 11.2822 | 11.4335 | 11.3583 | 11.2837 | 11.2476 | 11.2117 | 11.1759 | 11.1402 | 11.1046 | 11.1868 | 11.2695 | 11.3529 | 11.4369 | 11.5215 | 11.5679 | 11.6143 | 11.6608 | 11.7072 | 11.7537 | 11.7917 | 11.8298 | 11.8679 | 11.9059 | 11.944 | 0 | 0 | 0 | 0 | 0 | 0 | 0 | 0 | 0 | 0 | 0 | 0 | 0 | 0 | 0 | 0 | 0 | 0 | 0 | 0 | 0 | 0 | 0 | 0 | 0 | 0.019752 | 0.020017 | 0.020285 | 0.020152 | 0.020019 | 0.019955 | 0.019892 | 0.019828 | 0.019765 | 0.019702 | 0.019847 | 0.019994 | 0.020142 | 0.020291 | 0.020441 | 0.020524 | 0.020606 | 0.020688 | 0.020771 | 0.020853 | 0.020921 | 0.020988 | 0.021056 | 0.021123 | 0.021191 | 0 | 0 | 0 | 0 | 0 | 0 | 0 | 0 | 0 | 0 | 0 | 0 | 0 | 0 | 0 | 0 | 0 | 0 | 0 | 0 | 0 | 0 | 0 | 0 | 0
120 | 112 | 120,112 | 99712 | - | N | 9 | 7 | 5 | 2 | 0 | 0 | 0 | 2 | 0 | 0 | 2 | 0 | 0 | 0 | 3223 | 0 | 0 | 3223 | 0 | 6446 | 0.16039 | 6.8305 | 0.0090956 | 2 | 0 | 9 | 0.11456 | 4.8789 | 4.9935 | 0.0064969 | 0.14581 | 6.2097 | 6.3555 | 0.008269 | 0.10453 | 4.4518 | 4.5563 | 0.0059281 | 1.8597 | 0 | 5.7779 | 6.0598 | 6.3555 | 6.6657 | 6.9909 | 4.1575 | 4.3523 | 4.5563 | 4.7699 | 4.9935 | 1.7292 | 1.7933 | 1.8597 | 1.9286 | 2 | 7.0846 | 7.1796 | 7.2759 | 7.228 | 7.1805 | 7.1576 | 7.1347 | 7.1119 | 7.0892 | 7.0666 | 7.1189 | 7.1715 | 7.2246 | 7.278 | 7.3318 | 7.3614 | 7.3909 | 7.4205 | 7.4501 | 7.4796 | 7.5038 | 7.5281 | 7.5523 | 7.5765 | 7.6007 | 5.0604 | 5.1283 | 5.197 | 5.1629 | 5.1289 | 5.1126 | 5.0962 | 5.08 | 5.0637 | 5.0476 | 5.0849 | 5.1225 | 5.1604 | 5.1986 | 5.237 | 5.2581 | 5.2792 | 5.3004 | 5.3215 | 5.3426 | 5.3599 | 5.3772 | 5.3945 | 5.4118 | 5.4291 | 2.0268 | 2.054 | 2.0815 | 2.0678 | 2.0542 | 2.0477 | 2.0411 | 2.0346 | 2.0281 | 2.0217 | 2.0366 | 2.0517 | 2.0668 | 2.0821 | 2.0975 | 2.106 | 2.1144 | 2.1229 | 2.1314 | 2.1398 | 2.1467 | 2.1537 | 2.1606 | 2.1675 | 2.1745 | 0.0092176 | 0.0093412 | 0.0094664 | 0.0094041 | 0.0093423 | 0.0093125 | 0.0092827 | 0.0092531 | 0.0092236 | 0.0091941 | 0.0092621 | 0.0093306 | 0.0093996 | 0.0094692 | 0.0095392 | 0.0095777 | 0.0096161 | 0.0096546 | 0.009693 | 0.0097315 | 0.009763 | 0.0097945 | 0.009826 | 0.0098575 | 0.0098891 | 0 | 0 | 0 | 0 | 0 | 0 | 0 | 0 | 0 | 0 | 0 | 0 | 0 | 0 | 0 | 0 | 0 | 0 | 0 | 0 | 0 | 0 | 0 | 0 | 0
111 | 113 | 111,113 | 99712 | - | N | 3 | 1 | 1 | 0 | 0 | 10 | 10 | 0 | 0 | 0 | 10 | 0 | 544.6 | 544.6 | 0 | 0 | 0 | 544.6 | 5446 | 0 | 0 | 1 | 0 | 0 | 0 | 1 | 0 | 1 | 1 | 0 | 0 | 0.90911 | 0.90911 | 0 | 0 | 0.91245 | 0.91245 | 0 | 0 | 0 | 0.82649 | 0.86682 | 0.90911 | 0.95347 | 1 | 0.83257 | 0.8716 | 0.91245 | 0.95522 | 1 | 0 | 0 | 0 | 0 | 0 | 1.0134 | 1.027 | 1.0408 | 1.0339 | 1.0271 | 1.0238 | 1.0206 | 1.0173 | 1.0141 | 1.0108 | 1.0183 | 1.0258 | 1.0334 | 1.0411 | 1.0488 | 1.053 | 1.0572 | 1.0615 | 1.0657 | 1.0699 | 1.0734 | 1.0768 | 1.0803 | 1.0838 | 1.0872 | 1.0134 | 1.027 | 1.0408 | 1.0339 | 1.0271 | 1.0238 | 1.0206 | 1.0173 | 1.0141 | 1.0108 | 1.0183 | 1.0258 | 1.0334 | 1.0411 | 1.0488 | 1.053 | 1.0572 | 1.0615 | 1.0657 | 1.0699 | 1.0734 | 1.0768 | 1.0803 | 1.0838 | 1.0872 | 0 | 0 | 0 | 0 | 0 | 0 | 0 | 0 | 0 | 0 | 0 | 0 | 0 | 0 | 0 | 0 | 0 | 0 | 0 | 0 | 0 | 0 | 0 | 0 | 0 | 0 | 0 | 0 | 0 | 0 | 0 | 0 | 0 | 0 | 0 | 0 | 0 | 0 | 0 | 0 | 0 | 0 | 0 | 0 | 0 | 0 | 0 | 0 | 0 | 0 | 0 | 0 | 0 | 0 | 0 | 0 | 0 | 0 | 0 | 0 | 0 | 0 | 0 | 0 | 0 | 0 | 0 | 0 | 0 | 0 | 0 | 0 | 0 | 0 | 0
112 | 113 | 112,113 | 99712 | - | N | 34 | 34 | 20 | 14 | 0 | 7 | 7 | 0 | 0 | 0 | 7 | 0 | 617.1429 | 617.1429 | 0 | 0 | 0 | 617.1429 | 4320 | 0 | 0 | 34 | 0 | 0 | 0 | 34 | 0 | 20 | 20 | 0 | 0 | 30.9099 | 30.9099 | 0 | 0 | 18.2491 | 18.2491 | 0 | 0 | 0 | 28.1006 | 29.4718 | 30.9099 | 32.4181 | 34 | 16.6515 | 17.432 | 18.2491 | 19.1045 | 20 | 0 | 0 | 0 | 0 | 0 | 34.4558 | 34.9178 | 35.3859 | 35.1532 | 34.9221 | 34.8106 | 34.6994 | 34.5886 | 34.4782 | 34.3681 | 34.6223 | 34.8784 | 35.1364 | 35.3963 | 35.6581 | 35.8019 | 35.9456 | 36.0893 | 36.2331 | 36.3768 | 36.4946 | 36.6124 | 36.7302 | 36.8481 | 36.9659 | 20.2681 | 20.5399 | 20.8152 | 20.6784 | 20.5424 | 20.4768 | 20.4114 | 20.3463 | 20.2813 | 20.2165 | 20.3661 | 20.5167 | 20.6685 | 20.8214 | 20.9754 | 21.0599 | 21.1445 | 21.229 | 21.3136 | 21.3981 | 21.4674 | 21.5367 | 21.606 | 21.6753 | 21.7446 | 0 | 0 | 0 | 0 | 0 | 0 | 0 | 0 | 0 | 0 | 0 | 0 | 0 | 0 | 0 | 0 | 0 | 0 | 0 | 0 | 0 | 0 | 0 | 0 | 0 | 0 | 0 | 0 | 0 | 0 | 0 | 0 | 0 | 0 | 0 | 0 | 0 | 0 | 0 | 0 | 0 | 0 | 0 | 0 | 0 | 0 | 0 | 0 | 0 | 0 | 0 | 0 | 0 | 0 | 0 | 0 | 0 | 0 | 0 | 0 | 0 | 0 | 0 | 0 | 0 | 0 | 0 | 0 | 0 | 0 | 0 | 0 | 0 | 0 | 0
163 | 113 | 163,113 | 99712 | - | N | 0 | 2 | 0 | 2 | 0 | 13 | 13 | 0 | 0 | 0 | 13 | 0 | 511.2308 | 511.2308 | 0 | 0 | 0 | 511.2308 | 6646 | 0 | 0 | 2 | 0 | 0 | 0 | 2 | 0 | 0 | 0 | 0 | 0 | 1.8182 | 1.8182 | 0 | 0 | 0 | 0 | 0 | 0 | 0 | 1.653 | 1.7336 | 1.8182 | 1.9069 | 2 | 0 | 0 | 0 | 0 | 0 | 0 | 0 | 0 | 0 | 0 | 2.0268 | 2.054 | 2.0815 | 2.0678 | 2.0542 | 2.0477 | 2.0411 | 2.0346 | 2.0281 | 2.0217 | 2.0366 | 2.0517 | 2.0668 | 2.0821 | 2.0975 | 2.106 | 2.1144 | 2.1229 | 2.1314 | 2.1398 | 2.1467 | 2.1537 | 2.1606 | 2.1675 | 2.1745 | 0 | 0 | 0 | 0 | 0 | 0 | 0 | 0 | 0 | 0 | 0 | 0 | 0 | 0 | 0 | 0 | 0 | 0 | 0 | 0 | 0 | 0 | 0 | 0 | 0 | 0 | 0 | 0 | 0 | 0 | 0 | 0 | 0 | 0 | 0 | 0 | 0 | 0 | 0 | 0 | 0 | 0 | 0 | 0 | 0 | 0 | 0 | 0 | 0 | 0 | 0 | 0 | 0 | 0 | 0 | 0 | 0 | 0 | 0 | 0 | 0 | 0 | 0 | 0 | 0 | 0 | 0 | 0 | 0 | 0 | 0 | 0 | 0 | 0 | 0 | 0 | 0 | 0 | 0 | 0 | 0 | 0 | 0 | 0 | 0 | 0 | 0 | 0 | 0 | 0 | 0 | 0 | 0 | 0 | 0 | 0 | 0 | 0 | 0 | 0
167 | 113 | 167,113 | 99712 | - | N | 1 | 1 | 1 | 0 | 0 | 2 | 2 | 1 | 0 | 0 | 3 | 0 | 614 | 614 | 96141 | 0 | 0 | 32456.3333 | 1228 | 96141 | 0 | 1 | 0 | 1 | 0 | 2 | 0 | 1 | 1 | 0 | 0 | 0.90911 | 0.90911 | 0 | 0 | 0.91245 | 0.91245 | 0 | 0.92984 | 0 | 0.82649 | 0.86682 | 0.90911 | 0.95347 | 1 | 0.83257 | 0.8716 | 0.91245 | 0.95522 | 1 | 0.8646 | 0.89663 | 0.92984 | 0.96428 | 1 | 1.0127 | 1.0255 | 1.0385 | 1.0316 | 1.0248 | 1.0216 | 1.0183 | 1.0151 | 1.0118 | 1.0086 | 1.016 | 1.0236 | 1.0311 | 1.0388 | 1.0464 | 1.0507 | 1.0549 | 1.0591 | 1.0633 | 1.0675 | 1.071 | 1.0745 | 1.0779 | 1.0814 | 1.0848 | 1.0127 | 1.0255 | 1.0385 | 1.0316 | 1.0248 | 1.0216 | 1.0183 | 1.0151 | 1.0118 | 1.0086 | 1.016 | 1.0236 | 1.0311 | 1.0388 | 1.0464 | 1.0507 | 1.0549 | 1.0591 | 1.0633 | 1.0675 | 1.071 | 1.0745 | 1.0779 | 1.0814 | 1.0848 | 1.0127 | 1.0255 | 1.0385 | 1.0316 | 1.0248 | 1.0216 | 1.0183 | 1.0151 | 1.0118 | 1.0086 | 1.016 | 1.0236 | 1.0311 | 1.0388 | 1.0464 | 1.0507 | 1.0549 | 1.0591 | 1.0633 | 1.0675 | 1.071 | 1.0745 | 1.0779 | 1.0814 | 1.0848 | 0 | 0 | 0 | 0 | 0 | 0 | 0 | 0 | 0 | 0 | 0 | 0 | 0 | 0 | 0 | 0 | 0 | 0 | 0 | 0 | 0 | 0 | 0 | 0 | 0 | 0 | 0 | 0 | 0 | 0 | 0 | 0 | 0 | 0 | 0 | 0 | 0 | 0 | 0 | 0 | 0 | 0 | 0 | 0 | 0 | 0 | 0 | 0 | 0 | 0
172 | 113 | 172,113 | 99712 | - | N | 3 | 13 | 3 | 10 | 0 | 0 | 0 | 0 | 0 | 0 | 0 | 0 | 834.495 | 834.495 | 1408.3846 | 0 | 0 | 1365.174 | 0 | 0 | 0.29786 | 12.6852 | 0.016892 | 0 | 0 | 13 | 0.068737 | 2.9274 | 2.9961 | 0.0038981 | 0.27079 | 11.5323 | 11.8031 | 0.015357 | 0.062719 | 2.6711 | 2.7338 | 0.0035569 | 0 | 0 | 10.7304 | 11.254 | 11.8031 | 12.3791 | 12.9831 | 2.4945 | 2.6114 | 2.7338 | 2.862 | 2.9961 | 0 | 0 | 0 | 0 | 0 | 13.1474 | 13.3139 | 13.4824 | 13.3937 | 13.3057 | 13.2632 | 13.2208 | 13.1786 | 13.1365 | 13.0946 | 13.1915 | 13.289 | 13.3873 | 13.4864 | 13.5861 | 13.6409 | 13.6956 | 13.7504 | 13.8052 | 13.8599 | 13.9048 | 13.9497 | 13.9946 | 14.0395 | 14.0844 | 3.034 | 3.0724 | 3.1113 | 3.0909 | 3.0705 | 3.0607 | 3.051 | 3.0412 | 3.0315 | 3.0218 | 3.0442 | 3.0667 | 3.0894 | 3.1122 | 3.1353 | 3.1479 | 3.1605 | 3.1732 | 3.1858 | 3.1984 | 3.2088 | 3.2192 | 3.2295 | 3.2399 | 3.2502 | 0 | 0 | 0 | 0 | 0 | 0 | 0 | 0 | 0 | 0 | 0 | 0 | 0 | 0 | 0 | 0 | 0 | 0 | 0 | 0 | 0 | 0 | 0 | 0 | 0 | 0.017106 | 0.017322 | 0.017541 | 0.017426 | 0.017312 | 0.017256 | 0.017201 | 0.017146 | 0.017092 | 0.017037 | 0.017163 | 0.01729 | 0.017418 | 0.017547 | 0.017676 | 0.017748 | 0.017819 | 0.01789 | 0.017961 | 0.018033 | 0.018091 | 0.01815 | 0.018208 | 0.018266 | 0.018325 | 0 | 0 | 0 | 0 | 0 | 0 | 0 | 0 | 0 | 0 | 0 | 0 | 0 | 0 | 0 | 0 | 0 | 0 | 0 | 0 | 0 | 0 | 0 | 0 | 0
106 | 114 | 106,114 | 99712 | - | N | 31 | 21 | 16 | 5 | 0 | 0 | 0 | 0 | 0 | 0 | 0 | 0 | 834.495 | 834.495 | 1408.3846 | 0 | 0 | 1365.174 | 0 | 0 | 0.48116 | 20.4916 | 0.027287 | 0 | 0 | 21 | 0.3666 | 15.6126 | 15.9792 | 0.02079 | 0.43743 | 18.6292 | 19.0666 | 0.024807 | 0.3345 | 14.2458 | 14.5803 | 0.01897 | 0 | 0 | 17.3337 | 18.1795 | 19.0666 | 19.997 | 20.9727 | 13.3039 | 13.9275 | 14.5803 | 15.2637 | 15.9792 | 0 | 0 | 0 | 0 | 0 | 21.2539 | 21.5388 | 21.8276 | 21.6841 | 21.5415 | 21.4727 | 21.4042 | 21.3358 | 21.2677 | 21.1998 | 21.3566 | 21.5146 | 21.6737 | 21.834 | 21.9955 | 22.0842 | 22.1728 | 22.2615 | 22.3502 | 22.4388 | 22.5115 | 22.5842 | 22.6568 | 22.7295 | 22.8022 | 16.1934 | 16.4105 | 16.6305 | 16.5212 | 16.4126 | 16.3602 | 16.3079 | 16.2559 | 16.2039 | 16.1522 | 16.2717 | 16.392 | 16.5133 | 16.6354 | 16.7585 | 16.826 | 16.8936 | 16.9611 | 17.0287 | 17.0962 | 17.1516 | 17.207 | 17.2624 | 17.3177 | 17.3731 | 0 | 0 | 0 | 0 | 0 | 0 | 0 | 0 | 0 | 0 | 0 | 0 | 0 | 0 | 0 | 0 | 0 | 0 | 0 | 0 | 0 | 0 | 0 | 0 | 0 | 0.027653 | 0.028023 | 0.028399 | 0.028212 | 0.028027 | 0.027937 | 0.027848 | 0.027759 | 0.027671 | 0.027582 | 0.027786 | 0.027992 | 0.028199 | 0.028408 | 0.028618 | 0.028733 | 0.028848 | 0.028964 | 0.029079 | 0.029194 | 0.029289 | 0.029384 | 0.029478 | 0.029573 | 0.029667 | 0 | 0 | 0 | 0 | 0 | 0 | 0 | 0 | 0 | 0 | 0 | 0 | 0 | 0 | 0 | 0 | 0 | 0 | 0 | 0 | 0 | 0 | 0 | 0 | 0
165 | 114 | 165,114 | 99712 | - | N | 0 | 2 | 0 | 2 | 0 | 2 | 2 | 0 | 0 | 0 | 2 | 0 | 225 | 225 | 0 | 0 | 0 | 225 | 450 | 0 | 0 | 2 | 0 | 0 | 0 | 2 | 0 | 0 | 0 | 0 | 0 | 1.8182 | 1.8182 | 0 | 0 | 0 | 0 | 0 | 0 | 0 | 1.653 | 1.7336 | 1.8182 | 1.9069 | 2 | 0 | 0 | 0 | 0 | 0 | 0 | 0 | 0 | 0 | 0 | 2.0268 | 2.054 | 2.0815 | 2.0678 | 2.0542 | 2.0477 | 2.0411 | 2.0346 | 2.0281 | 2.0217 | 2.0366 | 2.0517 | 2.0668 | 2.0821 | 2.0975 | 2.106 | 2.1144 | 2.1229 | 2.1314 | 2.1398 | 2.1467 | 2.1537 | 2.1606 | 2.1675 | 2.1745 | 0 | 0 | 0 | 0 | 0 | 0 | 0 | 0 | 0 | 0 | 0 | 0 | 0 | 0 | 0 | 0 | 0 | 0 | 0 | 0 | 0 | 0 | 0 | 0 | 0 | 0 | 0 | 0 | 0 | 0 | 0 | 0 | 0 | 0 | 0 | 0 | 0 | 0 | 0 | 0 | 0 | 0 | 0 | 0 | 0 | 0 | 0 | 0 | 0 | 0 | 0 | 0 | 0 | 0 | 0 | 0 | 0 | 0 | 0 | 0 | 0 | 0 | 0 | 0 | 0 | 0 | 0 | 0 | 0 | 0 | 0 | 0 | 0 | 0 | 0 | 0 | 0 | 0 | 0 | 0 | 0 | 0 | 0 | 0 | 0 | 0 | 0 | 0 | 0 | 0 | 0 | 0 | 0 | 0 | 0 | 0 | 0 | 0 | 0 | 0
116 | 115 | 116,115 | 99712 | - | N | 8 | 7 | 3 | 4 | 0 | 0 | 0 | 0 | 0 | 0 | 0 | 0 | 834.495 | 834.495 | 1408.3846 | 0 | 0 | 1365.174 | 0 | 0 | 0.16039 | 6.8305 | 0.0090956 | 0 | 0 | 7 | 0.068737 | 2.9274 | 2.9961 | 0.0038981 | 0.14581 | 6.2097 | 6.3555 | 0.008269 | 0.062719 | 2.6711 | 2.7338 | 0.0035569 | 0 | 0 | 5.7779 | 6.0598 | 6.3555 | 6.6657 | 6.9909 | 2.4945 | 2.6114 | 2.7338 | 2.862 | 2.9961 | 0 | 0 | 0 | 0 | 0 | 7.0846 | 7.1796 | 7.2759 | 7.228 | 7.1805 | 7.1576 | 7.1347 | 7.1119 | 7.0892 | 7.0666 | 7.1189 | 7.1715 | 7.2246 | 7.278 | 7.3318 | 7.3614 | 7.3909 | 7.4205 | 7.4501 | 7.4796 | 7.5038 | 7.5281 | 7.5523 | 7.5765 | 7.6007 | 3.0363 | 3.077 | 3.1182 | 3.0977 | 3.0774 | 3.0675 | 3.0577 | 3.048 | 3.0382 | 3.0285 | 3.0509 | 3.0735 | 3.0962 | 3.1191 | 3.1422 | 3.1549 | 3.1675 | 3.1802 | 3.1929 | 3.2055 | 3.2159 | 3.2263 | 3.2367 | 3.2471 | 3.2575 | 0 | 0 | 0 | 0 | 0 | 0 | 0 | 0 | 0 | 0 | 0 | 0 | 0 | 0 | 0 | 0 | 0 | 0 | 0 | 0 | 0 | 0 | 0 | 0 | 0 | 0.0092176 | 0.0093412 | 0.0094664 | 0.0094041 | 0.0093423 | 0.0093125 | 0.0092827 | 0.0092531 | 0.0092236 | 0.0091941 | 0.0092621 | 0.0093306 | 0.0093996 | 0.0094692 | 0.0095392 | 0.0095777 | 0.0096161 | 0.0096546 | 0.009693 | 0.0097315 | 0.009763 | 0.0097945 | 0.009826 | 0.0098575 | 0.0098891 | 0 | 0 | 0 | 0 | 0 | 0 | 0 | 0 | 0 | 0 | 0 | 0 | 0 | 0 | 0 | 0 | 0 | 0 | 0 | 0 | 0 | 0 | 0 | 0 | 0
119 | 115 | 119,115 | 99712 | - | N | 3 | 1 | 1 | 0 | 0 | 0 | 0 | 0 | 0 | 0 | 0 | 0 | 834.495 | 834.495 | 1408.3846 | 0 | 0 | 1365.174 | 0 | 0 | 0.022912 | 0.97579 | 0.0012994 | 0 | 0 | 1 | 0.022912 | 0.97579 | 0.9987 | 0.0012994 | 0.02083 | 0.8871 | 0.90793 | 0.0011813 | 0.020906 | 0.89036 | 0.91127 | 0.0011856 | 0 | 0 | 0.82541 | 0.86569 | 0.90793 | 0.95224 | 0.9987 | 0.83149 | 0.87047 | 0.91127 | 0.95398 | 0.9987 | 0 | 0 | 0 | 0 | 0 | 1.0121 | 1.0257 | 1.0394 | 1.0326 | 1.0258 | 1.0225 | 1.0192 | 1.016 | 1.0127 | 1.0095 | 1.017 | 1.0245 | 1.0321 | 1.0397 | 1.0474 | 1.0516 | 1.0558 | 1.0601 | 1.0643 | 1.0685 | 1.072 | 1.0754 | 1.0789 | 1.0824 | 1.0858 | 1.0121 | 1.0257 | 1.0394 | 1.0326 | 1.0258 | 1.0225 | 1.0192 | 1.016 | 1.0127 | 1.0095 | 1.017 | 1.0245 | 1.0321 | 1.0397 | 1.0474 | 1.0516 | 1.0558 | 1.0601 | 1.0643 | 1.0685 | 1.072 | 1.0754 | 1.0789 | 1.0824 | 1.0858 | 0 | 0 | 0 | 0 | 0 | 0 | 0 | 0 | 0 | 0 | 0 | 0 | 0 | 0 | 0 | 0 | 0 | 0 | 0 | 0 | 0 | 0 | 0 | 0 | 0 | 0.0013168 | 0.0013345 | 0.0013523 | 0.0013434 | 0.0013346 | 0.0013304 | 0.0013261 | 0.0013219 | 0.0013177 | 0.0013134 | 0.0013232 | 0.0013329 | 0.0013428 | 0.0013527 | 0.0013627 | 0.0013682 | 0.0013737 | 0.0013792 | 0.0013847 | 0.0013902 | 0.0013947 | 0.0013992 | 0.0014037 | 0.0014082 | 0.0014127 | 0 | 0 | 0 | 0 | 0 | 0 | 0 | 0 | 0 | 0 | 0 | 0 | 0 | 0 | 0 | 0 | 0 | 0 | 0 | 0 | 0 | 0 | 0 | 0 | 0
99 | 116 | 99,116 | 99712 | - | N | 2 | 8 | 1 | 7 | 0 | 0 | 0 | 0 | 0 | 0 | 0 | 0 | 834.495 | 834.495 | 1408.3846 | 0 | 0 | 1365.174 | 0 | 0 | 0.1833 | 7.8063 | 0.010395 | 0 | 0 | 8 | 0.022912 | 0.97579 | 0.9987 | 0.0012994 | 0.16664 | 7.0968 | 7.2635 | 0.0094503 | 0.020906 | 0.89036 | 0.91127 | 0.0011856 | 0 | 0 | 6.6033 | 6.9255 | 7.2635 | 7.6179 | 7.9896 | 0.83149 | 0.87047 | 0.91127 | 0.95398 | 0.9987 | 0 | 0 | 0 | 0 | 0 | 8.0305 | 8.0717 | 8.113 | 8.0597 | 8.0067 | 7.9811 | 7.9556 | 7.9302 | 7.9049 | 7.8797 | 7.9379 | 7.9967 | 8.0558 | 8.1154 | 8.1754 | 8.2084 | 8.2413 | 8.2743 | 8.3073 | 8.3402 | 8.3672 | 8.3942 | 8.4212 | 8.4483 | 8.4753 | 1.0038 | 1.009 | 1.0141 | 1.0075 | 1.0008 | 0.99764 | 0.99445 | 0.99128 | 0.98811 | 0.98496 | 0.99224 | 0.99958 | 1.007 | 1.0144 | 1.0219 | 1.026 | 1.0302 | 1.0343 | 1.0384 | 1.0425 | 1.0459 | 1.0493 | 1.0527 | 1.056 | 1.0594 | 0 | 0 | 0 | 0 | 0 | 0 | 0 | 0 | 0 | 0 | 0 | 0 | 0 | 0 | 0 | 0 | 0 | 0 | 0 | 0 | 0 | 0 | 0 | 0 | 0 | 0.010448 | 0.010502 | 0.010556 | 0.010486 | 0.010417 | 0.010384 | 0.010351 | 0.010318 | 0.010285 | 0.010252 | 0.010328 | 0.010404 | 0.010481 | 0.010559 | 0.010637 | 0.01068 | 0.010723 | 0.010765 | 0.010808 | 0.010851 | 0.010886 | 0.010921 | 0.010957 | 0.010992 | 0.011027 | 0 | 0 | 0 | 0 | 0 | 0 | 0 | 0 | 0 | 0 | 0 | 0 | 0 | 0 | 0 | 0 | 0 | 0 | 0 | 0 | 0 | 0 | 0 | 0 | 0
106 | 116 | 106,116 | 99712 | - | N | 0 | 1 | 0 | 1 | 0 | 9 | 9 | 0 | 0 | 0 | 9 | 0 | 906.4444 | 906.4444 | 0 | 0 | 0 | 906.4444 | 8158 | 0 | 0 | 1 | 0 | 0 | 0 | 1 | 0 | 0 | 0 | 0 | 0 | 0.90911 | 0.90911 | 0 | 0 | 0 | 0 | 0 | 0 | 0 | 0.82649 | 0.86682 | 0.90911 | 0.95347 | 1 | 0 | 0 | 0 | 0 | 0 | 0 | 0 | 0 | 0 | 0 | 1.0134 | 1.027 | 1.0408 | 1.0339 | 1.0271 | 1.0238 | 1.0206 | 1.0173 | 1.0141 | 1.0108 | 1.0183 | 1.0258 | 1.0334 | 1.0411 | 1.0488 | 1.053 | 1.0572 | 1.0615 | 1.0657 | 1.0699 | 1.0734 | 1.0768 | 1.0803 | 1.0838 | 1.0872 | 0 | 0 | 0 | 0 | 0 | 0 | 0 | 0 | 0 | 0 | 0 | 0 | 0 | 0 | 0 | 0 | 0 | 0 | 0 | 0 | 0 | 0 | 0 | 0 | 0 | 0 | 0 | 0 | 0 | 0 | 0 | 0 | 0 | 0 | 0 | 0 | 0 | 0 | 0 | 0 | 0 | 0 | 0 | 0 | 0 | 0 | 0 | 0 | 0 | 0 | 0 | 0 | 0 | 0 | 0 | 0 | 0 | 0 | 0 | 0 | 0 | 0 | 0 | 0 | 0 | 0 | 0 | 0 | 0 | 0 | 0 | 0 | 0 | 0 | 0 | 0 | 0 | 0 | 0 | 0 | 0 | 0 | 0 | 0 | 0 | 0 | 0 | 0 | 0 | 0 | 0 | 0 | 0 | 0 | 0 | 0 | 0 | 0 | 0 | 0
107 | 116 | 107,116 | 99712 | - | N | 23 | 17 | 14 | 3 | 0 | 8 | 8 | 0 | 0 | 0 | 8 | 0 | 717 | 717 | 0 | 0 | 0 | 717 | 5736 | 0 | 0 | 17 | 0 | 0 | 0 | 17 | 0 | 14 | 14 | 0 | 0 | 15.4549 | 15.4549 | 0 | 0 | 12.7744 | 12.7744 | 0 | 0 | 0 | 14.0503 | 14.7359 | 15.4549 | 16.2091 | 17 | 11.656 | 12.2024 | 12.7744 | 13.3731 | 14 | 0 | 0 | 0 | 0 | 0 | 17.2279 | 17.4589 | 17.6929 | 17.5766 | 17.4611 | 17.4053 | 17.3497 | 17.2943 | 17.2391 | 17.184 | 17.3112 | 17.4392 | 17.5682 | 17.6982 | 17.8291 | 17.9009 | 17.9728 | 18.0447 | 18.1165 | 18.1884 | 18.2473 | 18.3062 | 18.3651 | 18.424 | 18.4829 | 14.1877 | 14.3779 | 14.5707 | 14.4749 | 14.3797 | 14.3338 | 14.288 | 14.2424 | 14.1969 | 14.1516 | 14.2562 | 14.3617 | 14.4679 | 14.5749 | 14.6828 | 14.7419 | 14.8011 | 14.8603 | 14.9195 | 14.9787 | 15.0272 | 15.0757 | 15.1242 | 15.1727 | 15.2212 | 0 | 0 | 0 | 0 | 0 | 0 | 0 | 0 | 0 | 0 | 0 | 0 | 0 | 0 | 0 | 0 | 0 | 0 | 0 | 0 | 0 | 0 | 0 | 0 | 0 | 0 | 0 | 0 | 0 | 0 | 0 | 0 | 0 | 0 | 0 | 0 | 0 | 0 | 0 | 0 | 0 | 0 | 0 | 0 | 0 | 0 | 0 | 0 | 0 | 0 | 0 | 0 | 0 | 0 | 0 | 0 | 0 | 0 | 0 | 0 | 0 | 0 | 0 | 0 | 0 | 0 | 0 | 0 | 0 | 0 | 0 | 0 | 0 | 0 | 0
109 | 116 | 109,116 | 99712 | - | N | 18 | 14 | 11 | 3 | 0 | 0 | 0 | 0 | 0 | 0 | 0 | 0 | 834.495 | 834.495 | 1408.3846 | 0 | 0 | 1365.174 | 0 | 0 | 0.32077 | 13.661 | 0.018191 | 0 | 0 | 14 | 0.25204 | 10.7337 | 10.9857 | 0.014293 | 0.29162 | 12.4194 | 12.7111 | 0.016538 | 0.22997 | 9.794 | 10.024 | 0.013042 | 0 | 0 | 11.5558 | 12.1197 | 12.7111 | 13.3313 | 13.9818 | 9.1464 | 9.5751 | 10.024 | 10.4938 | 10.9857 | 0 | 0 | 0 | 0 | 0 | 14.1693 | 14.3592 | 14.5517 | 14.4561 | 14.361 | 14.3152 | 14.2694 | 14.2239 | 14.1785 | 14.1332 | 14.2377 | 14.343 | 14.4491 | 14.556 | 14.6637 | 14.7228 | 14.7819 | 14.841 | 14.9001 | 14.9592 | 15.0077 | 15.0561 | 15.1046 | 15.153 | 15.2015 | 11.133 | 11.2822 | 11.4335 | 11.3583 | 11.2837 | 11.2476 | 11.2117 | 11.1759 | 11.1402 | 11.1046 | 11.1868 | 11.2695 | 11.3529 | 11.4369 | 11.5215 | 11.5679 | 11.6143 | 11.6608 | 11.7072 | 11.7537 | 11.7917 | 11.8298 | 11.8679 | 11.9059 | 11.944 | 0 | 0 | 0 | 0 | 0 | 0 | 0 | 0 | 0 | 0 | 0 | 0 | 0 | 0 | 0 | 0 | 0 | 0 | 0 | 0 | 0 | 0 | 0 | 0 | 0 | 0.018435 | 0.018682 | 0.018933 | 0.018808 | 0.018685 | 0.018625 | 0.018565 | 0.018506 | 0.018447 | 0.018388 | 0.018524 | 0.018661 | 0.018799 | 0.018938 | 0.019078 | 0.019155 | 0.019232 | 0.019309 | 0.019386 | 0.019463 | 0.019526 | 0.019589 | 0.019652 | 0.019715 | 0.019778 | 0 | 0 | 0 | 0 | 0 | 0 | 0 | 0 | 0 | 0 | 0 | 0 | 0 | 0 | 0 | 0 | 0 | 0 | 0 | 0 | 0 | 0 | 0 | 0 | 0
110 | 116 | 110,116 | 99712 | - | N | 12 | 7 | 5 | 2 | 0 | 12 | 12 | 0 | 0 | 0 | 12 | 0 | 1159.75 | 1159.75 | 0 | 0 | 0 | 1159.75 | 13917 | 0 | 0 | 7 | 0 | 0 | 0 | 7 | 0 | 5 | 5 | 0 | 0 | 6.3638 | 6.3638 | 0 | 0 | 4.5623 | 4.5623 | 0 | 0 | 0 | 5.7854 | 6.0677 | 6.3638 | 6.6743 | 7 | 4.1629 | 4.358 | 4.5623 | 4.7761 | 5 | 0 | 0 | 0 | 0 | 0 | 7.0938 | 7.189 | 7.2853 | 7.2374 | 7.1898 | 7.1669 | 7.144 | 7.1212 | 7.0985 | 7.0758 | 7.1281 | 7.1808 | 7.234 | 7.2875 | 7.3414 | 7.371 | 7.4006 | 7.4302 | 7.4597 | 7.4893 | 7.5136 | 7.5379 | 7.5621 | 7.5864 | 7.6106 | 5.067 | 5.135 | 5.2038 | 5.1696 | 5.1356 | 5.1192 | 5.1029 | 5.0866 | 5.0703 | 5.0541 | 5.0915 | 5.1292 | 5.1671 | 5.2053 | 5.2438 | 5.265 | 5.2861 | 5.3073 | 5.3284 | 5.3495 | 5.3669 | 5.3842 | 5.4015 | 5.4188 | 5.4362 | 0 | 0 | 0 | 0 | 0 | 0 | 0 | 0 | 0 | 0 | 0 | 0 | 0 | 0 | 0 | 0 | 0 | 0 | 0 | 0 | 0 | 0 | 0 | 0 | 0 | 0 | 0 | 0 | 0 | 0 | 0 | 0 | 0 | 0 | 0 | 0 | 0 | 0 | 0 | 0 | 0 | 0 | 0 | 0 | 0 | 0 | 0 | 0 | 0 | 0 | 0 | 0 | 0 | 0 | 0 | 0 | 0 | 0 | 0 | 0 | 0 | 0 | 0 | 0 | 0 | 0 | 0 | 0 | 0 | 0 | 0 | 0 | 0 | 0 | 0
118 | 116 | 118,116 | 99712 | - | N | 0 | 1 | 0 | 1 | 0 | 1 | 1 | 1 | 0 | 0 | 2 | 0 | 1035 | 1035 | 15009 | 0 | 0 | 8022 | 1035 | 15009 | 0 | 1 | 0 | 1 | 0 | 2 | 0 | 0 | 0 | 0 | 0 | 0.90911 | 0.90911 | 0 | 0 | 0 | 0 | 0 | 0.92984 | 0 | 0.82649 | 0.86682 | 0.90911 | 0.95347 | 1 | 0 | 0 | 0 | 0 | 0 | 0.8646 | 0.89663 | 0.92984 | 0.96428 | 1 | 1.0134 | 1.027 | 1.0408 | 1.0339 | 1.0271 | 1.0238 | 1.0206 | 1.0173 | 1.0141 | 1.0108 | 1.0183 | 1.0258 | 1.0334 | 1.0411 | 1.0488 | 1.053 | 1.0572 | 1.0615 | 1.0657 | 1.0699 | 1.0734 | 1.0768 | 1.0803 | 1.0838 | 1.0872 | 0 | 0 | 0 | 0 | 0 | 0 | 0 | 0 | 0 | 0 | 0 | 0 | 0 | 0 | 0 | 0 | 0 | 0 | 0 | 0 | 0 | 0 | 0 | 0 | 0 | 1.0134 | 1.027 | 1.0408 | 1.0339 | 1.0271 | 1.0238 | 1.0206 | 1.0173 | 1.0141 | 1.0108 | 1.0183 | 1.0258 | 1.0334 | 1.0411 | 1.0488 | 1.053 | 1.0572 | 1.0615 | 1.0657 | 1.0699 | 1.0734 | 1.0768 | 1.0803 | 1.0838 | 1.0872 | 0 | 0 | 0 | 0 | 0 | 0 | 0 | 0 | 0 | 0 | 0 | 0 | 0 | 0 | 0 | 0 | 0 | 0 | 0 | 0 | 0 | 0 | 0 | 0 | 0 | 0 | 0 | 0 | 0 | 0 | 0 | 0 | 0 | 0 | 0 | 0 | 0 | 0 | 0 | 0 | 0 | 0 | 0 | 0 | 0 | 0 | 0 | 0 | 0 | 0
119 | 116 | 119,116 | 99712 | - | N | 0 | 2 | 0 | 2 | 0 | 0 | 0 | 0 | 0 | 0 | 0 | 0 | 834.495 | 834.495 | 1408.3846 | 0 | 0 | 1365.174 | 0 | 0 | 0.045825 | 1.9516 | 0.0025988 | 0 | 0 | 2 | 0 | 0 | 0 | 0 | 0.04166 | 1.7742 | 1.8159 | 0.0023626 | 0 | 0 | 0 | 0 | 0 | 0 | 1.6508 | 1.7314 | 1.8159 | 1.9045 | 1.9974 | 0 | 0 | 0 | 0 | 0 | 0 | 0 | 0 | 0 | 0 | 2.0242 | 2.0513 | 2.0788 | 2.0652 | 2.0516 | 2.045 | 2.0385 | 2.032 | 2.0255 | 2.019 | 2.034 | 2.049 | 2.0642 | 2.0794 | 2.0948 | 2.1033 | 2.1117 | 2.1201 | 2.1286 | 2.137 | 2.144 | 2.1509 | 2.1578 | 2.1647 | 2.1716 | 0 | 0 | 0 | 0 | 0 | 0 | 0 | 0 | 0 | 0 | 0 | 0 | 0 | 0 | 0 | 0 | 0 | 0 | 0 | 0 | 0 | 0 | 0 | 0 | 0 | 0 | 0 | 0 | 0 | 0 | 0 | 0 | 0 | 0 | 0 | 0 | 0 | 0 | 0 | 0 | 0 | 0 | 0 | 0 | 0 | 0 | 0 | 0 | 0 | 0 | 0.0026336 | 0.0026689 | 0.0027047 | 0.0026869 | 0.0026692 | 0.0026607 | 0.0026522 | 0.0026437 | 0.0026353 | 0.0026269 | 0.0026463 | 0.0026659 | 0.0026856 | 0.0027055 | 0.0027255 | 0.0027365 | 0.0027475 | 0.0027584 | 0.0027694 | 0.0027804 | 0.0027894 | 0.0027984 | 0.0028074 | 0.0028164 | 0.0028254 | 0 | 0 | 0 | 0 | 0 | 0 | 0 | 0 | 0 | 0 | 0 | 0 | 0 | 0 | 0 | 0 | 0 | 0 | 0 | 0 | 0 | 0 | 0 | 0 | 0
104 | 117 | 104,117 | 99712 | - | N | 6 | 4 | 3 | 1 | 0 | 0 | 0 | 0 | 0 | 0 | 0 | 0 | 834.495 | 834.495 | 1408.3846 | 0 | 0 | 1365.174 | 0 | 0 | 0.091649 | 3.9032 | 0.0051975 | 0 | 0 | 4 | 0.068737 | 2.9274 | 2.9961 | 0.0038981 | 0.08332 | 3.5484 | 3.6317 | 0.0047251 | 0.062719 | 2.6711 | 2.7338 | 0.0035569 | 0 | 0 | 3.3017 | 3.4628 | 3.6317 | 3.8089 | 3.9948 | 2.4945 | 2.6114 | 2.7338 | 2.862 | 2.9961 | 0 | 0 | 0 | 0 | 0 | 4.0484 | 4.1026 | 4.1576 | 4.1303 | 4.1031 | 4.09 | 4.077 | 4.064 | 4.051 | 4.0381 | 4.0679 | 4.098 | 4.1283 | 4.1589 | 4.1896 | 4.2065 | 4.2234 | 4.2403 | 4.2572 | 4.2741 | 4.2879 | 4.3017 | 4.3156 | 4.3294 | 4.3433 | 3.0363 | 3.077 | 3.1182 | 3.0977 | 3.0774 | 3.0675 | 3.0577 | 3.048 | 3.0382 | 3.0285 | 3.0509 | 3.0735 | 3.0962 | 3.1191 | 3.1422 | 3.1549 | 3.1675 | 3.1802 | 3.1929 | 3.2055 | 3.2159 | 3.2263 | 3.2367 | 3.2471 | 3.2575 | 0 | 0 | 0 | 0 | 0 | 0 | 0 | 0 | 0 | 0 | 0 | 0 | 0 | 0 | 0 | 0 | 0 | 0 | 0 | 0 | 0 | 0 | 0 | 0 | 0 | 0.0052672 | 0.0053378 | 0.0054094 | 0.0053738 | 0.0053385 | 0.0053214 | 0.0053044 | 0.0052875 | 0.0052706 | 0.0052538 | 0.0052926 | 0.0053318 | 0.0053712 | 0.005411 | 0.005451 | 0.005473 | 0.0054949 | 0.0055169 | 0.0055389 | 0.0055608 | 0.0055788 | 0.0055969 | 0.0056149 | 0.0056329 | 0.0056509 | 0 | 0 | 0 | 0 | 0 | 0 | 0 | 0 | 0 | 0 | 0 | 0 | 0 | 0 | 0 | 0 | 0 | 0 | 0 | 0 | 0 | 0 | 0 | 0 | 0
106 | 117 | 106,117 | 99712 | - | N | 0 | 1 | 0 | 1 | 0 | 2 | 2 | 0 | 0 | 0 | 2 | 0 | 368 | 368 | 0 | 0 | 0 | 368 | 736 | 0 | 0 | 1 | 0 | 0 | 0 | 1 | 0 | 0 | 0 | 0 | 0 | 0.90911 | 0.90911 | 0 | 0 | 0 | 0 | 0 | 0 | 0 | 0.82649 | 0.86682 | 0.90911 | 0.95347 | 1 | 0 | 0 | 0 | 0 | 0 | 0 | 0 | 0 | 0 | 0 | 1.0134 | 1.027 | 1.0408 | 1.0339 | 1.0271 | 1.0238 | 1.0206 | 1.0173 | 1.0141 | 1.0108 | 1.0183 | 1.0258 | 1.0334 | 1.0411 | 1.0488 | 1.053 | 1.0572 | 1.0615 | 1.0657 | 1.0699 | 1.0734 | 1.0768 | 1.0803 | 1.0838 | 1.0872 | 0 | 0 | 0 | 0 | 0 | 0 | 0 | 0 | 0 | 0 | 0 | 0 | 0 | 0 | 0 | 0 | 0 | 0 | 0 | 0 | 0 | 0 | 0 | 0 | 0 | 0 | 0 | 0 | 0 | 0 | 0 | 0 | 0 | 0 | 0 | 0 | 0 | 0 | 0 | 0 | 0 | 0 | 0 | 0 | 0 | 0 | 0 | 0 | 0 | 0 | 0 | 0 | 0 | 0 | 0 | 0 | 0 | 0 | 0 | 0 | 0 | 0 | 0 | 0 | 0 | 0 | 0 | 0 | 0 | 0 | 0 | 0 | 0 | 0 | 0 | 0 | 0 | 0 | 0 | 0 | 0 | 0 | 0 | 0 | 0 | 0 | 0 | 0 | 0 | 0 | 0 | 0 | 0 | 0 | 0 | 0 | 0 | 0 | 0 | 0
111 | 117 | 111,117 | 99712 | - | N | 8 | 5 | 2 | 3 | 0 | 17 | 17 | 0 | 0 | 0 | 17 | 0 | 1372.3529 | 1372.3529 | 0 | 0 | 0 | 1372.3529 | 23330 | 0 | 0 | 5 | 0 | 0 | 0 | 5 | 0 | 2 | 2 | 0 | 0 | 4.5456 | 4.5456 | 0 | 0 | 1.8249 | 1.8249 | 0 | 0 | 0 | 4.1324 | 4.3341 | 4.5456 | 4.7674 | 5 | 1.6651 | 1.7432 | 1.8249 | 1.9104 | 2 | 0 | 0 | 0 | 0 | 0 | 5.067 | 5.135 | 5.2038 | 5.1696 | 5.1356 | 5.1192 | 5.1029 | 5.0866 | 5.0703 | 5.0541 | 5.0915 | 5.1292 | 5.1671 | 5.2053 | 5.2438 | 5.265 | 5.2861 | 5.3073 | 5.3284 | 5.3495 | 5.3669 | 5.3842 | 5.4015 | 5.4188 | 5.4362 | 2.0268 | 2.054 | 2.0815 | 2.0678 | 2.0542 | 2.0477 | 2.0411 | 2.0346 | 2.0281 | 2.0217 | 2.0366 | 2.0517 | 2.0668 | 2.0821 | 2.0975 | 2.106 | 2.1144 | 2.1229 | 2.1314 | 2.1398 | 2.1467 | 2.1537 | 2.1606 | 2.1675 | 2.1745 | 0 | 0 | 0 | 0 | 0 | 0 | 0 | 0 | 0 | 0 | 0 | 0 | 0 | 0 | 0 | 0 | 0 | 0 | 0 | 0 | 0 | 0 | 0 | 0 | 0 | 0 | 0 | 0 | 0 | 0 | 0 | 0 | 0 | 0 | 0 | 0 | 0 | 0 | 0 | 0 | 0 | 0 | 0 | 0 | 0 | 0 | 0 | 0 | 0 | 0 | 0 | 0 | 0 | 0 | 0 | 0 | 0 | 0 | 0 | 0 | 0 | 0 | 0 | 0 | 0 | 0 | 0 | 0 | 0 | 0 | 0 | 0 | 0 | 0 | 0
112 | 117 | 112,117 | 99712 | - | N | 16 | 10 | 5 | 5 | 0 | 27 | 27 | 0 | 0 | 0 | 27 | 0 | 1340.4444 | 1340.4444 | 0 | 0 | 0 | 1340.4444 | 36192 | 0 | 0 | 10 | 0 | 0 | 0 | 10 | 0 | 5 | 5 | 0 | 0 | 9.0911 | 9.0911 | 0 | 0 | 4.5623 | 4.5623 | 0 | 0 | 0 | 8.2649 | 8.6682 | 9.0911 | 9.5347 | 10 | 4.1629 | 4.358 | 4.5623 | 4.7761 | 5 | 0 | 0 | 0 | 0 | 0 | 10.1341 | 10.2699 | 10.4076 | 10.3392 | 10.2712 | 10.2384 | 10.2057 | 10.1731 | 10.1406 | 10.1083 | 10.183 | 10.2584 | 10.3342 | 10.4107 | 10.4877 | 10.53 | 10.5722 | 10.6145 | 10.6568 | 10.6991 | 10.7337 | 10.7684 | 10.803 | 10.8377 | 10.8723 | 5.067 | 5.135 | 5.2038 | 5.1696 | 5.1356 | 5.1192 | 5.1029 | 5.0866 | 5.0703 | 5.0541 | 5.0915 | 5.1292 | 5.1671 | 5.2053 | 5.2438 | 5.265 | 5.2861 | 5.3073 | 5.3284 | 5.3495 | 5.3669 | 5.3842 | 5.4015 | 5.4188 | 5.4362 | 0 | 0 | 0 | 0 | 0 | 0 | 0 | 0 | 0 | 0 | 0 | 0 | 0 | 0 | 0 | 0 | 0 | 0 | 0 | 0 | 0 | 0 | 0 | 0 | 0 | 0 | 0 | 0 | 0 | 0 | 0 | 0 | 0 | 0 | 0 | 0 | 0 | 0 | 0 | 0 | 0 | 0 | 0 | 0 | 0 | 0 | 0 | 0 | 0 | 0 | 0 | 0 | 0 | 0 | 0 | 0 | 0 | 0 | 0 | 0 | 0 | 0 | 0 | 0 | 0 | 0 | 0 | 0 | 0 | 0 | 0 | 0 | 0 | 0 | 0
117 | 117 | 117,117 | 99712 | - | N | 14 | 10 | 7 | 3 | 0 | 1 | 1 | 2 | 0 | 0 | 3 | 0 | 576 | 576 | 11680 | 0 | 0 | 7978.6667 | 576 | 23360 | 0 | 10 | 0 | 2 | 0 | 12 | 0 | 7 | 7 | 0 | 0 | 9.0911 | 9.0911 | 0 | 0 | 6.3872 | 6.3872 | 0 | 1.8597 | 0 | 8.2649 | 8.6682 | 9.0911 | 9.5347 | 10 | 5.828 | 6.1012 | 6.3872 | 6.6866 | 7 | 1.7292 | 1.7933 | 1.8597 | 1.9286 | 2 | 10.1341 | 10.2699 | 10.4076 | 10.3392 | 10.2712 | 10.2384 | 10.2057 | 10.1731 | 10.1406 | 10.1083 | 10.183 | 10.2584 | 10.3342 | 10.4107 | 10.4877 | 10.53 | 10.5722 | 10.6145 | 10.6568 | 10.6991 | 10.7337 | 10.7684 | 10.803 | 10.8377 | 10.8723 | 7.0938 | 7.189 | 7.2853 | 7.2374 | 7.1898 | 7.1669 | 7.144 | 7.1212 | 7.0985 | 7.0758 | 7.1281 | 7.1808 | 7.234 | 7.2875 | 7.3414 | 7.371 | 7.4006 | 7.4302 | 7.4597 | 7.4893 | 7.5136 | 7.5379 | 7.5621 | 7.5864 | 7.6106 | 2.0268 | 2.054 | 2.0815 | 2.0678 | 2.0542 | 2.0477 | 2.0411 | 2.0346 | 2.0281 | 2.0217 | 2.0366 | 2.0517 | 2.0668 | 2.0821 | 2.0975 | 2.106 | 2.1144 | 2.1229 | 2.1314 | 2.1398 | 2.1467 | 2.1537 | 2.1606 | 2.1675 | 2.1745 | 0 | 0 | 0 | 0 | 0 | 0 | 0 | 0 | 0 | 0 | 0 | 0 | 0 | 0 | 0 | 0 | 0 | 0 | 0 | 0 | 0 | 0 | 0 | 0 | 0 | 0 | 0 | 0 | 0 | 0 | 0 | 0 | 0 | 0 | 0 | 0 | 0 | 0 | 0 | 0 | 0 | 0 | 0 | 0 | 0 | 0 | 0 | 0 | 0 | 0
111 | 118 | 111,118 | 99712 | - | N | 0 | 1 | 0 | 1 | 0 | 0 | 0 | 0 | 0 | 0 | 0 | 0 | 834.495 | 834.495 | 1408.3846 | 0 | 0 | 1365.174 | 0 | 0 | 0.022912 | 0.97579 | 0.0012994 | 0 | 0 | 1 | 0 | 0 | 0 | 0 | 0.02083 | 0.8871 | 0.90793 | 0.0011813 | 0 | 0 | 0 | 0 | 0 | 0 | 0.82541 | 0.86569 | 0.90793 | 0.95224 | 0.9987 | 0 | 0 | 0 | 0 | 0 | 0 | 0 | 0 | 0 | 0 | 1.0121 | 1.0257 | 1.0394 | 1.0326 | 1.0258 | 1.0225 | 1.0192 | 1.016 | 1.0127 | 1.0095 | 1.017 | 1.0245 | 1.0321 | 1.0397 | 1.0474 | 1.0516 | 1.0558 | 1.0601 | 1.0643 | 1.0685 | 1.072 | 1.0754 | 1.0789 | 1.0824 | 1.0858 | 0 | 0 | 0 | 0 | 0 | 0 | 0 | 0 | 0 | 0 | 0 | 0 | 0 | 0 | 0 | 0 | 0 | 0 | 0 | 0 | 0 | 0 | 0 | 0 | 0 | 0 | 0 | 0 | 0 | 0 | 0 | 0 | 0 | 0 | 0 | 0 | 0 | 0 | 0 | 0 | 0 | 0 | 0 | 0 | 0 | 0 | 0 | 0 | 0 | 0 | 0.0013168 | 0.0013345 | 0.0013523 | 0.0013434 | 0.0013346 | 0.0013304 | 0.0013261 | 0.0013219 | 0.0013177 | 0.0013134 | 0.0013232 | 0.0013329 | 0.0013428 | 0.0013527 | 0.0013627 | 0.0013682 | 0.0013737 | 0.0013792 | 0.0013847 | 0.0013902 | 0.0013947 | 0.0013992 | 0.0014037 | 0.0014082 | 0.0014127 | 0 | 0 | 0 | 0 | 0 | 0 | 0 | 0 | 0 | 0 | 0 | 0 | 0 | 0 | 0 | 0 | 0 | 0 | 0 | 0 | 0 | 0 | 0 | 0 | 0
119 | 119 | 119,119 | 99712 | - | N | 0 | 1 | 0 | 1 | 0 | 6 | 6 | 0 | 0 | 0 | 6 | 0 | 1134.8333 | 1134.8333 | 0 | 0 | 0 | 1134.8333 | 6809 | 0 | 0 | 1 | 0 | 0 | 0 | 1 | 0 | 0 | 0 | 0 | 0 | 0.90911 | 0.90911 | 0 | 0 | 0 | 0 | 0 | 0 | 0 | 0.82649 | 0.86682 | 0.90911 | 0.95347 | 1 | 0 | 0 | 0 | 0 | 0 | 0 | 0 | 0 | 0 | 0 | 1.0134 | 1.027 | 1.0408 | 1.0339 | 1.0271 | 1.0238 | 1.0206 | 1.0173 | 1.0141 | 1.0108 | 1.0183 | 1.0258 | 1.0334 | 1.0411 | 1.0488 | 1.053 | 1.0572 | 1.0615 | 1.0657 | 1.0699 | 1.0734 | 1.0768 | 1.0803 | 1.0838 | 1.0872 | 0 | 0 | 0 | 0 | 0 | 0 | 0 | 0 | 0 | 0 | 0 | 0 | 0 | 0 | 0 | 0 | 0 | 0 | 0 | 0 | 0 | 0 | 0 | 0 | 0 | 0 | 0 | 0 | 0 | 0 | 0 | 0 | 0 | 0 | 0 | 0 | 0 | 0 | 0 | 0 | 0 | 0 | 0 | 0 | 0 | 0 | 0 | 0 | 0 | 0 | 0 | 0 | 0 | 0 | 0 | 0 | 0 | 0 | 0 | 0 | 0 | 0 | 0 | 0 | 0 | 0 | 0 | 0 | 0 | 0 | 0 | 0 | 0 | 0 | 0 | 0 | 0 | 0 | 0 | 0 | 0 | 0 | 0 | 0 | 0 | 0 | 0 | 0 | 0 | 0 | 0 | 0 | 0 | 0 | 0 | 0 | 0 | 0 | 0 | 0
112 | 120 | 112,120 | 99712 | - | N | 218 | 141 | 96 | 45 | 0 | 0 | 0 | 0 | 0 | 0 | 0 | 0 | 834.495 | 834.495 | 1408.3846 | 0 | 0 | 1365.174 | 0 | 0 | 3.2306 | 137.5861 | 0.18321 | 0 | 0 | 141 | 2.1996 | 93.6757 | 95.8753 | 0.12474 | 2.937 | 125.0815 | 128.0185 | 0.16656 | 2.007 | 85.4748 | 87.4818 | 0.11382 | 0 | 0 | 116.3835 | 122.0625 | 128.0185 | 134.2653 | 140.8168 | 79.8231 | 83.5647 | 87.4818 | 91.5824 | 95.8753 | 0 | 0 | 0 | 0 | 0 | 142.7047 | 144.6178 | 146.5567 | 145.5931 | 144.6359 | 144.1741 | 143.7137 | 143.2547 | 142.7973 | 142.3413 | 143.3942 | 144.4549 | 145.5234 | 146.5998 | 147.6842 | 148.2795 | 148.8748 | 149.4701 | 150.0654 | 150.6607 | 151.1486 | 151.6366 | 152.1245 | 152.6125 | 153.1005 | 97.1606 | 98.4632 | 99.7833 | 99.1272 | 98.4755 | 98.1611 | 97.8476 | 97.5351 | 97.2237 | 96.9132 | 97.6301 | 98.3522 | 99.0798 | 99.8126 | 100.551 | 100.9563 | 101.3616 | 101.7669 | 102.1722 | 102.5775 | 102.9097 | 103.2419 | 103.5741 | 103.9064 | 104.2386 | 0 | 0 | 0 | 0 | 0 | 0 | 0 | 0 | 0 | 0 | 0 | 0 | 0 | 0 | 0 | 0 | 0 | 0 | 0 | 0 | 0 | 0 | 0 | 0 | 0 | 0.18567 | 0.18816 | 0.19068 | 0.18943 | 0.18818 | 0.18758 | 0.18698 | 0.18638 | 0.18579 | 0.1852 | 0.18657 | 0.18795 | 0.18934 | 0.19074 | 0.19215 | 0.19292 | 0.1937 | 0.19447 | 0.19525 | 0.19602 | 0.19665 | 0.19729 | 0.19792 | 0.19856 | 0.19919 | 0 | 0 | 0 | 0 | 0 | 0 | 0 | 0 | 0 | 0 | 0 | 0 | 0 | 0 | 0 | 0 | 0 | 0 | 0 | 0 | 0 | 0 | 0 | 0 | 0
122 | 120 | 122,120 | 99712 | - | N | 3 | 1 | 1 | 0 | 0 | 1 | 1 | 0 | 0 | 0 | 1 | 0 | 2080 | 2080 | 0 | 0 | 0 | 2080 | 2080 | 0 | 0 | 1 | 0 | 0 | 0 | 1 | 0 | 1 | 1 | 0 | 0 | 0.90911 | 0.90911 | 0 | 0 | 0.91245 | 0.91245 | 0 | 0 | 0 | 0.82649 | 0.86682 | 0.90911 | 0.95347 | 1 | 0.83257 | 0.8716 | 0.91245 | 0.95522 | 1 | 0 | 0 | 0 | 0 | 0 | 1.0134 | 1.027 | 1.0408 | 1.0339 | 1.0271 | 1.0238 | 1.0206 | 1.0173 | 1.0141 | 1.0108 | 1.0183 | 1.0258 | 1.0334 | 1.0411 | 1.0488 | 1.053 | 1.0572 | 1.0615 | 1.0657 | 1.0699 | 1.0734 | 1.0768 | 1.0803 | 1.0838 | 1.0872 | 1.0134 | 1.027 | 1.0408 | 1.0339 | 1.0271 | 1.0238 | 1.0206 | 1.0173 | 1.0141 | 1.0108 | 1.0183 | 1.0258 | 1.0334 | 1.0411 | 1.0488 | 1.053 | 1.0572 | 1.0615 | 1.0657 | 1.0699 | 1.0734 | 1.0768 | 1.0803 | 1.0838 | 1.0872 | 0 | 0 | 0 | 0 | 0 | 0 | 0 | 0 | 0 | 0 | 0 | 0 | 0 | 0 | 0 | 0 | 0 | 0 | 0 | 0 | 0 | 0 | 0 | 0 | 0 | 0 | 0 | 0 | 0 | 0 | 0 | 0 | 0 | 0 | 0 | 0 | 0 | 0 | 0 | 0 | 0 | 0 | 0 | 0 | 0 | 0 | 0 | 0 | 0 | 0 | 0 | 0 | 0 | 0 | 0 | 0 | 0 | 0 | 0 | 0 | 0 | 0 | 0 | 0 | 0 | 0 | 0 | 0 | 0 | 0 | 0 | 0 | 0 | 0 | 0
138 | 121 | 138,121 | 99712 | - | N | 28 | 29 | 12 | 17 | 0 | 0 | 0 | 0 | 0 | 0 | 0 | 0 | 834.495 | 834.495 | 1408.3846 | 0 | 0 | 1365.174 | 0 | 0 | 0.66446 | 28.2979 | 0.037682 | 0 | 0 | 29 | 0.27495 | 11.7095 | 11.9844 | 0.015593 | 0.60407 | 25.726 | 26.3301 | 0.034257 | 0.25088 | 10.6843 | 10.9352 | 0.014227 | 0 | 0 | 23.937 | 25.105 | 26.3301 | 27.6148 | 28.9623 | 9.9779 | 10.4456 | 10.9352 | 11.4478 | 11.9844 | 0 | 0 | 0 | 0 | 0 | 29.3506 | 29.7441 | 30.1429 | 29.9447 | 29.7478 | 29.6528 | 29.5581 | 29.4637 | 29.3697 | 29.2759 | 29.4924 | 29.7106 | 29.9303 | 30.1517 | 30.3748 | 30.4972 | 30.6196 | 30.7421 | 30.8645 | 30.9869 | 31.0873 | 31.1877 | 31.288 | 31.3884 | 31.4887 | 12.1451 | 12.3079 | 12.4729 | 12.3909 | 12.3094 | 12.2701 | 12.2309 | 12.1919 | 12.153 | 12.1142 | 12.2038 | 12.294 | 12.385 | 12.4766 | 12.5689 | 12.6195 | 12.6702 | 12.7209 | 12.7715 | 12.8222 | 12.8637 | 12.9052 | 12.9468 | 12.9883 | 13.0298 | 0 | 0 | 0 | 0 | 0 | 0 | 0 | 0 | 0 | 0 | 0 | 0 | 0 | 0 | 0 | 0 | 0 | 0 | 0 | 0 | 0 | 0 | 0 | 0 | 0 | 0.038187 | 0.038699 | 0.039218 | 0.03896 | 0.038704 | 0.03858 | 0.038457 | 0.038334 | 0.038212 | 0.03809 | 0.038372 | 0.038655 | 0.038941 | 0.039229 | 0.03952 | 0.039679 | 0.039838 | 0.039997 | 0.040157 | 0.040316 | 0.040447 | 0.040577 | 0.040708 | 0.040838 | 0.040969 | 0 | 0 | 0 | 0 | 0 | 0 | 0 | 0 | 0 | 0 | 0 | 0 | 0 | 0 | 0 | 0 | 0 | 0 | 0 | 0 | 0 | 0 | 0 | 0 | 0
160 | 121 | 160,121 | 99712 | - | N | 8 | 13 | 5 | 8 | 0 | 0 | 0 | 0 | 0 | 0 | 0 | 0 | 834.495 | 834.495 | 1408.3846 | 0 | 0 | 1365.174 | 0 | 0 | 0.29786 | 12.6852 | 0.016892 | 0 | 0 | 13 | 0.11456 | 4.8789 | 4.9935 | 0.0064969 | 0.27079 | 11.5323 | 11.8031 | 0.015357 | 0.10453 | 4.4518 | 4.5563 | 0.0059281 | 0 | 0 | 10.7304 | 11.254 | 11.8031 | 12.3791 | 12.9831 | 4.1575 | 4.3523 | 4.5563 | 4.7699 | 4.9935 | 0 | 0 | 0 | 0 | 0 | 13.1572 | 13.3336 | 13.5123 | 13.4235 | 13.3352 | 13.2926 | 13.2502 | 13.2079 | 13.1657 | 13.1237 | 13.2207 | 13.3185 | 13.417 | 13.5163 | 13.6163 | 13.6712 | 13.726 | 13.7809 | 13.8358 | 13.8907 | 13.9357 | 13.9807 | 14.0257 | 14.0707 | 14.1156 | 5.0604 | 5.1283 | 5.197 | 5.1629 | 5.1289 | 5.1126 | 5.0962 | 5.08 | 5.0637 | 5.0476 | 5.0849 | 5.1225 | 5.1604 | 5.1986 | 5.237 | 5.2581 | 5.2792 | 5.3004 | 5.3215 | 5.3426 | 5.3599 | 5.3772 | 5.3945 | 5.4118 | 5.4291 | 0 | 0 | 0 | 0 | 0 | 0 | 0 | 0 | 0 | 0 | 0 | 0 | 0 | 0 | 0 | 0 | 0 | 0 | 0 | 0 | 0 | 0 | 0 | 0 | 0 | 0.017118 | 0.017348 | 0.01758 | 0.017465 | 0.01735 | 0.017295 | 0.017239 | 0.017184 | 0.017129 | 0.017075 | 0.017201 | 0.017328 | 0.017456 | 0.017586 | 0.017716 | 0.017787 | 0.017859 | 0.01793 | 0.018001 | 0.018073 | 0.018131 | 0.01819 | 0.018248 | 0.018307 | 0.018365 | 0 | 0 | 0 | 0 | 0 | 0 | 0 | 0 | 0 | 0 | 0 | 0 | 0 | 0 | 0 | 0 | 0 | 0 | 0 | 0 | 0 | 0 | 0 | 0 | 0
103 | 122 | 103,122 | 99712 | - | N | 0 | 1 | 0 | 1 | 0 | 0 | 0 | 0 | 0 | 0 | 0 | 0 | 834.495 | 834.495 | 1408.3846 | 0 | 0 | 1365.174 | 0 | 0 | 0.022912 | 0.97579 | 0.0012994 | 0 | 0 | 1 | 0 | 0 | 0 | 0 | 0.02083 | 0.8871 | 0.90793 | 0.0011813 | 0 | 0 | 0 | 0 | 0 | 0 | 0.82541 | 0.86569 | 0.90793 | 0.95224 | 0.9987 | 0 | 0 | 0 | 0 | 0 | 0 | 0 | 0 | 0 | 0 | 1.0121 | 1.0257 | 1.0394 | 1.0326 | 1.0258 | 1.0225 | 1.0192 | 1.016 | 1.0127 | 1.0095 | 1.017 | 1.0245 | 1.0321 | 1.0397 | 1.0474 | 1.0516 | 1.0558 | 1.0601 | 1.0643 | 1.0685 | 1.072 | 1.0754 | 1.0789 | 1.0824 | 1.0858 | 0 | 0 | 0 | 0 | 0 | 0 | 0 | 0 | 0 | 0 | 0 | 0 | 0 | 0 | 0 | 0 | 0 | 0 | 0 | 0 | 0 | 0 | 0 | 0 | 0 | 0 | 0 | 0 | 0 | 0 | 0 | 0 | 0 | 0 | 0 | 0 | 0 | 0 | 0 | 0 | 0 | 0 | 0 | 0 | 0 | 0 | 0 | 0 | 0 | 0 | 0.0013168 | 0.0013345 | 0.0013523 | 0.0013434 | 0.0013346 | 0.0013304 | 0.0013261 | 0.0013219 | 0.0013177 | 0.0013134 | 0.0013232 | 0.0013329 | 0.0013428 | 0.0013527 | 0.0013627 | 0.0013682 | 0.0013737 | 0.0013792 | 0.0013847 | 0.0013902 | 0.0013947 | 0.0013992 | 0.0014037 | 0.0014082 | 0.0014127 | 0 | 0 | 0 | 0 | 0 | 0 | 0 | 0 | 0 | 0 | 0 | 0 | 0 | 0 | 0 | 0 | 0 | 0 | 0 | 0 | 0 | 0 | 0 | 0 | 0
99 | 123 | 99,123 | 99712 | - | N | 0 | 1 | 0 | 1 | 0 | 0 | 0 | 0 | 0 | 0 | 0 | 0 | 834.495 | 834.495 | 1408.3846 | 0 | 0 | 1365.174 | 0 | 0 | 0.022912 | 0.97579 | 0.0012994 | 0 | 0 | 1 | 0 | 0 | 0 | 0 | 0.02083 | 0.8871 | 0.90793 | 0.0011813 | 0 | 0 | 0 | 0 | 0 | 0 | 0.82541 | 0.86569 | 0.90793 | 0.95224 | 0.9987 | 0 | 0 | 0 | 0 | 0 | 0 | 0 | 0 | 0 | 0 | 1.0121 | 1.0257 | 1.0394 | 1.0326 | 1.0258 | 1.0225 | 1.0192 | 1.016 | 1.0127 | 1.0095 | 1.017 | 1.0245 | 1.0321 | 1.0397 | 1.0474 | 1.0516 | 1.0558 | 1.0601 | 1.0643 | 1.0685 | 1.072 | 1.0754 | 1.0789 | 1.0824 | 1.0858 | 0 | 0 | 0 | 0 | 0 | 0 | 0 | 0 | 0 | 0 | 0 | 0 | 0 | 0 | 0 | 0 | 0 | 0 | 0 | 0 | 0 | 0 | 0 | 0 | 0 | 0 | 0 | 0 | 0 | 0 | 0 | 0 | 0 | 0 | 0 | 0 | 0 | 0 | 0 | 0 | 0 | 0 | 0 | 0 | 0 | 0 | 0 | 0 | 0 | 0 | 0.0013168 | 0.0013345 | 0.0013523 | 0.0013434 | 0.0013346 | 0.0013304 | 0.0013261 | 0.0013219 | 0.0013177 | 0.0013134 | 0.0013232 | 0.0013329 | 0.0013428 | 0.0013527 | 0.0013627 | 0.0013682 | 0.0013737 | 0.0013792 | 0.0013847 | 0.0013902 | 0.0013947 | 0.0013992 | 0.0014037 | 0.0014082 | 0.0014127 | 0 | 0 | 0 | 0 | 0 | 0 | 0 | 0 | 0 | 0 | 0 | 0 | 0 | 0 | 0 | 0 | 0 | 0 | 0 | 0 | 0 | 0 | 0 | 0 | 0
126 | 124 | 126,124 | 99712 | - | N | 1 | 1 | 1 | 0 | 0 | 2 | 2 | 0 | 0 | 0 | 2 | 0 | 496 | 496 | 0 | 0 | 0 | 496 | 992 | 0 | 0 | 1 | 0 | 0 | 0 | 1 | 0 | 1 | 1 | 0 | 0 | 0.90911 | 0.90911 | 0 | 0 | 0.91245 | 0.91245 | 0 | 0 | 0 | 0.82649 | 0.86682 | 0.90911 | 0.95347 | 1 | 0.83257 | 0.8716 | 0.91245 | 0.95522 | 1 | 0 | 0 | 0 | 0 | 0 | 1.0134 | 1.027 | 1.0408 | 1.0339 | 1.0271 | 1.0238 | 1.0206 | 1.0173 | 1.0141 | 1.0108 | 1.0183 | 1.0258 | 1.0334 | 1.0411 | 1.0488 | 1.053 | 1.0572 | 1.0615 | 1.0657 | 1.0699 | 1.0734 | 1.0768 | 1.0803 | 1.0838 | 1.0872 | 1.0134 | 1.027 | 1.0408 | 1.0339 | 1.0271 | 1.0238 | 1.0206 | 1.0173 | 1.0141 | 1.0108 | 1.0183 | 1.0258 | 1.0334 | 1.0411 | 1.0488 | 1.053 | 1.0572 | 1.0615 | 1.0657 | 1.0699 | 1.0734 | 1.0768 | 1.0803 | 1.0838 | 1.0872 | 0 | 0 | 0 | 0 | 0 | 0 | 0 | 0 | 0 | 0 | 0 | 0 | 0 | 0 | 0 | 0 | 0 | 0 | 0 | 0 | 0 | 0 | 0 | 0 | 0 | 0 | 0 | 0 | 0 | 0 | 0 | 0 | 0 | 0 | 0 | 0 | 0 | 0 | 0 | 0 | 0 | 0 | 0 | 0 | 0 | 0 | 0 | 0 | 0 | 0 | 0 | 0 | 0 | 0 | 0 | 0 | 0 | 0 | 0 | 0 | 0 | 0 | 0 | 0 | 0 | 0 | 0 | 0 | 0 | 0 | 0 | 0 | 0 | 0 | 0
127 | 124 | 127,124 | 99712 | - | N | 4 | 1 | 1 | 0 | 0 | 1 | 1 | 0 | 0 | 0 | 1 | 0 | 1620 | 1620 | 0 | 0 | 0 | 1620 | 1620 | 0 | 0 | 1 | 0 | 0 | 0 | 1 | 0 | 1 | 1 | 0 | 0 | 0.90911 | 0.90911 | 0 | 0 | 0.91245 | 0.91245 | 0 | 0 | 0 | 0.82649 | 0.86682 | 0.90911 | 0.95347 | 1 | 0.83257 | 0.8716 | 0.91245 | 0.95522 | 1 | 0 | 0 | 0 | 0 | 0 | 1.0134 | 1.027 | 1.0408 | 1.0339 | 1.0271 | 1.0238 | 1.0206 | 1.0173 | 1.0141 | 1.0108 | 1.0183 | 1.0258 | 1.0334 | 1.0411 | 1.0488 | 1.053 | 1.0572 | 1.0615 | 1.0657 | 1.0699 | 1.0734 | 1.0768 | 1.0803 | 1.0838 | 1.0872 | 1.0134 | 1.027 | 1.0408 | 1.0339 | 1.0271 | 1.0238 | 1.0206 | 1.0173 | 1.0141 | 1.0108 | 1.0183 | 1.0258 | 1.0334 | 1.0411 | 1.0488 | 1.053 | 1.0572 | 1.0615 | 1.0657 | 1.0699 | 1.0734 | 1.0768 | 1.0803 | 1.0838 | 1.0872 | 0 | 0 | 0 | 0 | 0 | 0 | 0 | 0 | 0 | 0 | 0 | 0 | 0 | 0 | 0 | 0 | 0 | 0 | 0 | 0 | 0 | 0 | 0 | 0 | 0 | 0 | 0 | 0 | 0 | 0 | 0 | 0 | 0 | 0 | 0 | 0 | 0 | 0 | 0 | 0 | 0 | 0 | 0 | 0 | 0 | 0 | 0 | 0 | 0 | 0 | 0 | 0 | 0 | 0 | 0 | 0 | 0 | 0 | 0 | 0 | 0 | 0 | 0 | 0 | 0 | 0 | 0 | 0 | 0 | 0 | 0 | 0 | 0 | 0 | 0
122 | 125 | 122,125 | 99712 | - | N | 8 | 5 | 3 | 2 | 0 | 0 | 0 | 0 | 0 | 0 | 0 | 0 | 834.495 | 834.495 | 1408.3846 | 0 | 0 | 1365.174 | 0 | 0 | 0.11456 | 4.8789 | 0.0064969 | 0 | 0 | 5 | 0.068737 | 2.9274 | 2.9961 | 0.0038981 | 0.10415 | 4.4355 | 4.5397 | 0.0059064 | 0.062719 | 2.6711 | 2.7338 | 0.0035569 | 0 | 0 | 4.1271 | 4.3285 | 4.5397 | 4.7612 | 4.9935 | 2.4945 | 2.6114 | 2.7338 | 2.862 | 2.9961 | 0 | 0 | 0 | 0 | 0 | 5.0604 | 5.1283 | 5.197 | 5.1629 | 5.1289 | 5.1126 | 5.0962 | 5.08 | 5.0637 | 5.0476 | 5.0849 | 5.1225 | 5.1604 | 5.1986 | 5.237 | 5.2581 | 5.2792 | 5.3004 | 5.3215 | 5.3426 | 5.3599 | 5.3772 | 5.3945 | 5.4118 | 5.4291 | 3.0363 | 3.077 | 3.1182 | 3.0977 | 3.0774 | 3.0675 | 3.0577 | 3.048 | 3.0382 | 3.0285 | 3.0509 | 3.0735 | 3.0962 | 3.1191 | 3.1422 | 3.1549 | 3.1675 | 3.1802 | 3.1929 | 3.2055 | 3.2159 | 3.2263 | 3.2367 | 3.2471 | 3.2575 | 0 | 0 | 0 | 0 | 0 | 0 | 0 | 0 | 0 | 0 | 0 | 0 | 0 | 0 | 0 | 0 | 0 | 0 | 0 | 0 | 0 | 0 | 0 | 0 | 0 | 0.006584 | 0.0066723 | 0.0067617 | 0.0067172 | 0.0066731 | 0.0066518 | 0.0066305 | 0.0066094 | 0.0065883 | 0.0065672 | 0.0066158 | 0.0066647 | 0.006714 | 0.0067637 | 0.0068137 | 0.0068412 | 0.0068687 | 0.0068961 | 0.0069236 | 0.006951 | 0.0069736 | 0.0069961 | 0.0070186 | 0.0070411 | 0.0070636 | 0 | 0 | 0 | 0 | 0 | 0 | 0 | 0 | 0 | 0 | 0 | 0 | 0 | 0 | 0 | 0 | 0 | 0 | 0 | 0 | 0 | 0 | 0 | 0 | 0
128 | 125 | 128,125 | 99712 | - | N | 2 | 1 | 1 | 0 | 0 | 22 | 22 | 0 | 0 | 0 | 22 | 0 | 816.0909 | 816.0909 | 0 | 0 | 0 | 816.0909 | 17954 | 0 | 0 | 1 | 0 | 0 | 0 | 1 | 0 | 1 | 1 | 0 | 0 | 0.90911 | 0.90911 | 0 | 0 | 0.91245 | 0.91245 | 0 | 0 | 0 | 0.82649 | 0.86682 | 0.90911 | 0.95347 | 1 | 0.83257 | 0.8716 | 0.91245 | 0.95522 | 1 | 0 | 0 | 0 | 0 | 0 | 1.0134 | 1.027 | 1.0408 | 1.0339 | 1.0271 | 1.0238 | 1.0206 | 1.0173 | 1.0141 | 1.0108 | 1.0183 | 1.0258 | 1.0334 | 1.0411 | 1.0488 | 1.053 | 1.0572 | 1.0615 | 1.0657 | 1.0699 | 1.0734 | 1.0768 | 1.0803 | 1.0838 | 1.0872 | 1.0134 | 1.027 | 1.0408 | 1.0339 | 1.0271 | 1.0238 | 1.0206 | 1.0173 | 1.0141 | 1.0108 | 1.0183 | 1.0258 | 1.0334 | 1.0411 | 1.0488 | 1.053 | 1.0572 | 1.0615 | 1.0657 | 1.0699 | 1.0734 | 1.0768 | 1.0803 | 1.0838 | 1.0872 | 0 | 0 | 0 | 0 | 0 | 0 | 0 | 0 | 0 | 0 | 0 | 0 | 0 | 0 | 0 | 0 | 0 | 0 | 0 | 0 | 0 | 0 | 0 | 0 | 0 | 0 | 0 | 0 | 0 | 0 | 0 | 0 | 0 | 0 | 0 | 0 | 0 | 0 | 0 | 0 | 0 | 0 | 0 | 0 | 0 | 0 | 0 | 0 | 0 | 0 | 0 | 0 | 0 | 0 | 0 | 0 | 0 | 0 | 0 | 0 | 0 | 0 | 0 | 0 | 0 | 0 | 0 | 0 | 0 | 0 | 0 | 0 | 0 | 0 | 0
130 | 125 | 130,125 | 99712 | - | N | 1 | 1 | 1 | 0 | 0 | 0 | 0 | 0 | 0 | 0 | 0 | 0 | 834.495 | 834.495 | 1408.3846 | 0 | 0 | 1365.174 | 0 | 0 | 0.022912 | 0.97579 | 0.0012994 | 0 | 0 | 1 | 0.022912 | 0.97579 | 0.9987 | 0.0012994 | 0.02083 | 0.8871 | 0.90793 | 0.0011813 | 0.020906 | 0.89036 | 0.91127 | 0.0011856 | 0 | 0 | 0.82541 | 0.86569 | 0.90793 | 0.95224 | 0.9987 | 0.83149 | 0.87047 | 0.91127 | 0.95398 | 0.9987 | 0 | 0 | 0 | 0 | 0 | 1.0121 | 1.0257 | 1.0394 | 1.0326 | 1.0258 | 1.0225 | 1.0192 | 1.016 | 1.0127 | 1.0095 | 1.017 | 1.0245 | 1.0321 | 1.0397 | 1.0474 | 1.0516 | 1.0558 | 1.0601 | 1.0643 | 1.0685 | 1.072 | 1.0754 | 1.0789 | 1.0824 | 1.0858 | 1.0121 | 1.0257 | 1.0394 | 1.0326 | 1.0258 | 1.0225 | 1.0192 | 1.016 | 1.0127 | 1.0095 | 1.017 | 1.0245 | 1.0321 | 1.0397 | 1.0474 | 1.0516 | 1.0558 | 1.0601 | 1.0643 | 1.0685 | 1.072 | 1.0754 | 1.0789 | 1.0824 | 1.0858 | 0 | 0 | 0 | 0 | 0 | 0 | 0 | 0 | 0 | 0 | 0 | 0 | 0 | 0 | 0 | 0 | 0 | 0 | 0 | 0 | 0 | 0 | 0 | 0 | 0 | 0.0013168 | 0.0013345 | 0.0013523 | 0.0013434 | 0.0013346 | 0.0013304 | 0.0013261 | 0.0013219 | 0.0013177 | 0.0013134 | 0.0013232 | 0.0013329 | 0.0013428 | 0.0013527 | 0.0013627 | 0.0013682 | 0.0013737 | 0.0013792 | 0.0013847 | 0.0013902 | 0.0013947 | 0.0013992 | 0.0014037 | 0.0014082 | 0.0014127 | 0 | 0 | 0 | 0 | 0 | 0 | 0 | 0 | 0 | 0 | 0 | 0 | 0 | 0 | 0 | 0 | 0 | 0 | 0 | 0 | 0 | 0 | 0 | 0 | 0
135 | 129 | 135,129 | 99712 | - | N | 20 | 30 | 13 | 17 | 0 | 0 | 0 | 0 | 0 | 0 | 0 | 0 | 834.495 | 834.495 | 1408.3846 | 0 | 0 | 1365.174 | 0 | 0 | 0.68737 | 29.2736 | 0.038981 | 0 | 0 | 30 | 0.29786 | 12.6852 | 12.9831 | 0.016892 | 0.6249 | 26.6131 | 27.238 | 0.035438 | 0.27178 | 11.5747 | 11.8465 | 0.015413 | 0 | 0 | 24.7624 | 25.9707 | 27.238 | 28.5671 | 29.961 | 10.8094 | 11.3161 | 11.8465 | 12.4018 | 12.9831 | 0 | 0 | 0 | 0 | 0 | 30.3627 | 30.7698 | 31.1823 | 30.9773 | 30.7736 | 30.6753 | 30.5774 | 30.4797 | 30.3824 | 30.2854 | 30.5094 | 30.7351 | 30.9624 | 31.1915 | 31.4222 | 31.5488 | 31.6755 | 31.8021 | 31.9288 | 32.0555 | 32.1593 | 32.2631 | 32.3669 | 32.4707 | 32.5746 | 13.1572 | 13.3336 | 13.5123 | 13.4235 | 13.3352 | 13.2926 | 13.2502 | 13.2079 | 13.1657 | 13.1237 | 13.2207 | 13.3185 | 13.417 | 13.5163 | 13.6163 | 13.6712 | 13.726 | 13.7809 | 13.8358 | 13.8907 | 13.9357 | 13.9807 | 14.0257 | 14.0707 | 14.1156 | 0 | 0 | 0 | 0 | 0 | 0 | 0 | 0 | 0 | 0 | 0 | 0 | 0 | 0 | 0 | 0 | 0 | 0 | 0 | 0 | 0 | 0 | 0 | 0 | 0 | 0.039504 | 0.040034 | 0.04057 | 0.040303 | 0.040039 | 0.039911 | 0.039783 | 0.039656 | 0.03953 | 0.039403 | 0.039695 | 0.039988 | 0.040284 | 0.040582 | 0.040882 | 0.041047 | 0.041212 | 0.041377 | 0.041542 | 0.041706 | 0.041841 | 0.041976 | 0.042112 | 0.042247 | 0.042382 | 0 | 0 | 0 | 0 | 0 | 0 | 0 | 0 | 0 | 0 | 0 | 0 | 0 | 0 | 0 | 0 | 0 | 0 | 0 | 0 | 0 | 0 | 0 | 0 | 0
157 | 134 | 157,134 | 99712 | - | N | 2 | 2 | 1 | 1 | 0 | 0 | 0 | 0 | 0 | 0 | 0 | 0 | 834.495 | 834.495 | 1408.3846 | 0 | 0 | 1365.174 | 0 | 0 | 0.045825 | 1.9516 | 0.0025988 | 0 | 0 | 2 | 0.022912 | 0.97579 | 0.9987 | 0.0012994 | 0.04166 | 1.7742 | 1.8159 | 0.0023626 | 0.020906 | 0.89036 | 0.91127 | 0.0011856 | 0 | 0 | 1.6508 | 1.7314 | 1.8159 | 1.9045 | 1.9974 | 0.83149 | 0.87047 | 0.91127 | 0.95398 | 0.9987 | 0 | 0 | 0 | 0 | 0 | 2.0242 | 2.0513 | 2.0788 | 2.0652 | 2.0516 | 2.045 | 2.0385 | 2.032 | 2.0255 | 2.019 | 2.034 | 2.049 | 2.0642 | 2.0794 | 2.0948 | 2.1033 | 2.1117 | 2.1201 | 2.1286 | 2.137 | 2.144 | 2.1509 | 2.1578 | 2.1647 | 2.1716 | 1.0121 | 1.0257 | 1.0394 | 1.0326 | 1.0258 | 1.0225 | 1.0192 | 1.016 | 1.0127 | 1.0095 | 1.017 | 1.0245 | 1.0321 | 1.0397 | 1.0474 | 1.0516 | 1.0558 | 1.0601 | 1.0643 | 1.0685 | 1.072 | 1.0754 | 1.0789 | 1.0824 | 1.0858 | 0 | 0 | 0 | 0 | 0 | 0 | 0 | 0 | 0 | 0 | 0 | 0 | 0 | 0 | 0 | 0 | 0 | 0 | 0 | 0 | 0 | 0 | 0 | 0 | 0 | 0.0026336 | 0.0026689 | 0.0027047 | 0.0026869 | 0.0026692 | 0.0026607 | 0.0026522 | 0.0026437 | 0.0026353 | 0.0026269 | 0.0026463 | 0.0026659 | 0.0026856 | 0.0027055 | 0.0027255 | 0.0027365 | 0.0027475 | 0.0027584 | 0.0027694 | 0.0027804 | 0.0027894 | 0.0027984 | 0.0028074 | 0.0028164 | 0.0028254 | 0 | 0 | 0 | 0 | 0 | 0 | 0 | 0 | 0 | 0 | 0 | 0 | 0 | 0 | 0 | 0 | 0 | 0 | 0 | 0 | 0 | 0 | 0 | 0 | 0
|  | Total |  |  | 244 | 97581 | 41783 | 36441 | 5342 | 529 | 22529 | 23058 | 1668 | 30 | 45 | 24801 | 8059.2098 | 2191.4201 | 2273.1421 | 9867.8153 | 4421.5 | 22620.7111 | 2796.2527 | 52546756.487 | 17477448 | 1723.0791 | 39958.7881 | 101.1328 | 1668 | 45 | 43496 | 1455.673 | 34899.7696 | 36355.4426 | 85.5574 | 1643.9067 | 38014.8359 | 39658.7427 | 99.9257 | 1398.3635 | 33353.5051 | 34751.8686 | 84.7798 | 1617.0075 | 44.7676 | 37787.1142 | 38704.5696 | 39658.7427 | 40650.7742 | 41681.8672 | 33274.7296 | 33997.8097 | 34751.8686 | 35537.5203 | 36355.4426 | 1568.4695 | 1592.4401 | 1617.0075 | 1642.1883 | 1668 | 42184.1224 | 42693.9619 | 43211.5201 | 42927.4233 | 42645.1944 | 42509.0144 | 42373.2694 | 42237.9578 | 42103.0784 | 41968.6296 | 42279.0702 | 42591.8071 | 42906.8574 | 43224.238 | 43543.9663 | 43719.4841 | 43895.0018 | 44070.5196 | 44246.0373 | 44421.5551 | 44565.4278 | 44709.3004 | 44853.1731 | 44997.0458 | 45140.9185 | 36799.0213 | 37249.3741 | 37706.6219 | 37458.7175 | 37212.4428 | 37093.6114 | 36975.1595 | 36857.0859 | 36739.3893 | 36622.0685 | 36892.9608 | 37165.8568 | 37440.7715 | 37717.7197 | 37996.7164 | 38149.8742 | 38303.032 | 38456.1898 | 38609.3476 | 38762.5054 | 38888.0496 | 39013.5937 | 39139.1378 | 39264.682 | 39390.2261 | 1692.4691 | 1717.3556 | 1742.6675 | 1731.2103 | 1719.8283 | 1714.3363 | 1708.8619 | 1703.405 | 1697.9654 | 1692.5433 | 1705.063 | 1717.6753 | 1730.3809 | 1743.1804 | 1756.0747 | 1763.1531 | 1770.2315 | 1777.3099 | 1784.3883 | 1791.4668 | 1797.269 | 1803.0712 | 1808.8734 | 1814.6756 | 1820.4778 | 102.4325 | 103.7493 | 105.0835 | 104.3926 | 103.7063 | 103.3751 | 103.045 | 102.7159 | 102.3879 | 102.061 | 102.8159 | 103.5764 | 104.3426 | 105.1144 | 105.8919 | 106.3188 | 106.7456 | 107.1724 | 107.5993 | 108.0261 | 108.376 | 108.7258 | 109.0757 | 109.4256 | 109.7755 | 45.5418 | 46.0905 | 46.6463 | 46.3396 | 46.035 | 45.888 | 45.7414 | 45.5954 | 45.4498 | 45.3046 | 45.6398 | 45.9773 | 46.3174 | 46.66 | 47.0052 | 47.1947 | 47.3841 | 47.5736 | 47.7631 | 47.9525 | 48.1078 | 48.2632 | 48.4185 | 48.5738 | 48.7291
[27 empty] | 41783 | [6 empty] | 36441 | [11 empty] | Total Housing Units (excluding DH) R-2025: 1.0077; Total Housing Units (excluding DH) R-2029: 85.49%; Total Housing Units (excluding DH) R-2030: 1.0517; Total Housing Units (excluding DH) R-2035: 1.0521; Occupied Housing Units (excluding DH) O-2025: 1.0077; Occupied Housing Units (excluding DH) O-2030: 1.0517; Occupied Housing Units (excluding DH) O-2035: 1.0521; Non-Residential (Commercial, excluding DH) NR-2025: 1.0077; Non-Residential (Commercial, excluding DH) NR-2030: 1.0517; Non-Residential (Commercial, excluding DH) NR-2035: 1.0521; Residential District Heat (DH) RDH-2025: 1.0077; Residential District Heat (DH) RDH-2030: 1.0517; Residential District Heat (DH) RDH-2035: 1.0521; Non-Residential District Heat (DH) NRDH-2025: 1.0077; Non-Residential District Heat (DH) NRDH-2030: 1.0517; Non-Residential District Heat (DH) NRDH-2035: 1.0521
|  | Nonattainment Area Only: |  |  |  | 85961 | 35685 | 32093 | 3592 | 511 | 20198 | 20709 | 1609 | 30 | 45 | 22393 | 774104.6507 | 496285.4863 | 506880.169 | 1038454.0093 | 42947.4828 | 57842.8083 | 681270.8864 |  |  | 1614.7304 | 33973.07 | 97.1996 | 1609 | 45 | 37339 | 1375.7899 | 30634.1669 | 32009.9569 | 83.0431 | 1539.724 | 32299.3031 | 33839.027 | 96.0691 | 1320.4877 | 29225.0996 | 30545.5872 | 82.2434 | 1561.4844 | 44.7676 | 32202.1685 | 33007.1224 | 33839.027 | 34698.9001 | 35587.8004 | 29172.3069 | 29847.9607 | 30545.5872 | 31265.9784 | 32009.9569 | 1516.2064 | 1538.5733 | 1561.4844 | 1584.9548 | 1609 | 36031.408 | 36481.9254 | 36939.4781 | 36696.6172 | 36455.3531 | 36338.9393 | 36222.8973 | 36107.2259 | 35991.9238 | 35876.99 | 36142.3709 | 36409.7149 | 36679.0363 | 36950.35 | 37223.6705 | 37373.7123 | 37523.7541 | 37673.7959 | 37823.8377 | 37973.8795 | 38096.8695 | 38219.8594 | 38342.8493 | 38465.8393 | 38588.8292 | 32410.71 | 32817.726 | 33231.1187 | 33012.6387 | 32795.5951 | 32690.8681 | 32586.4756 | 32482.4164 | 32378.6896 | 32275.2939 | 32514.0333 | 32754.5385 | 32996.8228 | 33240.8992 | 33486.7811 | 33621.7602 | 33756.7392 | 33891.7183 | 34026.6974 | 34161.6765 | 34272.3194 | 34382.9624 | 34493.6053 | 34604.2483 | 34714.8913 | 1632.7484 | 1656.9046 | 1681.4763 | 1670.4213 | 1659.439 | 1654.1399 | 1648.8577 | 1643.5924 | 1638.3438 | 1633.1121 | 1645.1922 | 1657.3616 | 1669.621 | 1681.9712 | 1694.4127 | 1701.2425 | 1708.0724 | 1714.9023 | 1721.7321 | 1728.562 | 1734.1605 | 1739.7589 | 1745.3574 | 1750.9559 | 1756.5544 | 98.4688 | 99.7549 | 101.0581 | 100.3937 | 99.7336 | 99.4151 | 99.0977 | 98.7812 | 98.4658 | 98.1514 | 98.8774 | 99.6088 | 100.3456 | 101.0878 | 101.8356 | 102.2461 | 102.6565 | 103.067 | 103.4775 | 103.888 | 104.2244 | 104.5609 | 104.8974 | 105.2339 | 105.5703 | 45.5418 | 46.0905 | 46.6463 | 46.3396 | 46.035 | 45.888 | 45.7414 | 45.5954 | 45.4498 | 45.3046 | 45.6398 | 45.9773 | 46.3174 | 46.66 | 47.0052 | 47.1947 | 47.3841 | 47.5736 | 47.7631 | 47.9525 | 48.1078 | 48.2632 | 48.4185 | 48.5738 | 48.7291
|  | North Pole: | 99705 |  |  | 21221 | 8297 | 7560 | 737 | 97 | 6529 | 6626 | 237 | 0 | 0 | 6863 | 145666.7114 | 147142.3447 | 149785.1265 | 324101.0232 | 0 | 0 | 182341.7598 |  |  | 150.1552 | 8146.8409 | 0.0038981 | 237 | 0 | 8534 | 137.0866 | 7422.9095 | 7559.9961 | 0.0038981 | 139.3668 | 7561.5043 | 7700.871 | 0.0036181 | 127.8898 | 6924.9235 | 7052.8132 | 0.0036366 | 222.8055 | 0 | 7147.5765 | 7419.0677 | 7700.871 | 7993.3783 | 8296.9961 | 6579.6561 | 6812.1278 | 7052.8132 | 7302.0025 | 7559.9961 | 209.4612 | 216.0303 | 222.8055 | 229.7932 | 237 | 8437.9411 | 8581.6281 | 8728.115 | 8670.7315 | 8613.7252 | 8586.2188 | 8558.8003 | 8531.4692 | 8504.2255 | 8477.0687 | 8539.7734 | 8602.9418 | 8666.5775 | 8730.6839 | 8795.2644 | 8830.7165 | 8866.1686 | 8901.6207 | 8937.0728 | 8972.5249 | 9001.5852 | 9030.6454 | 9059.7057 | 9088.7659 | 9117.8262 | 7688.1255 | 7818.742 | 7951.8979 | 7899.6176 | 7847.6811 | 7822.6209 | 7797.6408 | 7772.7404 | 7747.9195 | 7723.1779 | 7780.306 | 7837.8567 | 7895.833 | 7954.2383 | 8013.0755 | 8045.3747 | 8077.674 | 8109.9732 | 8142.2725 | 8174.5717 | 8201.0475 | 8227.5234 | 8253.9992 | 8280.475 | 8306.9509 | 241.1482 | 245.3792 | 249.6948 | 248.0532 | 246.4223 | 245.6354 | 244.851 | 244.0691 | 243.2898 | 242.5129 | 244.3067 | 246.1138 | 247.9343 | 249.7683 | 251.6158 | 252.63 | 253.6443 | 254.6585 | 255.6727 | 256.6869 | 257.5183 | 258.3496 | 259.181 | 260.0123 | 260.8437 | 0.0039523 | 0.0040074 | 0.0040635 | 0.0040368 | 0.0040102 | 0.0039974 | 0.0039846 | 0.0039719 | 0.0039592 | 0.0039466 | 0.0039758 | 0.0040052 | 0.0040348 | 0.0040647 | 0.0040947 | 0.0041112 | 0.0041277 | 0.0041443 | 0.0041608 | 0.0041773 | 0.0041908 | 0.0042043 | 0.0042179 | 0.0042314 | 0.0042449 | 0 | 0 | 0 | 0 | 0 | 0 | 0 | 0 | 0 | 0 | 0 | 0 | 0 | 0 | 0 | 0 | 0 | 0 | 0 | 0 | 0 | 0 | 0 | 0 | 0
|  | Remainder of Noattainment Area: |  |  |  | 64740 | 27388 | 24533 | 2855 | 414 | 13669 | 14083 | 1372 | 30 | 45 | 15530 | 628437.9393 | 349143.1416 | 357095.0425 | 714352.9861 | 42947.4828 | 57842.8083 | 498929.1266 |  |  | 1464.5752 | 25826.2291 | 97.1957 | 1372 | 45 | 28805 | 1238.7034 | 23211.2574 | 24449.9608 | 83.0392 | 1400.3572 | 24737.7988 | 26138.156 | 96.0655 | 1192.5979 | 22300.1761 | 23492.774 | 82.2397 | 1338.6789 | 44.7676 | 25054.592 | 25588.0547 | 26138.156 | 26705.5218 | 27290.8043 | 22592.6508 | 23035.8329 | 23492.774 | 23963.9759 | 24449.9608 | 1306.7452 | 1322.543 | 1338.6789 | 1355.1617 | 1372 | 27593.4669 | 27900.2972 | 28211.3631 | 28025.8857 | 27841.6278 | 27752.7205 | 27664.0971 | 27575.7566 | 27487.6983 | 27399.9212 | 27602.5975 | 27806.7731 | 28012.4589 | 28219.6661 | 28428.4061 | 28542.9958 | 28657.5855 | 28772.1752 | 28886.7649 | 29001.3546 | 29095.2843 | 29189.214 | 29283.1437 | 29377.0733 | 29471.003 | 24722.5845 | 24998.984 | 25279.2209 | 25113.0211 | 24947.914 | 24868.2472 | 24788.8348 | 24709.6761 | 24630.7701 | 24552.1161 | 24733.7273 | 24916.6819 | 25100.9897 | 25286.661 | 25473.7056 | 25576.3854 | 25679.0653 | 25781.7451 | 25884.4249 | 25987.1048 | 26071.2719 | 26155.439 | 26239.6062 | 26323.7733 | 26407.9404 | 1391.6002 | 1411.5254 | 1431.7815 | 1422.3681 | 1413.0167 | 1408.5045 | 1404.0067 | 1399.5232 | 1395.0541 | 1390.5992 | 1400.8854 | 1411.2478 | 1421.6867 | 1432.2029 | 1442.7968 | 1448.6125 | 1454.4281 | 1460.2438 | 1466.0594 | 1471.8751 | 1476.6422 | 1481.4093 | 1486.1764 | 1490.9435 | 1495.7107 | 98.4649 | 99.7509 | 101.054 | 100.3896 | 99.7296 | 99.4112 | 99.0937 | 98.7773 | 98.4618 | 98.1474 | 98.8734 | 99.6048 | 100.3415 | 101.0838 | 101.8315 | 102.2419 | 102.6524 | 103.0629 | 103.4733 | 103.8838 | 104.2203 | 104.5567 | 104.8932 | 105.2296 | 105.5661 | 45.5418 | 46.0905 | 46.6463 | 46.3396 | 46.035 | 45.888 | 45.7414 | 45.5954 | 45.4498 | 45.3046 | 45.6398 | 45.9773 | 46.3174 | 46.66 | 47.0052 | 47.1947 | 47.3841 | 47.5736 | 47.7631 | 47.9525 | 48.1078 | 48.2632 | 48.4185 | 48.5738 | 48.7291

## DevSumOut-2019BSR
Summary of Space Heating Emissions and Energy Use by Device Averaged Across Each Modeling Episode
BSR, 2019
|  |  | Grid 3 Domain | [9 empty] | PM Non-Attainment Area
|  | Source | Space Heating Emissions (tons/day) | [6 empty] | Avg Daily |  | Fuel Use | Space Heating Emissions (tons/day) | [6 empty] | Avg Daily |  | Fuel Use
Episode | SCC | Category | VOC | NOX | SO2 | PM10-PRI | PM25-PRI | NH3 | CO | mmBTU | Fuel Use | Units | VOC | NOX | SO2 | PM10-PRI | PM25-PRI | NH3 | CO | mmBTU | Fuel Use | Units
E1 | 2104008100 | FP | 5.3508 | 0.060752 | 0.0093464 | 0.80847 | 0.80847 | 0.042059 | 5.9023 | 751.9206 | 66.7607 | tons | 4.9304 | 0.055978 | 0.008612 | 0.74494 | 0.74494 | 0.038754 | 5.4385 | 692.8358 | 61.5148 | tons
E1 | 2104008210 | Ins-Conv | 0.11037 | 0.0058309 | 0.00083299 | 0.063724 | 0.063724 | 0.0035402 | 0.48064 | 67.0141 | 5.95 | tons | 0.095915 | 0.0050672 | 0.00072389 | 0.055378 | 0.055378 | 0.0030765 | 0.41768 | 58.2369 | 5.1707 | tons
E1 | 2104008220 | Ins-NonCat | 0.052614 | 0.008769 | 0.0017538 | 0.052614 | 0.052614 | 0.003946 | 0.61733 | 141.0926 | 12.5272 | tons | 0.045723 | 0.0076204 | 0.0015241 | 0.045723 | 0.045723 | 0.0034292 | 0.53648 | 122.613 | 10.8864 | tons
E1 | 2104008230 | Ins-Cat | 0.039597 | 0.0052796 | 0.0010559 | 0.034317 | 0.034317 | 0.0023758 | 0.28246 | 84.9481 | 7.5423 | tons | 0.03441 | 0.0045881 | 0.00091761 | 0.029822 | 0.029822 | 0.0020646 | 0.24546 | 73.822 | 6.5544 | tons
E1 | 2104008310 | WS-Conv | 2.2399 | 0.061371 | 0.016905 | 0.51315 | 0.51315 | 0.016779 | 5.1209 | 1359.999 | 120.7502 | tons | 1.9465 | 0.053333 | 0.014691 | 0.44594 | 0.44594 | 0.014582 | 4.4502 | 1181.8732 | 104.9349 | tons
E1 | 2104008320 | WS-NonCat | 1.0678 | 0.14315 | 0.035592 | 0.70517 | 0.70517 | 0.022222 | 11.0015 | 2863.3641 | 254.2294 | tons | 0.92791 | 0.1244 | 0.03093 | 0.61281 | 0.61281 | 0.019311 | 9.5606 | 2488.3351 | 220.9317 | tons
E1 | 2104008330 | WS-Cat | 0.80358 | 0.086189 | 0.021429 | 0.47109 | 0.47109 | 0.013379 | 6.6237 | 1723.9548 | 153.0647 | tons | 0.69833 | 0.0749 | 0.018622 | 0.40939 | 0.40939 | 0.011627 | 5.7562 | 1498.1599 | 133.017 | tons
E1 | 2104008410 | PS-Exempt | 0.013465 | 0.023514 | 0.0018792 | 0.017383 | 0.017383 | 0.00042212 | 0.058326 | 180.5405 | 16.0296 | tons | 0.011701 | 0.020434 | 0.0016331 | 0.015106 | 0.015106 | 0.00036683 | 0.050687 | 156.8942 | 13.9302 | tons
E1 | 2104008420 | PS-EPACert | 0.045417 | 0.079312 | 0.0063387 | 0.058633 | 0.058633 | 0.0014238 | 0.19674 | 608.9686 | 54.0685 | tons | 0.039469 | 0.068925 | 0.0055085 | 0.050953 | 0.050953 | 0.0012373 | 0.17097 | 529.209 | 46.9868 | tons
E1 | 2104008610 | OWBWtd | 1.1513 | 0.040898 | 0.010144 | 0.2503 | 0.2503 | 0.0061816 | 1.536 | 816.0648 | 72.4559 | tons | 1.0526 | 0.03739 | 0.0092737 | 0.22883 | 0.22883 | 0.0056514 | 1.4043 | 746.0688 | 66.2412 | tons
E1 | 2104004000 | COil-Res | 0.093218 | 1.4606 | 3.7787 | 0.059696 | 0.059696 | 0.0032027 | 0.058552 | 35093.642 | 261.4818 | 1000 gal | 0.086017 | 1.3477 | 3.4868 | 0.055084 | 0.055084 | 0.0029553 | 0.054029 | 32382.6289 | 241.2821 | 1000 gal
E1 | 2103004001 | COil-Com | 0.027354 | 0.69056 | 0.48812 | 0.017517 | 0.017517 | 0.0009398 | 0.017181 | 10626.9966 | 79.1815 | 1000 gal | 0.026843 | 0.67766 | 0.479 | 0.01719 | 0.01719 | 0.00092224 | 0.016861 | 10428.5077 | 77.7025 | 1000 gal
E1 | 2104004000 | Prtbl | 0.00062212 | 0.015706 | 0.025219 | 0.00034901 | 0.00034901 | 2.1374e-05 | 0.00039076 | 239.0664 | 1.7451 | 1000 gal | 0.0005869 | 0.014816 | 0.023791 | 0.00032925 | 0.00032925 | 2.0164e-05 | 0.00036864 | 225.5307 | 1.6463 | 1000 gal
E1 | 2104004000 | DVOil | 0.0026725 | 0.041873 | 0.10833 | 0.0017114 | 0.0017114 | 9.1819e-05 | 0.0016786 | 937.0654 | 7.4965 | 1000 gal | 0.0022072 | 0.034583 | 0.089473 | 0.0014135 | 0.0014135 | 7.5833e-05 | 0.0013864 | 773.9179 | 6.1913 | 1000 gal
E1 | 2104006010 | NtGas-Res | 0.0006697 | 0.011446 | 7.3058e-05 | 6.0312e-06 | 6.0312e-06 | 0.0024353 | 0.0048705 | 300.623 | 296.1803 | mcf | 0.0006697 | 0.011446 | 7.3058e-05 | 6.0312e-06 | 6.0312e-06 | 0.0024353 | 0.0048705 | 300.623 | 296.1803 | mcf
E1 | 2103006000 | NtGas-Com | 0.0052613 | 0.09566 | 0.00057396 | 0.0072701 | 0.0072701 | 0.019132 | 0.038264 | 1941.8947 | 1913.1967 | mcf | 0.0052613 | 0.09566 | 0.00057396 | 0.0072701 | 0.0072701 | 0.019132 | 0.038264 | 1941.8947 | 1913.1967 | mcf
E1 | 2104002000 | CoalHt | 0.14107 | 0.066584 | 0.13119 | 0.11271 | 0.11271 | 0.017859 | 1.842 | 428.8472 | 28.2136 | tons | 0.1235 | 0.058292 | 0.11486 | 0.098677 | 0.098677 | 0.015635 | 1.6126 | 375.4414 | 24.7001 | tons
E1 | 2103002000 | Coal-Com | 0.00040148 | 0.0001895 | 0.00037338 | 0.00032078 | 0.00032078 | 5.0826e-05 | 0.0052423 | 18.4569 | 1.2205 | tons | 0.0003794 | 0.00017908 | 0.00035285 | 0.00030314 | 0.00030314 | 4.8031e-05 | 0.0049541 | 17.4368 | 1.1534 | tons
E1 | 2103008000 | Wood-Com | 0.0012268 | 4.8776e-05 | 1.0633e-05 | 0.000345 | 0.000345 | 1.2633e-05 | 0.0024539 | 11.1386 | 0.9198 | tons | 0.0010057 | 4.0924e-05 | 8.6858e-06 | 0.00029694 | 0.00029694 | 1.1446e-05 | 0.0021589 | 9.0984 | 0.75132 | tons
E1 | 2102012000 | WasteOil | 0.00052382 | 0.027346 | 0.019363 | 0.0027261 | 0.0027261 | 1.9058e-05 | 0.00651 | 145.099 | 1.0476 | 1000 gal | 0.00052382 | 0.027346 | 0.019363 | 0.0027261 | 0.0027261 | 1.9058e-05 | 0.00651 | 145.099 | 1.0476 | 1000 gal
E1 | Total |  | 11.1479 | 2.925 | 4.6573 | 3.1775 | 3.1775 | 0.15609 | 33.7971 | 58340.6971 |  |  | 10.0299 | 2.7204 | 4.3068 | 2.8222 | 2.8222 | 0.14135 | 29.773 | 54148.2265
E2 | 2104008100 | FP | 3.3661 | 0.038217 | 0.0058796 | 0.50859 | 0.50859 | 0.026458 | 3.713 | 470.3036 | 41.9976 | tons | 3.1129 | 0.035343 | 0.0054375 | 0.47034 | 0.47034 | 0.024469 | 3.4338 | 434.9355 | 38.8393 | tons
E2 | 2104008210 | Ins-Conv | 0.079374 | 0.0041934 | 0.00059905 | 0.045827 | 0.045827 | 0.002546 | 0.34565 | 47.9174 | 4.279 | tons | 0.06926 | 0.003659 | 0.00052272 | 0.039988 | 0.039988 | 0.0022215 | 0.30161 | 41.8115 | 3.7337 | tons
E2 | 2104008220 | Ins-NonCat | 0.037838 | 0.0063063 | 0.0012613 | 0.037838 | 0.037838 | 0.0028378 | 0.44396 | 100.8861 | 9.009 | tons | 0.033016 | 0.0055027 | 0.0011005 | 0.033016 | 0.033016 | 0.0024762 | 0.38739 | 88.0305 | 7.861 | tons
E2 | 2104008230 | Ins-Cat | 0.028476 | 0.0037968 | 0.00075937 | 0.024679 | 0.024679 | 0.0017086 | 0.20313 | 60.7408 | 5.4241 | tons | 0.024848 | 0.003313 | 0.0006626 | 0.021535 | 0.021535 | 0.0014909 | 0.17725 | 53.0008 | 4.7329 | tons
E2 | 2104008310 | WS-Conv | 1.6108 | 0.044135 | 0.012157 | 0.36904 | 0.36904 | 0.012067 | 3.6828 | 972.4466 | 86.8384 | tons | 1.4056 | 0.038511 | 0.010608 | 0.32201 | 0.32201 | 0.010529 | 3.2135 | 848.531 | 75.7729 | tons
E2 | 2104008320 | WS-NonCat | 0.76788 | 0.10295 | 0.025596 | 0.50713 | 0.50713 | 0.015981 | 7.9118 | 2047.4048 | 182.831 | tons | 0.67004 | 0.089832 | 0.022335 | 0.44251 | 0.44251 | 0.013945 | 6.9036 | 1786.511 | 159.5335 | tons
E2 | 2104008330 | WS-Cat | 0.5779 | 0.061984 | 0.015411 | 0.33879 | 0.33879 | 0.0096218 | 4.7635 | 1232.6876 | 110.0777 | tons | 0.50426 | 0.054085 | 0.013447 | 0.29562 | 0.29562 | 0.0083957 | 4.1565 | 1075.6104 | 96.0508 | tons
E2 | 2104008410 | PS-Exempt | 0.0096833 | 0.01691 | 0.0013515 | 0.012501 | 0.012501 | 0.00030357 | 0.041946 | 129.0927 | 11.5278 | tons | 0.0084494 | 0.014755 | 0.0011792 | 0.010908 | 0.010908 | 0.00026489 | 0.036601 | 112.6429 | 10.0589 | tons
E2 | 2104008420 | PS-EPACert | 0.032662 | 0.057038 | 0.0045585 | 0.042166 | 0.042166 | 0.001024 | 0.14148 | 435.4337 | 38.8838 | tons | 0.0285 | 0.04977 | 0.0039776 | 0.036793 | 0.036793 | 0.00089347 | 0.12346 | 379.9479 | 33.9289 | tons
E2 | 2104008610 | OWBWtd | 1.0648 | 0.037824 | 0.0093815 | 0.23149 | 0.23149 | 0.005717 | 1.4206 | 750.4121 | 67.011 | tons | 0.97368 | 0.034588 | 0.0085787 | 0.21168 | 0.21168 | 0.0052278 | 1.299 | 686.2002 | 61.2769 | tons
E2 | 2104004000 | COil-Res | 0.070586 | 1.106 | 2.8613 | 0.045203 | 0.045203 | 0.0024251 | 0.044336 | 26573.4957 | 197.9984 | 1000 gal | 0.065259 | 1.0225 | 2.6454 | 0.041791 | 0.041791 | 0.0022421 | 0.04099 | 24567.7527 | 183.0537 | 1000 gal
E2 | 2103004001 | COil-Com | 0.01944 | 0.49077 | 0.34689 | 0.012449 | 0.012449 | 0.00066789 | 0.01221 | 7552.3319 | 56.2722 | 1000 gal | 0.019077 | 0.4816 | 0.34042 | 0.012216 | 0.012216 | 0.00065541 | 0.011982 | 7411.2709 | 55.2212 | 1000 gal
E2 | 2104004000 | Prtbl | 0.00046772 | 0.011808 | 0.01896 | 0.0002624 | 0.0002624 | 1.607e-05 | 0.00029378 | 179.7359 | 1.312 | 1000 gal | 0.00044224 | 0.011164 | 0.017927 | 0.0002481 | 0.0002481 | 1.5194e-05 | 0.00027778 | 169.942 | 1.2405 | 1000 gal
E2 | 2104004000 | DVOil | 0.0015002 | 0.023505 | 0.060812 | 0.00096069 | 0.00096069 | 5.1541e-05 | 0.00094228 | 526.0068 | 4.2081 | 1000 gal | 0.0012518 | 0.019613 | 0.050744 | 0.00080164 | 0.00080164 | 4.3008e-05 | 0.00078627 | 438.9189 | 3.5114 | 1000 gal
E2 | 2104006010 | NtGas-Res | 0.0006264 | 0.010706 | 6.8335e-05 | 5.6413e-06 | 5.6413e-06 | 0.0022778 | 0.0045557 | 281.1888 | 277.0333 | mcf | 0.0006264 | 0.010706 | 6.8335e-05 | 5.6413e-06 | 5.6413e-06 | 0.0022778 | 0.0045557 | 281.1888 | 277.0333 | mcf
E2 | 2103006000 | NtGas-Com | 0.0097087 | 0.17652 | 0.0010591 | 0.013416 | 0.013416 | 0.035304 | 0.070609 | 3583.3898 | 3530.4333 | mcf | 0.0097087 | 0.17652 | 0.0010591 | 0.013416 | 0.013416 | 0.035304 | 0.070609 | 3583.3898 | 3530.4333 | mcf
E2 | 2104002000 | CoalHt | 0.10474 | 0.049437 | 0.097408 | 0.083687 | 0.083687 | 0.01326 | 1.3676 | 318.4097 | 20.948 | tons | 0.092024 | 0.043435 | 0.085583 | 0.073527 | 0.073527 | 0.01165 | 1.2016 | 279.7537 | 18.4049 | tons
E2 | 2103002000 | Coal-Com | 0.00028532 | 0.00013467 | 0.00026535 | 0.00022797 | 0.00022797 | 3.612e-05 | 0.0037256 | 13.1168 | 0.86738 | tons | 0.00026963 | 0.00012727 | 0.00025076 | 0.00021544 | 0.00021544 | 3.4134e-05 | 0.0035207 | 12.3919 | 0.81968 | tons
E2 | 2103008000 | Wood-Com | 0.00087184 | 3.4664e-05 | 7.5569e-06 | 0.00024518 | 0.00024518 | 8.9777e-06 | 0.0017439 | 7.9159 | 0.65368 | tons | 0.00071474 | 2.9083e-05 | 6.1728e-06 | 0.00021103 | 0.00021103 | 8.1342e-06 | 0.0015343 | 6.466 | 0.53394 | tons
E2 | 2102012000 | WasteOil | 0.00037227 | 0.019434 | 0.013761 | 0.0019373 | 0.0019373 | 1.3544e-05 | 0.0046265 | 103.1181 | 0.74454 | 1000 gal | 0.00037227 | 0.019434 | 0.013761 | 0.0019373 | 0.0019373 | 1.3544e-05 | 0.0046265 | 103.1181 | 0.74454 | 1000 gal
E2 | Total |  | 7.7841 | 2.2617 | 3.4775 | 2.2764 | 2.2764 | 0.13233 | 24.1785 | 45386.0351 |  |  | 7.0203 | 2.1145 | 3.223 | 2.0288 | 2.0288 | 0.12216 | 21.3732 | 42361.4145 |  |  | PM Non-Attainment Area Emission Factors (lb/mmBTU), Baseline MC
[23 empty] | VOC | NOX | SO2 | PM10-PRI | PM25-PRI | NH3 | CO
Wtd Avg | 2104008100 | FP | 4.4435 | 0.05045 | 0.0077616 | 0.67138 | 0.67138 | 0.034927 | 4.9014 | 623.1814 | 55.4404 | tons | 4.0995 | 0.046545 | 0.0071608 | 0.61941 | 0.61941 | 0.032223 | 4.522 | 574.9385 | 51.1488 | tons | 14.2608 | 0.16191 | 0.02491 | 2.1547 | 2.1547 | 0.11209 | 15.7305
Wtd Avg | 2104008210 | Ins-Conv | 0.096201 | 0.0050823 | 0.00072605 | 0.055543 | 0.055543 | 0.0030857 | 0.41893 | 58.2842 | 5.1861 | tons | 0.08373 | 0.0044235 | 0.00063192 | 0.048342 | 0.048342 | 0.0026857 | 0.36462 | 50.7281 | 4.5138 | tons | 3.3011 | 0.1744 | 0.024914 | 1.9059 | 1.9059 | 0.10589 | 14.3755
Wtd Avg | 2104008220 | Ins-NonCat | 0.045859 | 0.0076432 | 0.0015286 | 0.045859 | 0.045859 | 0.0034394 | 0.53808 | 122.7125 | 10.9189 | tons | 0.039914 | 0.0066523 | 0.0013305 | 0.039914 | 0.039914 | 0.0029935 | 0.46832 | 106.8039 | 9.5034 | tons | 0.74742 | 0.12457 | 0.024914 | 0.74742 | 0.74742 | 0.056057 | 8.7698
Wtd Avg | 2104008230 | Ins-Cat | 0.034513 | 0.0046017 | 0.00092035 | 0.029911 | 0.029911 | 0.0020708 | 0.24619 | 73.8819 | 6.574 | tons | 0.030039 | 0.0040052 | 0.00080104 | 0.026034 | 0.026034 | 0.0018023 | 0.21428 | 64.3037 | 5.7217 | tons | 0.93428 | 0.12457 | 0.024914 | 0.80971 | 0.80971 | 0.056057 | 6.6645
Wtd Avg | 2104008310 | WS-Conv | 1.9523 | 0.053492 | 0.014735 | 0.44727 | 0.44727 | 0.014625 | 4.4635 | 1182.8322 | 105.2476 | tons | 1.6992 | 0.046557 | 0.012824 | 0.38929 | 0.38929 | 0.012729 | 3.8849 | 1029.4882 | 91.6037 | tons | 3.3011 | 0.090447 | 0.024914 | 0.75627 | 0.75627 | 0.024729 | 7.5472
Wtd Avg | 2104008320 | WS-NonCat | 0.93067 | 0.12478 | 0.031022 | 0.61464 | 0.61464 | 0.019369 | 9.5891 | 2490.3542 | 221.5901 | tons | 0.81002 | 0.1086 | 0.027001 | 0.53496 | 0.53496 | 0.016858 | 8.346 | 2167.5012 | 192.8639 | tons | 0.74742 | 0.10021 | 0.024914 | 0.49362 | 0.49362 | 0.015555 | 7.701
Wtd Avg | 2104008330 | WS-Cat | 0.70041 | 0.075124 | 0.018678 | 0.41061 | 0.41061 | 0.011662 | 5.7733 | 1499.3755 | 133.4135 | tons | 0.60962 | 0.065385 | 0.016256 | 0.35738 | 0.35738 | 0.01015 | 5.0249 | 1304.9944 | 116.1182 | tons | 0.93428 | 0.10021 | 0.024914 | 0.54771 | 0.54771 | 0.015555 | 7.701
Wtd Avg | 2104008410 | PS-Exempt | 0.011736 | 0.020495 | 0.001638 | 0.015151 | 0.015151 | 0.00036793 | 0.050838 | 157.0215 | 13.9717 | tons | 0.010215 | 0.017838 | 0.0014256 | 0.013187 | 0.013187 | 0.00032023 | 0.044248 | 136.665 | 12.1604 | tons | 0.14948 | 0.26105 | 0.020863 | 0.19298 | 0.19298 | 0.0046863 | 0.64753
Wtd Avg | 2104008420 | PS-EPACert | 0.039586 | 0.06913 | 0.0055249 | 0.051105 | 0.051105 | 0.001241 | 0.17148 | 529.6384 | 47.1269 | tons | 0.034454 | 0.060168 | 0.0048086 | 0.04448 | 0.04448 | 0.0010801 | 0.14925 | 460.9753 | 41.0175 | tons | 0.14948 | 0.26105 | 0.020863 | 0.19298 | 0.19298 | 0.0046863 | 0.64753
Wtd Avg | 2104008610 | OWBWtd | 1.1118 | 0.039493 | 0.0097953 | 0.2417 | 0.2417 | 0.0059692 | 1.4833 | 786.0522 | 69.9668 | tons | 1.0165 | 0.036109 | 0.008956 | 0.22099 | 0.22099 | 0.0054577 | 1.3562 | 718.7003 | 63.9718 | tons | 2.8287 | 0.10048 | 0.024923 | 0.61498 | 0.61498 | 0.015188 | 3.774
Wtd Avg | 2104004000 | COil-Res | 0.082872 | 1.2985 | 3.3594 | 0.05307 | 0.05307 | 0.0028472 | 0.052053 | 31198.718 | 232.4608 | 1000 gal | 0.076527 | 1.199 | 3.1022 | 0.049007 | 0.049007 | 0.0026292 | 0.048068 | 28810.1141 | 214.6634 | 1000 gal | 0.0053125 | 0.083238 | 0.21535 | 0.0034021 | 0.0034021 | 0.00018252 | 0.0033369
Wtd Avg | 2103004001 | COil-Com | 0.023736 | 0.59923 | 0.42356 | 0.0152 | 0.0152 | 0.0008155 | 0.014909 | 9221.4356 | 68.7087 | 1000 gal | 0.023293 | 0.58803 | 0.41565 | 0.014916 | 0.014916 | 0.00080026 | 0.01463 | 9049.1995 | 67.4253 | 1000 gal | 0.005148 | 0.12996 | 0.091864 | 0.0032967 | 0.0032967 | 0.00017687 | 0.0032335
Wtd Avg | 2104004000 | Prtbl | 0.00055154 | 0.013924 | 0.022357 | 0.00030942 | 0.00030942 | 1.8949e-05 | 0.00034643 | 211.9439 | 1.5471 | 1000 gal | 0.00052077 | 0.013147 | 0.02111 | 0.00029215 | 0.00029215 | 1.7892e-05 | 0.0003271 | 200.1187 | 1.4608 | 1000 gal | 0.0052046 | 0.13139 | 0.21098 | 0.0029198 | 0.0029198 | 0.00017881 | 0.0032691
Wtd Avg | 2104004000 | DVOil | 0.0021366 | 0.033476 | 0.08661 | 0.0013682 | 0.0013682 | 7.3406e-05 | 0.001342 | 749.1529 | 5.9932 | 1000 gal | 0.0017705 | 0.02774 | 0.071768 | 0.0011338 | 0.0011338 | 6.0827e-05 | 0.001112 | 620.7755 | 4.9662 | 1000 gal | 0.005704 | 0.089371 | 0.23122 | 0.0036528 | 0.0036528 | 0.00019597 | 0.0035828
Wtd Avg | 2104006010 | NtGas-Res | 0.00064991 | 0.011107 | 7.0899e-05 | 5.8529e-06 | 5.8529e-06 | 0.0023633 | 0.0047266 | 291.7388 | 287.4274 | mcf | 0.00064991 | 0.011107 | 7.0899e-05 | 5.8529e-06 | 5.8529e-06 | 0.0023633 | 0.0047266 | 291.7388 | 287.4274 | mcf | 0.0044554 | 0.076147 | 0.00048604 | 4.0124e-05 | 4.0124e-05 | 0.016201 | 0.032403
Wtd Avg | 2103006000 | NtGas-Com | 0.0072944 | 0.13263 | 0.00079575 | 0.01008 | 0.01008 | 0.026525 | 0.05305 | 2692.2925 | 2652.5049 | mcf | 0.0072944 | 0.13263 | 0.00079575 | 0.01008 | 0.01008 | 0.026525 | 0.05305 | 2692.2925 | 2652.5049 | mcf | 0.0054187 | 0.098522 | 0.00059113 | 0.0074877 | 0.0074877 | 0.019704 | 0.039409
Wtd Avg | 2104002000 | CoalHt | 0.12446 | 0.058746 | 0.11575 | 0.099444 | 0.099444 | 0.015756 | 1.6251 | 378.3615 | 24.8922 | tons | 0.10911 | 0.051501 | 0.10147 | 0.08718 | 0.08718 | 0.013813 | 1.4247 | 331.6985 | 21.8223 | tons | 0.65789 | 0.31053 | 0.61184 | 0.52566 | 0.52566 | 0.083286 | 8.5905
Wtd Avg | 2103002000 | Coal-Com | 0.00034838 | 0.00016444 | 0.00032399 | 0.00027836 | 0.00027836 | 4.4103e-05 | 0.004549 | 16.0157 | 1.0591 | tons | 0.00032922 | 0.00015539 | 0.00030618 | 0.00026305 | 0.00026305 | 4.1678e-05 | 0.0042988 | 15.1305 | 1.0008 | tons
Wtd Avg | 2103008000 | Wood-Com | 0.0010645 | 4.2325e-05 | 9.2271e-06 | 0.00029937 | 0.00029937 | 1.0962e-05 | 0.0021293 | 9.6654 | 0.79814 | tons | 0.0008727 | 3.5511e-05 | 7.537e-06 | 0.00025767 | 0.00025767 | 9.9319e-06 | 0.0018734 | 7.895 | 0.65195 | tons
Wtd Avg | 2102012000 | WasteOil | 0.00045454 | 0.023729 | 0.016802 | 0.0023655 | 0.0023655 | 1.6537e-05 | 0.005649 | 125.9078 | 0.90908 | 1000 gal | 0.00045454 | 0.023729 | 0.016802 | 0.0023655 | 0.0023655 | 1.6537e-05 | 0.005649 | 125.9078 | 0.90908 | 1000 gal | 0.0072202 | 0.37693 | 0.2669 | 0.037575 | 0.037575 | 0.00026269 | 0.089732
Wtd Avg | Total |  | 9.6102 | 2.6218 | 4.118 | 2.7656 | 2.7656 | 0.14523 | 29.4 | 52418.5659 |  |  | 8.6541 | 2.4434 | 3.8113 | 2.4595 | 2.4595 | 0.13258 | 25.9331 | 48759.9696 |  |  | 0.35497 | 0.10022 | 0.15633 | 0.10088 | 0.10088 | 0.005438 | 1.0637
[19 empty] | Residential: | 36869.5443 | mmBTU/episode day
[20 empty] | #REF! | BTU/HH/episode day |  | PM Non-Attainment Area Emission Factors (lb/mmBTU), Baseline MC
[8 empty] | Needed Aggregations for Measure Benefit Calcs | [14 empty] | VOC | NOX | SO2 | PM10-PRI | PM25-PRI | NH3 | CO
[12 empty] | Uncertified Residential Solid-Fuel Heaters (cordwood insert/stove, OWB, Coal Ht): | 7.0081 | 0.18514 | 0.13105 | 1.3652 | 1.3652 | 0.066909 | 11.5524 | 2705.5537 |  |  | 5.1805 | 0.13686 | 0.096872 | 1.0092 | 1.0092 | 0.04946 | 8.5398
[12 empty] | Phase II Wood Heaters (Cert cordwood insert or stove): | 1.4896 | 0.18464 | 0.045389 | 0.95829 | 0.95829 | 0.031804 | 14.0535 | 3643.6032 |  |  | 0.81765 | 0.10135 | 0.024914 | 0.52601 | 0.52601 | 0.017457 | 7.7141
[12 empty] | Residential Oil Devices (central, DV, portable): | 0.078819 | 1.2399 | 3.195 | 0.050433 | 0.050433 | 0.002708 | 0.049507 | 29631.0082 | 221.0904 | 1000 gal | 0.00532 | 0.083692 | 0.21566 | 0.0034041 | 0.0034041 | 0.00018278 | 0.0033416
[12 empty] | Other Residential Fuels: | 0.10976 | 0.062608 | 0.10154 | 0.087186 | 0.087186 | 0.016176 | 1.4294 | 623.4373 |  |  | 0.35212 | 0.20085 | 0.32576 | 0.27969 | 0.27969 | 0.051894 | 4.5857
[12 empty] | Commercial Oil: | 0.023293 | 0.58803 | 0.41565 | 0.014916 | 0.014916 | 0.00080026 | 0.01463 | 9049.1995 | 67.4253 | 1000 gal | 0.005148 | 0.12996 | 0.091864 | 0.0032967 | 0.0032967 | 0.00017687 | 0.0032335
[12 empty] | All Wood Devices: | 8.4341 | 0.39632 | 0.081204 | 2.2942 | 2.2942 | 0.08631 | 24.3765 | 6622.9938 | 589.2753 | tons/day | 2.5469 | 0.11968 | 0.024522 | 0.69281 | 0.69281 | 0.026064 | 7.3612
[12 empty] | All Other Devices/Fuels: | 0.0080782 | 0.15651 | 0.017904 | 0.012708 | 0.012708 | 0.026583 | 0.062998 | 2833.3308 |  |  | 0.0057022 | 0.11048 | 0.012638 | 0.0089704 | 0.0089704 | 0.018765 | 0.044469
[12 empty] | CheckSum: | 8.6541 | 2.4434 | 3.8113 | 2.4595 | 2.4595 | 0.13258 | 25.9331 | 48759.9696 |  |  | 0.35497 | 0.10022 | 0.15633 | 0.10088 | 0.10088 | 0.005438 | 1.0637
[21 empty] | 350.1847 | cords/episode day
[19 empty] | HDD-Based Episode Day/Avg Annual Day Use: | 1.9303 | 66216.936 | cords/year

## DevSumOut-2020BSR
Summary of Space Heating Emissions and Energy Use by Device Averaged Across Each Modeling Episode
BSR, 2020
|  |  | Grid 3 Domain | [9 empty] | PM Non-Attainment Area
|  | Source | Space Heating Emissions (tons/day) | [6 empty] | Avg Daily |  | Fuel Use | Space Heating Emissions (tons/day) | [6 empty] | Avg Daily |  | Fuel Use
Episode | SCC | Category | VOC | NOX | SO2 | PM10-PRI | PM25-PRI | NH3 | CO | mmBTU | Fuel Use | Units | VOC | NOX | SO2 | PM10-PRI | PM25-PRI | NH3 | CO | mmBTU | Fuel Use | Units
E1 | 2104008100 | FP | 5.4431 | 0.061799 | 0.0095076 | 0.82241 | 0.82241 | 0.042784 | 6.004 | 764.8857 | 67.9119 | tons | 5.0154 | 0.056943 | 0.0087605 | 0.75778 | 0.75778 | 0.039422 | 5.5322 | 704.78 | 62.5753 | tons
E1 | 2104008210 | Ins-Conv | 0.11228 | 0.0059315 | 0.00084736 | 0.064823 | 0.064823 | 0.0036013 | 0.48893 | 68.1705 | 6.0527 | tons | 0.09757 | 0.0051546 | 0.00073638 | 0.056333 | 0.056333 | 0.0031296 | 0.42489 | 59.2417 | 5.2599 | tons
E1 | 2104008220 | Ins-NonCat | 0.053522 | 0.0089203 | 0.0017841 | 0.053522 | 0.053522 | 0.0040141 | 0.62799 | 143.5273 | 12.7433 | tons | 0.046511 | 0.0077519 | 0.0015504 | 0.046511 | 0.046511 | 0.0034884 | 0.54573 | 124.7284 | 11.0742 | tons
E1 | 2104008230 | Ins-Cat | 0.04028 | 0.0053707 | 0.0010741 | 0.034909 | 0.034909 | 0.0024168 | 0.28733 | 86.4139 | 7.6724 | tons | 0.035004 | 0.0046672 | 0.00093344 | 0.030337 | 0.030337 | 0.0021002 | 0.2497 | 75.0956 | 6.6675 | tons
E1 | 2104008310 | WS-Conv | 2.2785 | 0.06243 | 0.017197 | 0.522 | 0.522 | 0.017069 | 5.2093 | 1383.4672 | 122.8338 | tons | 1.9801 | 0.054253 | 0.014944 | 0.45363 | 0.45363 | 0.014833 | 4.527 | 1202.2633 | 106.7453 | tons
E1 | 2104008320 | WS-NonCat | 1.0862 | 0.14562 | 0.036206 | 0.71734 | 0.71734 | 0.022605 | 11.1914 | 2912.7744 | 258.6163 | tons | 0.94391 | 0.12655 | 0.031464 | 0.62339 | 0.62339 | 0.019645 | 9.7255 | 2531.2647 | 224.7433 | tons
E1 | 2104008330 | WS-Cat | 0.81745 | 0.087676 | 0.021799 | 0.47922 | 0.47922 | 0.01361 | 6.738 | 1753.7034 | 155.706 | tons | 0.71038 | 0.076193 | 0.018944 | 0.41646 | 0.41646 | 0.011827 | 5.8555 | 1524.0067 | 135.3119 | tons
E1 | 2104008410 | PS-Exempt | 0.013697 | 0.023919 | 0.0019116 | 0.017683 | 0.017683 | 0.0004294 | 0.059333 | 183.6559 | 16.3062 | tons | 0.011903 | 0.020787 | 0.0016613 | 0.015367 | 0.015367 | 0.00037316 | 0.051561 | 159.601 | 14.1705 | tons
E1 | 2104008420 | PS-EPACert | 0.046201 | 0.080681 | 0.006448 | 0.059644 | 0.059644 | 0.0014484 | 0.20013 | 619.477 | 55.0015 | tons | 0.04015 | 0.070114 | 0.0056035 | 0.051832 | 0.051832 | 0.0012587 | 0.17392 | 538.3391 | 47.7975 | tons
E1 | 2104008610 | OWBWtd | 1.1712 | 0.041603 | 0.010319 | 0.25462 | 0.25462 | 0.0062882 | 1.5625 | 830.1434 | 73.7059 | tons | 1.0707 | 0.038035 | 0.0094337 | 0.23278 | 0.23278 | 0.0057488 | 1.4285 | 758.938 | 67.3838 | tons
E1 | 2104004000 | COil-Res | 0.095786 | 1.5008 | 3.8828 | 0.06134 | 0.06134 | 0.0032909 | 0.060165 | 36060.2852 | 268.6842 | 1000 gal | 0.088376 | 1.3847 | 3.5825 | 0.056595 | 0.056595 | 0.0030363 | 0.055511 | 33270.8434 | 247.9002 | 1000 gal
E1 | 2103004001 | COil-Com | 0.0288 | 0.72707 | 0.51392 | 0.018443 | 0.018443 | 0.00098948 | 0.01809 | 11188.7702 | 83.3672 | 1000 gal | 0.028282 | 0.714 | 0.50469 | 0.018112 | 0.018112 | 0.0009717 | 0.017765 | 10987.717 | 81.8692 | 1000 gal
E1 | 2104004000 | Prtbl | 0.00063782 | 0.016102 | 0.025855 | 0.00035782 | 0.00035782 | 2.1913e-05 | 0.00040062 | 245.0993 | 1.7891 | 1000 gal | 0.0006017 | 0.01519 | 0.024391 | 0.00033756 | 0.00033756 | 2.0673e-05 | 0.00037794 | 231.2204 | 1.6878 | 1000 gal
E1 | 2104004000 | DVOil | 0.0027475 | 0.043049 | 0.11137 | 0.0017595 | 0.0017595 | 9.4396e-05 | 0.0017258 | 963.3643 | 7.7069 | 1000 gal | 0.0022687 | 0.035547 | 0.091966 | 0.0014529 | 0.0014529 | 7.7946e-05 | 0.001425 | 795.4818 | 6.3639 | 1000 gal
E1 | 2104006010 | NtGas-Res | 0.0006697 | 0.011446 | 7.3058e-05 | 6.0312e-06 | 6.0312e-06 | 0.0024353 | 0.0048705 | 300.623 | 296.1803 | mcf | 0.0006697 | 0.011446 | 7.3058e-05 | 6.0312e-06 | 6.0312e-06 | 0.0024353 | 0.0048705 | 300.623 | 296.1803 | mcf
E1 | 2103006000 | NtGas-Com | 0.0052613 | 0.09566 | 0.00057396 | 0.0072701 | 0.0072701 | 0.019132 | 0.038264 | 1941.8947 | 1913.1967 | mcf | 0.0052613 | 0.09566 | 0.00057396 | 0.0072701 | 0.0072701 | 0.019132 | 0.038264 | 1941.8947 | 1913.1967 | mcf
E1 | 2104002000 | CoalHt | 0.14463 | 0.068264 | 0.1345 | 0.11556 | 0.11556 | 0.018309 | 1.8885 | 439.6688 | 28.9256 | tons | 0.12661 | 0.059762 | 0.11775 | 0.10117 | 0.10117 | 0.016029 | 1.6533 | 384.9089 | 25.323 | tons
E1 | 2103002000 | Coal-Com | 0.00040148 | 0.0001895 | 0.00037338 | 0.00032078 | 0.00032078 | 5.0826e-05 | 0.0052423 | 18.4569 | 1.2205 | tons | 0.0003794 | 0.00017908 | 0.00035285 | 0.00030314 | 0.00030314 | 4.8031e-05 | 0.0049541 | 17.4368 | 1.1534 | tons
E1 | 2103008000 | Wood-Com | 0.0012268 | 4.8776e-05 | 1.0633e-05 | 0.000345 | 0.000345 | 1.2633e-05 | 0.0024539 | 11.1386 | 0.9198 | tons | 0.0010057 | 4.0924e-05 | 8.6858e-06 | 0.00029694 | 0.00029694 | 1.1446e-05 | 0.0021589 | 9.0984 | 0.75132 | tons
E1 | 2102012000 | WasteOil | 0.00052382 | 0.027346 | 0.019363 | 0.0027261 | 0.0027261 | 1.9058e-05 | 0.00651 | 145.099 | 1.0476 | 1000 gal | 0.00052382 | 0.027346 | 0.019363 | 0.0027261 | 0.0027261 | 1.9058e-05 | 0.00651 | 145.099 | 1.0476 | 1000 gal
E1 | Total |  | 11.3431 | 3.0139 | 4.796 | 3.2343 | 3.2343 | 0.15862 | 34.3952 | 60060.6189 |  |  | 10.2056 | 2.8043 | 4.4357 | 2.8727 | 2.8727 | 0.14361 | 30.2997 | 55762.5817
E2 | 2104008100 | FP | 3.4241 | 0.038876 | 0.005981 | 0.51736 | 0.51736 | 0.026914 | 3.777 | 478.413 | 42.7218 | tons | 3.1666 | 0.035953 | 0.0055312 | 0.47845 | 0.47845 | 0.02489 | 3.4929 | 442.4337 | 39.5088 | tons
E2 | 2104008210 | Ins-Conv | 0.080744 | 0.0042657 | 0.00060939 | 0.046618 | 0.046618 | 0.0025899 | 0.35162 | 48.7443 | 4.3528 | tons | 0.070455 | 0.0037221 | 0.00053173 | 0.040678 | 0.040678 | 0.0022599 | 0.30681 | 42.5328 | 3.7981 | tons
E2 | 2104008220 | Ins-NonCat | 0.03849 | 0.0064151 | 0.001283 | 0.03849 | 0.03849 | 0.0028868 | 0.45162 | 102.627 | 9.1645 | tons | 0.033586 | 0.0055976 | 0.0011195 | 0.033586 | 0.033586 | 0.0025189 | 0.39407 | 89.5493 | 7.9967 | tons
E2 | 2104008230 | Ins-Cat | 0.028968 | 0.0038623 | 0.00077247 | 0.025105 | 0.025105 | 0.0017381 | 0.20664 | 61.789 | 5.5177 | tons | 0.025276 | 0.0033702 | 0.00067403 | 0.021906 | 0.021906 | 0.0015166 | 0.1803 | 53.9152 | 4.8146 | tons
E2 | 2104008310 | WS-Conv | 1.6386 | 0.044897 | 0.012367 | 0.3754 | 0.3754 | 0.012275 | 3.7463 | 989.227 | 88.3369 | tons | 1.4298 | 0.039176 | 0.010791 | 0.32757 | 0.32757 | 0.010711 | 3.2689 | 863.1702 | 77.0802 | tons
E2 | 2104008320 | WS-NonCat | 0.78113 | 0.10473 | 0.026038 | 0.51588 | 0.51588 | 0.016257 | 8.0484 | 2082.7347 | 185.9859 | tons | 0.68159 | 0.091381 | 0.02272 | 0.45014 | 0.45014 | 0.014185 | 7.0228 | 1817.3326 | 162.2858 | tons
E2 | 2104008330 | WS-Cat | 0.58788 | 0.063053 | 0.015677 | 0.34464 | 0.34464 | 0.0097878 | 4.8457 | 1253.9588 | 111.9771 | tons | 0.51296 | 0.055018 | 0.013679 | 0.30072 | 0.30072 | 0.0085405 | 4.2282 | 1094.1673 | 97.7079 | tons
E2 | 2104008410 | PS-Exempt | 0.0098504 | 0.017202 | 0.0013748 | 0.012717 | 0.012717 | 0.00030881 | 0.04267 | 131.3203 | 11.7268 | tons | 0.0085952 | 0.01501 | 0.0011996 | 0.011096 | 0.011096 | 0.00026946 | 0.037232 | 114.5862 | 10.2324 | tons
E2 | 2104008420 | PS-EPACert | 0.033226 | 0.058022 | 0.0046372 | 0.042894 | 0.042894 | 0.0010416 | 0.14393 | 442.9475 | 39.5547 | tons | 0.028992 | 0.050629 | 0.0040462 | 0.037428 | 0.037428 | 0.00090889 | 0.12559 | 386.5029 | 34.5143 | tons
E2 | 2104008610 | OWBWtd | 1.0832 | 0.038477 | 0.0095433 | 0.23548 | 0.23548 | 0.0058157 | 1.4451 | 763.358 | 68.167 | tons | 0.99048 | 0.035185 | 0.0087267 | 0.21533 | 0.21533 | 0.005318 | 1.3215 | 698.0366 | 62.3339 | tons
E2 | 2104004000 | COil-Res | 0.07253 | 1.1364 | 2.9401 | 0.046447 | 0.046447 | 0.0024919 | 0.045557 | 27305.2336 | 203.4506 | 1000 gal | 0.067048 | 1.0505 | 2.7179 | 0.042937 | 0.042937 | 0.0023036 | 0.042114 | 25241.47 | 188.0735 | 1000 gal
E2 | 2103004001 | COil-Com | 0.020467 | 0.51671 | 0.36523 | 0.013107 | 0.013107 | 0.0007032 | 0.012856 | 7951.5698 | 59.2469 | 1000 gal | 0.0201 | 0.50742 | 0.35867 | 0.012872 | 0.012872 | 0.00069056 | 0.012625 | 7808.6865 | 58.1823 | 1000 gal
E2 | 2104004000 | Prtbl | 0.00047955 | 0.012106 | 0.019439 | 0.00026903 | 0.00026903 | 1.6476e-05 | 0.00030121 | 184.2802 | 1.3452 | 1000 gal | 0.00045341 | 0.011447 | 0.01838 | 0.00025437 | 0.00025437 | 1.5578e-05 | 0.0002848 | 174.2372 | 1.2719 | 1000 gal
E2 | 2104004000 | DVOil | 0.0015422 | 0.024164 | 0.062517 | 0.00098763 | 0.00098763 | 5.2986e-05 | 0.0009687 | 540.7539 | 4.326 | 1000 gal | 0.0012867 | 0.020159 | 0.052156 | 0.00082396 | 0.00082396 | 4.4205e-05 | 0.00080816 | 451.1396 | 3.6091 | 1000 gal
E2 | 2104006010 | NtGas-Res | 0.0006264 | 0.010706 | 6.8335e-05 | 5.6413e-06 | 5.6413e-06 | 0.0022778 | 0.0045557 | 281.1888 | 277.0333 | mcf | 0.0006264 | 0.010706 | 6.8335e-05 | 5.6413e-06 | 5.6413e-06 | 0.0022778 | 0.0045557 | 281.1888 | 277.0333 | mcf
E2 | 2103006000 | NtGas-Com | 0.0097087 | 0.17652 | 0.0010591 | 0.013416 | 0.013416 | 0.035304 | 0.070609 | 3583.3898 | 3530.4333 | mcf | 0.0097087 | 0.17652 | 0.0010591 | 0.013416 | 0.013416 | 0.035304 | 0.070609 | 3583.3898 | 3530.4333 | mcf
E2 | 2104002000 | CoalHt | 0.10739 | 0.050688 | 0.099872 | 0.085804 | 0.085804 | 0.013595 | 1.4022 | 326.4637 | 21.4779 | tons | 0.09435 | 0.044533 | 0.087746 | 0.075386 | 0.075386 | 0.011944 | 1.232 | 286.8248 | 18.8701 | tons
E2 | 2103002000 | Coal-Com | 0.00028532 | 0.00013467 | 0.00026535 | 0.00022797 | 0.00022797 | 3.612e-05 | 0.0037256 | 13.1168 | 0.86738 | tons | 0.00026963 | 0.00012727 | 0.00025076 | 0.00021544 | 0.00021544 | 3.4134e-05 | 0.0035207 | 12.3919 | 0.81968 | tons
E2 | 2103008000 | Wood-Com | 0.00087184 | 3.4664e-05 | 7.5569e-06 | 0.00024518 | 0.00024518 | 8.9777e-06 | 0.0017439 | 7.9159 | 0.65368 | tons | 0.00071474 | 2.9083e-05 | 6.1728e-06 | 0.00021103 | 0.00021103 | 8.1342e-06 | 0.0015343 | 6.466 | 0.53394 | tons
E2 | 2102012000 | WasteOil | 0.00037227 | 0.019434 | 0.013761 | 0.0019373 | 0.0019373 | 1.3544e-05 | 0.0046265 | 103.1181 | 0.74454 | 1000 gal | 0.00037227 | 0.019434 | 0.013761 | 0.0019373 | 0.0019373 | 1.3544e-05 | 0.0046265 | 103.1181 | 0.74454 | 1000 gal
E2 | Total |  | 7.9205 | 2.3267 | 3.5806 | 2.317 | 2.317 | 0.13412 | 24.6061 | 46652.1504 |  |  | 7.1433 | 2.1759 | 3.319 | 2.065 | 2.065 | 0.12375 | 21.7509 | 43551.1396 |  |  | PM Non-Attainment Area Emission Factors (lb/mmBTU), Baseline MC
[23 empty] | VOC | NOX | SO2 | PM10-PRI | PM25-PRI | NH3 | CO
Wtd Avg | 2104008100 | FP | 4.5201 | 0.05132 | 0.0078954 | 0.68295 | 0.68295 | 0.035529 | 4.986 | 633.9267 | 56.3964 | tons | 4.1702 | 0.047347 | 0.0072842 | 0.63009 | 0.63009 | 0.032779 | 4.6 | 584.8503 | 52.0306 | tons | 14.2608 | 0.16191 | 0.02491 | 2.1547 | 2.1547 | 0.11209 | 15.7305
Wtd Avg | 2104008210 | Ins-Conv | 0.097861 | 0.00517 | 0.00073858 | 0.056501 | 0.056501 | 0.0031389 | 0.42616 | 59.2899 | 5.2756 | tons | 0.085175 | 0.0044998 | 0.00064283 | 0.049176 | 0.049176 | 0.002732 | 0.37091 | 51.6033 | 4.5917 | tons | 3.3011 | 0.1744 | 0.024914 | 1.9059 | 1.9059 | 0.10589 | 14.3755
Wtd Avg | 2104008220 | Ins-NonCat | 0.04665 | 0.007775 | 0.001555 | 0.04665 | 0.04665 | 0.0034988 | 0.54736 | 124.83 | 11.1073 | tons | 0.040603 | 0.0067671 | 0.0013534 | 0.040603 | 0.040603 | 0.0030452 | 0.4764 | 108.6465 | 9.6673 | tons | 0.74742 | 0.12457 | 0.024914 | 0.74742 | 0.74742 | 0.056057 | 8.7698
Wtd Avg | 2104008230 | Ins-Cat | 0.035109 | 0.0046811 | 0.00093623 | 0.030427 | 0.030427 | 0.0021065 | 0.25044 | 75.1568 | 6.6874 | tons | 0.030557 | 0.0040743 | 0.00081486 | 0.026483 | 0.026483 | 0.0018334 | 0.21797 | 65.4131 | 5.8205 | tons | 0.93428 | 0.12457 | 0.024914 | 0.80971 | 0.80971 | 0.056057 | 6.6645
Wtd Avg | 2104008310 | WS-Conv | 1.986 | 0.054415 | 0.014989 | 0.45499 | 0.45499 | 0.014877 | 4.5405 | 1203.2431 | 107.0638 | tons | 1.7286 | 0.04736 | 0.013046 | 0.396 | 0.396 | 0.012949 | 3.9519 | 1047.2493 | 93.1841 | tons | 3.3011 | 0.090447 | 0.024914 | 0.75627 | 0.75627 | 0.024729 | 7.5472
Wtd Avg | 2104008320 | WS-NonCat | 0.94673 | 0.12693 | 0.031558 | 0.62525 | 0.62525 | 0.019703 | 9.7546 | 2533.3277 | 225.4139 | tons | 0.824 | 0.11047 | 0.027467 | 0.54419 | 0.54419 | 0.017149 | 8.49 | 2204.8957 | 196.1913 | tons | 0.74742 | 0.10021 | 0.024914 | 0.49362 | 0.49362 | 0.015555 | 7.701
Wtd Avg | 2104008330 | WS-Cat | 0.7125 | 0.07642 | 0.019 | 0.4177 | 0.4177 | 0.011863 | 5.873 | 1525.2487 | 135.7157 | tons | 0.62013 | 0.066513 | 0.016537 | 0.36355 | 0.36355 | 0.010325 | 5.1116 | 1327.5087 | 118.1215 | tons | 0.93428 | 0.10021 | 0.024914 | 0.54771 | 0.54771 | 0.015555 | 7.701
Wtd Avg | 2104008410 | PS-Exempt | 0.011939 | 0.020849 | 0.0016662 | 0.015413 | 0.015413 | 0.00037427 | 0.051715 | 159.7311 | 14.2128 | tons | 0.010391 | 0.018146 | 0.0014502 | 0.013414 | 0.013414 | 0.00032575 | 0.045011 | 139.0228 | 12.3702 | tons | 0.14948 | 0.26105 | 0.020863 | 0.19298 | 0.19298 | 0.0046863 | 0.64753
Wtd Avg | 2104008420 | PS-EPACert | 0.040269 | 0.070323 | 0.0056202 | 0.051987 | 0.051987 | 0.0012624 | 0.17444 | 538.7778 | 47.9401 | tons | 0.035049 | 0.061206 | 0.0048916 | 0.045247 | 0.045247 | 0.0010988 | 0.15182 | 468.9282 | 41.7252 | tons | 0.14948 | 0.26105 | 0.020863 | 0.19298 | 0.19298 | 0.0046863 | 0.64753
Wtd Avg | 2104008610 | OWBWtd | 1.1309 | 0.040174 | 0.0099643 | 0.24587 | 0.24587 | 0.0060722 | 1.5089 | 799.6129 | 71.1738 | tons | 1.034 | 0.036732 | 0.0091105 | 0.2248 | 0.2248 | 0.0055519 | 1.3796 | 731.0974 | 65.0753 | tons | 2.8287 | 0.10048 | 0.024923 | 0.61498 | 0.61498 | 0.015188 | 3.774
Wtd Avg | 2104004000 | COil-Res | 0.085155 | 1.3342 | 3.4519 | 0.054532 | 0.054532 | 0.0029256 | 0.053487 | 32057.9759 | 238.8631 | 1000 gal | 0.078626 | 1.2319 | 3.1872 | 0.050351 | 0.050351 | 0.0027014 | 0.049386 | 29600.2727 | 220.5508 | 1000 gal | 0.0053125 | 0.083238 | 0.21535 | 0.0034021 | 0.0034021 | 0.00018252 | 0.0033369
Wtd Avg | 2103004001 | COil-Com | 0.024991 | 0.6309 | 0.44595 | 0.016004 | 0.016004 | 0.00085861 | 0.015697 | 9708.9072 | 72.3408 | 1000 gal | 0.024542 | 0.61957 | 0.43794 | 0.015716 | 0.015716 | 0.00084318 | 0.015415 | 9534.4459 | 71.0409 | 1000 gal | 0.005148 | 0.12996 | 0.091864 | 0.0032967 | 0.0032967 | 0.00017687 | 0.0032335
Wtd Avg | 2104004000 | Prtbl | 0.00056547 | 0.014275 | 0.022922 | 0.00031723 | 0.00031723 | 1.9428e-05 | 0.00035518 | 217.2963 | 1.5862 | 1000 gal | 0.00053391 | 0.013479 | 0.021643 | 0.00029953 | 0.00029953 | 1.8344e-05 | 0.00033536 | 205.1709 | 1.4977 | 1000 gal | 0.0052046 | 0.13139 | 0.21098 | 0.0029198 | 0.0029198 | 0.00017881 | 0.0032691
Wtd Avg | 2104004000 | DVOil | 0.0021965 | 0.034416 | 0.08904 | 0.0014066 | 0.0014066 | 7.5466e-05 | 0.0013797 | 770.171 | 6.1614 | 1000 gal | 0.0018198 | 0.028512 | 0.073767 | 0.0011654 | 0.0011654 | 6.2522e-05 | 0.001143 | 638.0682 | 5.1045 | 1000 gal | 0.005704 | 0.089371 | 0.23122 | 0.0036528 | 0.0036528 | 0.00019597 | 0.0035828
Wtd Avg | 2104006010 | NtGas-Res | 0.00064991 | 0.011107 | 7.0899e-05 | 5.8529e-06 | 5.8529e-06 | 0.0023633 | 0.0047266 | 291.7388 | 287.4274 | mcf | 0.00064991 | 0.011107 | 7.0899e-05 | 5.8529e-06 | 5.8529e-06 | 0.0023633 | 0.0047266 | 291.7388 | 287.4274 | mcf | 0.0044554 | 0.076147 | 0.00048604 | 4.0124e-05 | 4.0124e-05 | 0.016201 | 0.032403
Wtd Avg | 2103006000 | NtGas-Com | 0.0072944 | 0.13263 | 0.00079575 | 0.01008 | 0.01008 | 0.026525 | 0.05305 | 2692.2925 | 2652.5049 | mcf | 0.0072944 | 0.13263 | 0.00079575 | 0.01008 | 0.01008 | 0.026525 | 0.05305 | 2692.2925 | 2652.5049 | mcf | 0.0054187 | 0.098522 | 0.00059113 | 0.0074877 | 0.0074877 | 0.019704 | 0.039409
Wtd Avg | 2104002000 | CoalHt | 0.1276 | 0.060229 | 0.11867 | 0.10196 | 0.10196 | 0.016154 | 1.6662 | 387.9179 | 25.5209 | tons | 0.11187 | 0.0528 | 0.10403 | 0.08938 | 0.08938 | 0.014162 | 1.4607 | 340.0704 | 22.3731 | tons | 0.65789 | 0.31053 | 0.61184 | 0.52566 | 0.52566 | 0.083286 | 8.5905
Wtd Avg | 2103002000 | Coal-Com | 0.00034838 | 0.00016444 | 0.00032399 | 0.00027836 | 0.00027836 | 4.4103e-05 | 0.004549 | 16.0157 | 1.0591 | tons | 0.00032922 | 0.00015539 | 0.00030618 | 0.00026305 | 0.00026305 | 4.1678e-05 | 0.0042988 | 15.1305 | 1.0008 | tons
Wtd Avg | 2103008000 | Wood-Com | 0.0010645 | 4.2325e-05 | 9.2271e-06 | 0.00029937 | 0.00029937 | 1.0962e-05 | 0.0021293 | 9.6654 | 0.79814 | tons | 0.0008727 | 3.5511e-05 | 7.537e-06 | 0.00025767 | 0.00025767 | 9.9319e-06 | 0.0018734 | 7.895 | 0.65195 | tons
Wtd Avg | 2102012000 | WasteOil | 0.00045454 | 0.023729 | 0.016802 | 0.0023655 | 0.0023655 | 1.6537e-05 | 0.005649 | 125.9078 | 0.90908 | 1000 gal | 0.00045454 | 0.023729 | 0.016802 | 0.0023655 | 0.0023655 | 1.6537e-05 | 0.005649 | 125.9078 | 0.90908 | 1000 gal | 0.0072202 | 0.37693 | 0.2669 | 0.037575 | 0.037575 | 0.00026269 | 0.089732
Wtd Avg | Total |  | 9.7785 | 2.6998 | 4.2404 | 2.815 | 2.815 | 0.14742 | 29.9202 | 53931.0333 |  |  | 8.8057 | 2.5171 | 3.9252 | 2.5034 | 2.5034 | 0.13453 | 26.3917 | 50180.2081 |  |  | 0.35096 | 0.10032 | 0.15644 | 0.099778 | 0.099778 | 0.005362 | 1.0519
[19 empty] | Residential: | 37804.5364 | mmBTU/episode day
[20 empty] | #REF! | BTU/HH/episode day |  | PM Non-Attainment Area Emission Factors (lb/mmBTU), Baseline MC
[8 empty] | Needed Aggregations for Measure Benefit Calcs | [14 empty] | VOC | NOX | SO2 | PM10-PRI | PM25-PRI | NH3 | CO
[12 empty] | Uncertified Residential Solid-Fuel Heaters (cordwood insert/stove, OWB, Coal Ht): | 7.1298 | 0.18874 | 0.13412 | 1.3894 | 1.3894 | 0.068173 | 11.763 | 2754.8707 |  |  | 5.1762 | 0.13702 | 0.097368 | 1.0087 | 1.0087 | 0.049493 | 8.5398
[12 empty] | Phase II Wood Heaters (Cert cordwood insert or stove): | 1.5153 | 0.18783 | 0.046172 | 0.97482 | 0.97482 | 0.032352 | 14.2959 | 3706.464 |  |  | 0.81765 | 0.10135 | 0.024914 | 0.52601 | 0.52601 | 0.017457 | 7.7141
[12 empty] | Residential Oil Devices (central, DV, portable): | 0.08098 | 1.2739 | 3.2827 | 0.051816 | 0.051816 | 0.0027822 | 0.050865 | 30443.5118 | 227.153 | 1000 gal | 0.00532 | 0.083691 | 0.21566 | 0.0034041 | 0.0034041 | 0.00018278 | 0.0033416
[12 empty] | Other Residential Fuels: | 0.11252 | 0.063908 | 0.10411 | 0.089386 | 0.089386 | 0.016525 | 1.4654 | 631.8093 |  |  | 0.35617 | 0.2023 | 0.32955 | 0.28295 | 0.28295 | 0.05231 | 4.6388
[12 empty] | Commercial Oil: | 0.024542 | 0.61957 | 0.43794 | 0.015716 | 0.015716 | 0.00084318 | 0.015415 | 9534.4459 | 71.0409 | 1000 gal | 0.005148 | 0.12996 | 0.091864 | 0.0032967 | 0.0032967 | 0.00017687 | 0.0032335
[12 empty] | All Wood Devices: | 8.5796 | 0.40315 | 0.082604 | 2.3338 | 2.3338 | 0.087798 | 24.797 | 6737.1103 | 599.4296 | tons/day | 2.547 | 0.11968 | 0.024522 | 0.69282 | 0.69282 | 0.026064 | 7.3613
[12 empty] | All Other Devices/Fuels: | 0.0080782 | 0.15651 | 0.017904 | 0.012708 | 0.012708 | 0.026583 | 0.062998 | 2833.3308 |  |  | 0.0057022 | 0.11048 | 0.012638 | 0.0089704 | 0.0089704 | 0.018765 | 0.044469
[12 empty] | CheckSum: | 8.8057 | 2.5171 | 3.9252 | 2.5034 | 2.5034 | 0.13453 | 26.3917 | 50180.2081 |  |  | 0.35096 | 0.10032 | 0.15644 | 0.099778 | 0.099778 | 0.005362 | 1.0519
[21 empty] | 356.219 | cords/episode day
[19 empty] | HDD-Based Episode Day/Avg Annual Day Use: | 1.9303 | 67357.9755 | cords/year

## DevSumOut-2021BSR
Summary of Space Heating Emissions and Energy Use by Device Averaged Across Each Modeling Episode
BSR, 2021
|  |  | Grid 3 Domain | [9 empty] | PM Non-Attainment Area
|  | Source | Space Heating Emissions (tons/day) | [6 empty] | Avg Daily |  | Fuel Use | Space Heating Emissions (tons/day) | [6 empty] | Avg Daily |  | Fuel Use
Episode | SCC | Category | VOC | NOX | SO2 | PM10-PRI | PM25-PRI | NH3 | CO | mmBTU | Fuel Use | Units | VOC | NOX | SO2 | PM10-PRI | PM25-PRI | NH3 | CO | mmBTU | Fuel Use | Units
E1 | 2104008100 | FP | 5.6294 | 0.063915 | 0.0098331 | 0.85056 | 0.85056 | 0.044249 | 6.2096 | 791.0699 | 70.2367 | tons | 5.1871 | 0.058892 | 0.0090604 | 0.78372 | 0.78372 | 0.040772 | 5.7216 | 728.9079 | 64.7175 | tons
E1 | 2104008210 | Ins-Conv | 0.11612 | 0.0061346 | 0.00087637 | 0.067042 | 0.067042 | 0.0037246 | 0.50566 | 70.5036 | 6.2598 | tons | 0.10091 | 0.0053311 | 0.00076158 | 0.058261 | 0.058261 | 0.0032367 | 0.43943 | 61.2693 | 5.4399 | tons
E1 | 2104008220 | Ins-NonCat | 0.055353 | 0.0092256 | 0.0018451 | 0.055353 | 0.055353 | 0.0041515 | 0.64948 | 148.4395 | 13.1795 | tons | 0.048103 | 0.0080172 | 0.0016034 | 0.048103 | 0.048103 | 0.0036078 | 0.56441 | 128.9974 | 11.4533 | tons
E1 | 2104008230 | Ins-Cat | 0.041658 | 0.0055545 | 0.0011109 | 0.036104 | 0.036104 | 0.0024995 | 0.29716 | 89.3714 | 7.935 | tons | 0.036202 | 0.004827 | 0.00096539 | 0.031375 | 0.031375 | 0.0021721 | 0.25824 | 77.6659 | 6.8957 | tons
E1 | 2104008310 | WS-Conv | 2.3565 | 0.064566 | 0.017785 | 0.53987 | 0.53987 | 0.017653 | 5.3876 | 1430.8162 | 127.0378 | tons | 2.0479 | 0.05611 | 0.015456 | 0.46916 | 0.46916 | 0.015341 | 4.6819 | 1243.4132 | 110.3989 | tons
E1 | 2104008320 | WS-NonCat | 1.1234 | 0.15061 | 0.037445 | 0.74189 | 0.74189 | 0.023379 | 11.5744 | 3012.4639 | 267.4675 | tons | 0.97622 | 0.13088 | 0.032541 | 0.64472 | 0.64472 | 0.020317 | 10.0584 | 2617.9025 | 232.4356 | tons
E1 | 2104008330 | WS-Cat | 0.84543 | 0.090677 | 0.022545 | 0.49562 | 0.49562 | 0.014076 | 6.9686 | 1813.7238 | 161.035 | tons | 0.7347 | 0.078801 | 0.019592 | 0.43071 | 0.43071 | 0.012232 | 6.0559 | 1576.169 | 139.9432 | tons
E1 | 2104008410 | PS-Exempt | 0.014166 | 0.024738 | 0.0019771 | 0.018288 | 0.018288 | 0.0004441 | 0.061363 | 189.9415 | 16.8643 | tons | 0.012311 | 0.021498 | 0.0017181 | 0.015893 | 0.015893 | 0.00038593 | 0.053326 | 165.0637 | 14.6555 | tons
E1 | 2104008420 | PS-EPACert | 0.047782 | 0.083442 | 0.0066687 | 0.061686 | 0.061686 | 0.001498 | 0.20698 | 640.6785 | 56.8839 | tons | 0.041524 | 0.072513 | 0.0057953 | 0.053606 | 0.053606 | 0.0013018 | 0.17987 | 556.7648 | 49.4335 | tons
E1 | 2104008610 | OWBWtd | 1.2113 | 0.043027 | 0.010672 | 0.26333 | 0.26333 | 0.0065034 | 1.616 | 858.5571 | 76.2287 | tons | 1.1074 | 0.039337 | 0.0097566 | 0.24075 | 0.24075 | 0.0059456 | 1.4774 | 784.9156 | 69.6903 | tons
E1 | 2104004000 | COil-Res | 0.098405 | 1.5418 | 3.989 | 0.063018 | 0.063018 | 0.0033809 | 0.06181 | 37046.4712 | 276.0323 | 1000 gal | 0.090799 | 1.4227 | 3.6807 | 0.058147 | 0.058147 | 0.0031196 | 0.057032 | 34182.9841 | 254.6965 | 1000 gal
E1 | 2103004001 | COil-Com | 0.030521 | 0.77051 | 0.54463 | 0.019545 | 0.019545 | 0.0010486 | 0.01917 | 11857.2183 | 88.3478 | 1000 gal | 0.029996 | 0.75727 | 0.53527 | 0.019209 | 0.019209 | 0.0010306 | 0.018841 | 11653.5414 | 86.8302 | 1000 gal
E1 | 2104004000 | Prtbl | 0.00065612 | 0.016564 | 0.026597 | 0.00036809 | 0.00036809 | 2.2542e-05 | 0.00041212 | 252.1318 | 1.8404 | 1000 gal | 0.00061897 | 0.015626 | 0.025091 | 0.00034725 | 0.00034725 | 2.1266e-05 | 0.00038878 | 237.8558 | 1.7362 | 1000 gal
E1 | 2104004000 | DVOil | 0.0028218 | 0.044213 | 0.11439 | 0.0018071 | 0.0018071 | 9.6949e-05 | 0.0017724 | 989.4195 | 7.9154 | 1000 gal | 0.0023303 | 0.036512 | 0.094464 | 0.0014923 | 0.0014923 | 8.0063e-05 | 0.0014637 | 817.0896 | 6.5367 | 1000 gal
E1 | 2104006010 | NtGas-Res | 0.0006697 | 0.011446 | 7.3058e-05 | 6.0312e-06 | 6.0312e-06 | 0.0024353 | 0.0048705 | 300.623 | 296.1803 | mcf | 0.0006697 | 0.011446 | 7.3058e-05 | 6.0312e-06 | 6.0312e-06 | 0.0024353 | 0.0048705 | 300.623 | 296.1803 | mcf
E1 | 2103006000 | NtGas-Com | 0.0052613 | 0.09566 | 0.00057396 | 0.0072701 | 0.0072701 | 0.019132 | 0.038264 | 1941.8947 | 1913.1967 | mcf | 0.0052613 | 0.09566 | 0.00057396 | 0.0072701 | 0.0072701 | 0.019132 | 0.038264 | 1941.8947 | 1913.1967 | mcf
E1 | 2104002000 | CoalHt | 0.14878 | 0.070223 | 0.13836 | 0.11887 | 0.11887 | 0.018835 | 1.9427 | 452.2844 | 29.7556 | tons | 0.13025 | 0.061478 | 0.12113 | 0.10407 | 0.10407 | 0.016489 | 1.7007 | 395.9571 | 26.0498 | tons
E1 | 2103002000 | Coal-Com | 0.00040148 | 0.0001895 | 0.00037338 | 0.00032078 | 0.00032078 | 5.0826e-05 | 0.0052423 | 18.4569 | 1.2205 | tons | 0.0003794 | 0.00017908 | 0.00035285 | 0.00030314 | 0.00030314 | 4.8031e-05 | 0.0049541 | 17.4368 | 1.1534 | tons
E1 | 2103008000 | Wood-Com | 0.0012268 | 4.8776e-05 | 1.0633e-05 | 0.000345 | 0.000345 | 1.2633e-05 | 0.0024539 | 11.1386 | 0.9198 | tons | 0.0010057 | 4.0924e-05 | 8.6858e-06 | 0.00029694 | 0.00029694 | 1.1446e-05 | 0.0021589 | 9.0984 | 0.75132 | tons
E1 | 2102012000 | WasteOil | 0.00052382 | 0.027346 | 0.019363 | 0.0027261 | 0.0027261 | 1.9058e-05 | 0.00651 | 145.099 | 1.0476 | 1000 gal | 0.00052382 | 0.027346 | 0.019363 | 0.0027261 | 0.0027261 | 1.9058e-05 | 0.00651 | 145.099 | 1.0476 | 1000 gal
E1 | Total |  | 11.7303 | 3.1199 | 4.9441 | 3.344 | 3.344 | 0.16321 | 35.56 | 62060.303 |  |  | 10.5541 | 2.9044 | 4.5743 | 2.9702 | 2.9702 | 0.1477 | 31.3258 | 57642.6493
E2 | 2104008100 | FP | 3.5413 | 0.040207 | 0.0061857 | 0.53507 | 0.53507 | 0.027836 | 3.9063 | 494.7903 | 44.1842 | tons | 3.275 | 0.037184 | 0.0057206 | 0.49483 | 0.49483 | 0.025742 | 3.6125 | 457.5802 | 40.8614 | tons
E2 | 2104008210 | Ins-Conv | 0.083507 | 0.0044117 | 0.00063024 | 0.048214 | 0.048214 | 0.0026785 | 0.36365 | 50.4125 | 4.5018 | tons | 0.072866 | 0.0038495 | 0.00054993 | 0.04207 | 0.04207 | 0.0023372 | 0.31731 | 43.9886 | 3.9281 | tons
E2 | 2104008220 | Ins-NonCat | 0.039808 | 0.0066346 | 0.0013269 | 0.039808 | 0.039808 | 0.0029856 | 0.46708 | 106.1394 | 9.4781 | tons | 0.034735 | 0.0057892 | 0.0011578 | 0.034735 | 0.034735 | 0.0026051 | 0.40756 | 92.6143 | 8.2704 | tons
E2 | 2104008230 | Ins-Cat | 0.029959 | 0.0039945 | 0.00079891 | 0.025964 | 0.025964 | 0.0017975 | 0.21371 | 63.9037 | 5.7065 | tons | 0.026141 | 0.0034855 | 0.0006971 | 0.022656 | 0.022656 | 0.0015685 | 0.18648 | 55.7606 | 4.9794 | tons
E2 | 2104008310 | WS-Conv | 1.6947 | 0.046433 | 0.01279 | 0.38825 | 0.38825 | 0.012695 | 3.8745 | 1023.0833 | 91.3602 | tons | 1.4788 | 0.040517 | 0.01116 | 0.33878 | 0.33878 | 0.011078 | 3.3808 | 892.714 | 79.7184 | tons
E2 | 2104008320 | WS-NonCat | 0.80787 | 0.10831 | 0.026929 | 0.53354 | 0.53354 | 0.016813 | 8.3238 | 2154.0163 | 192.3513 | tons | 0.70492 | 0.094509 | 0.023497 | 0.46555 | 0.46555 | 0.014671 | 7.2631 | 1879.5345 | 167.8404 | tons
E2 | 2104008330 | WS-Cat | 0.608 | 0.065211 | 0.016213 | 0.35643 | 0.35643 | 0.010123 | 5.0115 | 1296.8755 | 115.8096 | tons | 0.53052 | 0.056901 | 0.014147 | 0.31101 | 0.31101 | 0.0088329 | 4.3729 | 1131.6174 | 101.0522 | tons
E2 | 2104008410 | PS-Exempt | 0.010188 | 0.017791 | 0.0014218 | 0.013152 | 0.013152 | 0.00031938 | 0.04413 | 135.8148 | 12.1281 | tons | 0.0088894 | 0.015524 | 0.0012406 | 0.011476 | 0.011476 | 0.00027868 | 0.038507 | 118.5082 | 10.5827 | tons
E2 | 2104008420 | PS-EPACert | 0.034363 | 0.060008 | 0.0047959 | 0.044362 | 0.044362 | 0.0010773 | 0.14885 | 458.1074 | 40.9085 | tons | 0.029984 | 0.052362 | 0.0041847 | 0.038709 | 0.038709 | 0.00094 | 0.12988 | 399.7318 | 35.6956 | tons
E2 | 2104008610 | OWBWtd | 1.1202 | 0.039794 | 0.0098699 | 0.24354 | 0.24354 | 0.0060147 | 1.4946 | 789.4858 | 70.5002 | tons | 1.0244 | 0.036389 | 0.0090254 | 0.2227 | 0.2227 | 0.0055 | 1.3667 | 721.9297 | 64.4675 | tons
E2 | 2104004000 | COil-Res | 0.074514 | 1.1675 | 3.0205 | 0.047718 | 0.047718 | 0.0025601 | 0.046803 | 28052.1158 | 209.0156 | 1000 gal | 0.068887 | 1.0793 | 2.7924 | 0.044114 | 0.044114 | 0.0023667 | 0.043269 | 25933.567 | 193.2303 | 1000 gal
E2 | 2103004001 | COil-Com | 0.02169 | 0.54758 | 0.38705 | 0.01389 | 0.01389 | 0.00074521 | 0.013624 | 8426.6186 | 62.7865 | 1000 gal | 0.021318 | 0.53817 | 0.3804 | 0.013652 | 0.013652 | 0.00073241 | 0.01339 | 8281.8707 | 61.708 | 1000 gal
E2 | 2104004000 | Prtbl | 0.0004933 | 0.012453 | 0.019997 | 0.00027674 | 0.00027674 | 1.6948e-05 | 0.00030985 | 189.5626 | 1.3837 | 1000 gal | 0.00046641 | 0.011775 | 0.018907 | 0.00026166 | 0.00026166 | 1.6025e-05 | 0.00029296 | 179.2325 | 1.3083 | 1000 gal
E2 | 2104004000 | DVOil | 0.001584 | 0.024818 | 0.064209 | 0.0010144 | 0.0010144 | 5.442e-05 | 0.00099491 | 555.3883 | 4.4431 | 1000 gal | 0.0013216 | 0.020707 | 0.053574 | 0.00084635 | 0.00084635 | 4.5407e-05 | 0.00083013 | 463.3994 | 3.7072 | 1000 gal
E2 | 2104006010 | NtGas-Res | 0.0006264 | 0.010706 | 6.8335e-05 | 5.6413e-06 | 5.6413e-06 | 0.0022778 | 0.0045557 | 281.1888 | 277.0333 | mcf | 0.0006264 | 0.010706 | 6.8335e-05 | 5.6413e-06 | 5.6413e-06 | 0.0022778 | 0.0045557 | 281.1888 | 277.0333 | mcf
E2 | 2103006000 | NtGas-Com | 0.0097087 | 0.17652 | 0.0010591 | 0.013416 | 0.013416 | 0.035304 | 0.070609 | 3583.3898 | 3530.4333 | mcf | 0.0097087 | 0.17652 | 0.0010591 | 0.013416 | 0.013416 | 0.035304 | 0.070609 | 3583.3898 | 3530.4333 | mcf
E2 | 2104002000 | CoalHt | 0.11047 | 0.05214 | 0.10273 | 0.088263 | 0.088263 | 0.013985 | 1.4424 | 335.8196 | 22.0934 | tons | 0.097055 | 0.04581 | 0.090261 | 0.077547 | 0.077547 | 0.012287 | 1.2673 | 295.0478 | 19.411 | tons
E2 | 2103002000 | Coal-Com | 0.00028532 | 0.00013467 | 0.00026535 | 0.00022797 | 0.00022797 | 3.612e-05 | 0.0037256 | 13.1168 | 0.86738 | tons | 0.00026963 | 0.00012727 | 0.00025076 | 0.00021544 | 0.00021544 | 3.4134e-05 | 0.0035207 | 12.3919 | 0.81968 | tons
E2 | 2103008000 | Wood-Com | 0.00087184 | 3.4664e-05 | 7.5569e-06 | 0.00024518 | 0.00024518 | 8.9777e-06 | 0.0017439 | 7.9159 | 0.65368 | tons | 0.00071474 | 2.9083e-05 | 6.1728e-06 | 0.00021103 | 0.00021103 | 8.1342e-06 | 0.0015343 | 6.466 | 0.53394 | tons
E2 | 2102012000 | WasteOil | 0.00037227 | 0.019434 | 0.013761 | 0.0019373 | 0.0019373 | 1.3544e-05 | 0.0046265 | 103.1181 | 0.74454 | 1000 gal | 0.00037227 | 0.019434 | 0.013761 | 0.0019373 | 0.0019373 | 1.3544e-05 | 0.0046265 | 103.1181 | 0.74454 | 1000 gal
E2 | Total |  | 8.1906 | 2.4041 | 3.6907 | 2.3953 | 2.3953 | 0.13734 | 25.4376 | 48120.8635 |  |  | 7.387 | 2.2491 | 3.4221 | 2.1347 | 2.1347 | 0.12664 | 22.4857 | 44933.6512 |  |  | PM Non-Attainment Area Emission Factors (lb/mmBTU), Baseline MC
[23 empty] | VOC | NOX | SO2 | PM10-PRI | PM25-PRI | NH3 | CO
Wtd Avg | 2104008100 | FP | 4.6749 | 0.053077 | 0.0081657 | 0.70633 | 0.70633 | 0.036746 | 5.1566 | 655.6278 | 58.327 | tons | 4.313 | 0.048968 | 0.0075336 | 0.65166 | 0.65166 | 0.033901 | 4.7575 | 604.8724 | 53.8119 | tons | 14.2608 | 0.16191 | 0.02491 | 2.1547 | 2.1547 | 0.11209 | 15.7305
Wtd Avg | 2104008210 | Ins-Conv | 0.10121 | 0.005347 | 0.00076385 | 0.058435 | 0.058435 | 0.0032464 | 0.44074 | 61.3191 | 5.4561 | tons | 0.08809 | 0.0046538 | 0.00066483 | 0.050859 | 0.050859 | 0.0028255 | 0.38361 | 53.3696 | 4.7488 | tons | 3.3011 | 0.1744 | 0.024914 | 1.9059 | 1.9059 | 0.10589 | 14.3755
Wtd Avg | 2104008220 | Ins-NonCat | 0.048247 | 0.0080411 | 0.0016082 | 0.048247 | 0.048247 | 0.0036185 | 0.5661 | 129.1023 | 11.4874 | tons | 0.041992 | 0.0069987 | 0.0013997 | 0.041992 | 0.041992 | 0.0031494 | 0.49271 | 112.3651 | 9.9982 | tons | 0.74742 | 0.12457 | 0.024914 | 0.74742 | 0.74742 | 0.056057 | 8.7698
Wtd Avg | 2104008230 | Ins-Cat | 0.03631 | 0.0048414 | 0.00096827 | 0.031469 | 0.031469 | 0.0021786 | 0.25901 | 77.729 | 6.9163 | tons | 0.031603 | 0.0042137 | 0.00084275 | 0.027389 | 0.027389 | 0.0018962 | 0.22543 | 67.652 | 6.0197 | tons | 0.93428 | 0.12457 | 0.024914 | 0.80971 | 0.80971 | 0.056057 | 6.6645
Wtd Avg | 2104008310 | WS-Conv | 2.054 | 0.056277 | 0.015502 | 0.47056 | 0.47056 | 0.015387 | 4.6959 | 1244.424 | 110.7281 | tons | 1.7877 | 0.048981 | 0.013492 | 0.40956 | 0.40956 | 0.013392 | 4.0871 | 1083.0936 | 96.3735 | tons | 3.3011 | 0.090447 | 0.024914 | 0.75627 | 0.75627 | 0.024729 | 7.5472
Wtd Avg | 2104008320 | WS-NonCat | 0.97913 | 0.13127 | 0.032638 | 0.64665 | 0.64665 | 0.020378 | 10.0884 | 2620.0307 | 233.1286 | tons | 0.8522 | 0.11425 | 0.028407 | 0.56282 | 0.56282 | 0.017736 | 8.7806 | 2280.3629 | 202.9063 | tons | 0.74742 | 0.10021 | 0.024914 | 0.49362 | 0.49362 | 0.015555 | 7.701
Wtd Avg | 2104008330 | WS-Cat | 0.73689 | 0.079035 | 0.01965 | 0.43199 | 0.43199 | 0.012269 | 6.074 | 1577.4503 | 140.3605 | tons | 0.64136 | 0.068789 | 0.017103 | 0.37599 | 0.37599 | 0.010678 | 5.2865 | 1372.9454 | 122.1645 | tons | 0.93428 | 0.10021 | 0.024914 | 0.54771 | 0.54771 | 0.015555 | 7.701
Wtd Avg | 2104008410 | PS-Exempt | 0.012347 | 0.021562 | 0.0017232 | 0.01594 | 0.01594 | 0.00038708 | 0.053485 | 165.1978 | 14.6992 | tons | 0.010747 | 0.018767 | 0.0014998 | 0.013874 | 0.013874 | 0.0003369 | 0.046551 | 143.7812 | 12.7936 | tons | 0.14948 | 0.26105 | 0.020863 | 0.19298 | 0.19298 | 0.0046863 | 0.64753
Wtd Avg | 2104008420 | PS-EPACert | 0.041648 | 0.07273 | 0.0058126 | 0.053766 | 0.053766 | 0.0013056 | 0.18041 | 557.2175 | 49.5809 | tons | 0.036248 | 0.063301 | 0.005059 | 0.046796 | 0.046796 | 0.0011364 | 0.15702 | 484.9783 | 43.1533 | tons | 0.14948 | 0.26105 | 0.020863 | 0.19298 | 0.19298 | 0.0046863 | 0.64753
Wtd Avg | 2104008610 | OWBWtd | 1.1697 | 0.041549 | 0.010305 | 0.25429 | 0.25429 | 0.00628 | 1.5605 | 826.9817 | 73.6099 | tons | 1.0694 | 0.037989 | 0.0094223 | 0.2325 | 0.2325 | 0.0057419 | 1.4268 | 756.122 | 67.3027 | tons | 2.8287 | 0.10048 | 0.024923 | 0.61498 | 0.61498 | 0.015188 | 3.774
Wtd Avg | 2104004000 | COil-Res | 0.087484 | 1.3707 | 3.5463 | 0.056024 | 0.056024 | 0.0030057 | 0.05495 | 32934.7659 | 245.396 | 1000 gal | 0.080782 | 1.2657 | 3.2746 | 0.051732 | 0.051732 | 0.0027754 | 0.05074 | 30411.822 | 226.5977 | 1000 gal | 0.0053125 | 0.083238 | 0.21535 | 0.0034021 | 0.0034021 | 0.00018252 | 0.0033369
Wtd Avg | 2103004001 | COil-Com | 0.026484 | 0.6686 | 0.47259 | 0.01696 | 0.01696 | 0.0009099 | 0.016635 | 10288.9441 | 76.6626 | 1000 gal | 0.026029 | 0.65711 | 0.46448 | 0.016669 | 0.016669 | 0.00089427 | 0.016349 | 10112.2062 | 75.3458 | 1000 gal | 0.005148 | 0.12996 | 0.091864 | 0.0032967 | 0.0032967 | 0.00017687 | 0.0032335
Wtd Avg | 2104004000 | Prtbl | 0.00058169 | 0.014685 | 0.02358 | 0.00032633 | 0.00032633 | 1.9985e-05 | 0.00036537 | 223.5287 | 1.6317 | 1000 gal | 0.00054923 | 0.013866 | 0.022264 | 0.00030812 | 0.00030812 | 1.887e-05 | 0.00034498 | 211.0566 | 1.5406 | 1000 gal | 0.0052046 | 0.13139 | 0.21098 | 0.0029198 | 0.0029198 | 0.00017881 | 0.0032691
Wtd Avg | 2104004000 | DVOil | 0.0022559 | 0.035347 | 0.091448 | 0.0014447 | 0.0014447 | 7.7507e-05 | 0.001417 | 791.0053 | 6.328 | 1000 gal | 0.0018692 | 0.029287 | 0.075771 | 0.001197 | 0.001197 | 6.422e-05 | 0.0011741 | 655.4027 | 5.2432 | 1000 gal | 0.005704 | 0.089371 | 0.23122 | 0.0036528 | 0.0036528 | 0.00019597 | 0.0035828
Wtd Avg | 2104006010 | NtGas-Res | 0.00064991 | 0.011107 | 7.0899e-05 | 5.8529e-06 | 5.8529e-06 | 0.0023633 | 0.0047266 | 291.7388 | 287.4274 | mcf | 0.00064991 | 0.011107 | 7.0899e-05 | 5.8529e-06 | 5.8529e-06 | 0.0023633 | 0.0047266 | 291.7388 | 287.4274 | mcf | 0.0044554 | 0.076147 | 0.00048604 | 4.0124e-05 | 4.0124e-05 | 0.016201 | 0.032403
Wtd Avg | 2103006000 | NtGas-Com | 0.0072944 | 0.13263 | 0.00079575 | 0.01008 | 0.01008 | 0.026525 | 0.05305 | 2692.2925 | 2652.5049 | mcf | 0.0072944 | 0.13263 | 0.00079575 | 0.01008 | 0.01008 | 0.026525 | 0.05305 | 2692.2925 | 2652.5049 | mcf | 0.0054187 | 0.098522 | 0.00059113 | 0.0074877 | 0.0074877 | 0.019704 | 0.039409
Wtd Avg | 2104002000 | CoalHt | 0.13126 | 0.061957 | 0.12208 | 0.10488 | 0.10488 | 0.016617 | 1.714 | 399.0433 | 26.2529 | tons | 0.11507 | 0.054315 | 0.10702 | 0.091945 | 0.091945 | 0.014568 | 1.5026 | 349.8271 | 23.0149 | tons | 0.65789 | 0.31053 | 0.61184 | 0.52566 | 0.52566 | 0.083286 | 8.5905
Wtd Avg | 2103002000 | Coal-Com | 0.00034838 | 0.00016444 | 0.00032399 | 0.00027836 | 0.00027836 | 4.4103e-05 | 0.004549 | 16.0157 | 1.0591 | tons | 0.00032922 | 0.00015539 | 0.00030618 | 0.00026305 | 0.00026305 | 4.1678e-05 | 0.0042988 | 15.1305 | 1.0008 | tons
Wtd Avg | 2103008000 | Wood-Com | 0.0010645 | 4.2325e-05 | 9.2271e-06 | 0.00029937 | 0.00029937 | 1.0962e-05 | 0.0021293 | 9.6654 | 0.79814 | tons | 0.0008727 | 3.5511e-05 | 7.537e-06 | 0.00025767 | 0.00025767 | 9.9319e-06 | 0.0018734 | 7.895 | 0.65195 | tons
Wtd Avg | 2102012000 | WasteOil | 0.00045454 | 0.023729 | 0.016802 | 0.0023655 | 0.0023655 | 1.6537e-05 | 0.005649 | 125.9078 | 0.90908 | 1000 gal | 0.00045454 | 0.023729 | 0.016802 | 0.0023655 | 0.0023655 | 1.6537e-05 | 0.005649 | 125.9078 | 0.90908 | 1000 gal | 0.0072202 | 0.37693 | 0.2669 | 0.037575 | 0.037575 | 0.00026269 | 0.089732
Wtd Avg | Total |  | 10.1122 | 2.7927 | 4.3711 | 2.9103 | 2.9103 | 0.15139 | 30.9326 | 55687.9878 |  |  | 9.1063 | 2.6049 | 4.0476 | 2.5883 | 2.5883 | 0.13807 | 27.2846 | 51832.8216 |  |  | 0.35137 | 0.10051 | 0.15618 | 0.099869 | 0.099869 | 0.0053275 | 1.0528
[19 empty] | Residential: | 38879.3896 | mmBTU/episode day
[20 empty] | #REF! | BTU/HH/episode day |  | PM Non-Attainment Area Emission Factors (lb/mmBTU), Baseline MC
[8 empty] | Needed Aggregations for Measure Benefit Calcs | [14 empty] | VOC | NOX | SO2 | PM10-PRI | PM25-PRI | NH3 | CO
[12 empty] | Uncertified Residential Solid-Fuel Heaters (cordwood insert/stove, OWB, Coal Ht): | 7.3733 | 0.19491 | 0.13813 | 1.4365 | 1.4365 | 0.070428 | 12.1576 | 2847.2847 |  |  | 5.1792 | 0.13691 | 0.097027 | 1.009 | 1.009 | 0.049471 | 8.5398
[12 empty] | Phase II Wood Heaters (Cert cordwood insert or stove): | 1.5672 | 0.19426 | 0.047752 | 1.0082 | 1.0082 | 0.03346 | 14.7852 | 3833.3255 |  |  | 0.81765 | 0.10135 | 0.024914 | 0.52601 | 0.52601 | 0.017457 | 7.7141
[12 empty] | Residential Oil Devices (central, DV, portable): | 0.083201 | 1.3089 | 3.3727 | 0.053237 | 0.053237 | 0.0028585 | 0.052259 | 31278.2812 | 233.3815 | 1000 gal | 0.00532 | 0.083691 | 0.21566 | 0.0034041 | 0.0034041 | 0.00018278 | 0.0033416
[12 empty] | Other Residential Fuels: | 0.11572 | 0.065423 | 0.10709 | 0.091951 | 0.091951 | 0.016931 | 1.5073 | 641.5659 |  |  | 0.36076 | 0.20395 | 0.33384 | 0.28664 | 0.28664 | 0.052781 | 4.6989
[12 empty] | Commercial Oil: | 0.026029 | 0.65711 | 0.46448 | 0.016669 | 0.016669 | 0.00089427 | 0.016349 | 10112.2062 | 75.3458 | 1000 gal | 0.005148 | 0.12996 | 0.091864 | 0.0032967 | 0.0032967 | 0.00017687 | 0.0032335
[12 empty] | All Wood Devices: | 8.8732 | 0.41695 | 0.085431 | 2.4137 | 2.4137 | 0.090803 | 25.6457 | 6967.4375 | 619.9245 | tons/day | 2.5471 | 0.11969 | 0.024523 | 0.69285 | 0.69285 | 0.026065 | 7.3616
[12 empty] | All Other Devices/Fuels: | 0.0080782 | 0.15651 | 0.017904 | 0.012708 | 0.012708 | 0.026583 | 0.062998 | 2833.3308 |  |  | 0.0057022 | 0.11048 | 0.012638 | 0.0089704 | 0.0089704 | 0.018765 | 0.044469
[12 empty] | CheckSum: | 9.1063 | 2.6049 | 4.0476 | 2.5883 | 2.5883 | 0.13807 | 27.2846 | 51832.8216 |  |  | 0.35137 | 0.10051 | 0.15618 | 0.099869 | 0.099869 | 0.0053275 | 1.0528
[21 empty] | 368.3984 | cords/episode day
[19 empty] | HDD-Based Episode Day/Avg Annual Day Use: | 1.9303 | 69660.9922 | cords/year

## DevSumOut-2022BSR
Summary of Space Heating Emissions and Energy Use by Device Averaged Across Each Modeling Episode
BSR, 2022
|  |  | Grid 3 Domain | [9 empty] | PM Non-Attainment Area
|  | Source | Space Heating Emissions (tons/day) | [6 empty] | Avg Daily |  | Fuel Use | Space Heating Emissions (tons/day) | [6 empty] | Avg Daily |  | Fuel Use
Episode | SCC | Category | VOC | NOX | SO2 | PM10-PRI | PM25-PRI | NH3 | CO | mmBTU | Fuel Use | Units | VOC | NOX | SO2 | PM10-PRI | PM25-PRI | NH3 | CO | mmBTU | Fuel Use | Units
E1 | 2104008100 | FP | 5.7373 | 0.06514 | 0.010022 | 0.86686 | 0.86686 | 0.045097 | 6.3286 | 806.2323 | 71.5829 | tons | 5.2865 | 0.060021 | 0.0092341 | 0.79875 | 0.79875 | 0.041553 | 5.8313 | 742.8805 | 65.9581 | tons
E1 | 2104008210 | Ins-Conv | 0.11834 | 0.0062521 | 0.00089315 | 0.068326 | 0.068326 | 0.0037959 | 0.51535 | 71.8543 | 6.3797 | tons | 0.10284 | 0.0054332 | 0.00077617 | 0.059377 | 0.059377 | 0.0032987 | 0.44785 | 62.4432 | 5.5441 | tons
E1 | 2104008220 | Ins-NonCat | 0.056414 | 0.0094023 | 0.0018805 | 0.056414 | 0.056414 | 0.004231 | 0.66192 | 151.2831 | 13.432 | tons | 0.049025 | 0.0081708 | 0.0016342 | 0.049025 | 0.049025 | 0.0036769 | 0.57523 | 131.469 | 11.6727 | tons
E1 | 2104008230 | Ins-Cat | 0.042457 | 0.0056609 | 0.0011322 | 0.036796 | 0.036796 | 0.0025474 | 0.30286 | 91.0835 | 8.087 | tons | 0.036896 | 0.0049194 | 0.00098389 | 0.031976 | 0.031976 | 0.0022138 | 0.26319 | 79.154 | 7.0278 | tons
E1 | 2104008310 | WS-Conv | 2.4017 | 0.065803 | 0.018126 | 0.55021 | 0.55021 | 0.017991 | 5.4908 | 1458.2262 | 129.4714 | tons | 2.0871 | 0.057185 | 0.015752 | 0.47815 | 0.47815 | 0.015635 | 4.7717 | 1267.2365 | 112.5141 | tons
E1 | 2104008320 | WS-NonCat | 1.1449 | 0.15349 | 0.038162 | 0.75611 | 0.75611 | 0.023827 | 11.7961 | 3070.1731 | 272.5913 | tons | 0.99493 | 0.13339 | 0.033164 | 0.65708 | 0.65708 | 0.020706 | 10.2511 | 2668.0605 | 236.8889 | tons
E1 | 2104008330 | WS-Cat | 0.86162 | 0.092414 | 0.022977 | 0.50512 | 0.50512 | 0.014346 | 7.1021 | 1848.469 | 164.1199 | tons | 0.74877 | 0.08031 | 0.019967 | 0.43896 | 0.43896 | 0.012467 | 6.1719 | 1606.3678 | 142.6245 | tons
E1 | 2104008410 | PS-Exempt | 0.014437 | 0.025212 | 0.0020149 | 0.018638 | 0.018638 | 0.00045261 | 0.062539 | 193.5802 | 17.1874 | tons | 0.012546 | 0.02191 | 0.001751 | 0.016197 | 0.016197 | 0.00039333 | 0.054348 | 168.2262 | 14.9363 | tons
E1 | 2104008420 | PS-EPACert | 0.048697 | 0.085041 | 0.0067965 | 0.062867 | 0.062867 | 0.0015267 | 0.21095 | 652.9519 | 57.9736 | tons | 0.042319 | 0.073903 | 0.0059063 | 0.054633 | 0.054633 | 0.0013267 | 0.18332 | 567.4322 | 50.3806 | tons
E1 | 2104008610 | OWBWtd | 1.2345 | 0.043852 | 0.010876 | 0.26838 | 0.26838 | 0.006628 | 1.647 | 875.0071 | 77.6892 | tons | 1.1286 | 0.040091 | 0.0099435 | 0.24536 | 0.24536 | 0.0060595 | 1.5057 | 799.9561 | 71.0257 | tons
E1 | 2104004000 | COil-Res | 0.09949 | 1.5588 | 4.033 | 0.063712 | 0.063712 | 0.0034181 | 0.062491 | 37454.6057 | 279.0733 | 1000 gal | 0.091807 | 1.4385 | 3.7216 | 0.058792 | 0.058792 | 0.0031542 | 0.057666 | 34562.5053 | 257.5243 | 1000 gal
E1 | 2103004001 | COil-Com | 0.031279 | 0.78964 | 0.55815 | 0.02003 | 0.02003 | 0.0010746 | 0.019646 | 12151.6783 | 90.5418 | 1000 gal | 0.03075 | 0.7763 | 0.54872 | 0.019692 | 0.019692 | 0.0010565 | 0.019315 | 11946.3726 | 89.0121 | 1000 gal
E1 | 2104004000 | Prtbl | 0.00066447 | 0.016775 | 0.026935 | 0.00037277 | 0.00037277 | 2.2829e-05 | 0.00041736 | 255.3409 | 1.8639 | 1000 gal | 0.00062685 | 0.015825 | 0.02541 | 0.00035167 | 0.00035167 | 2.1537e-05 | 0.00039373 | 240.8844 | 1.7583 | 1000 gal
E1 | 2104004000 | DVOil | 0.0028518 | 0.044683 | 0.1156 | 0.0018263 | 0.0018263 | 9.798e-05 | 0.0017913 | 999.9387 | 7.9995 | 1000 gal | 0.0023555 | 0.036906 | 0.095482 | 0.0015084 | 0.0015084 | 8.0926e-05 | 0.0014795 | 825.8987 | 6.6072 | 1000 gal
E1 | 2104006010 | NtGas-Res | 0.0006697 | 0.011446 | 7.3058e-05 | 6.0312e-06 | 6.0312e-06 | 0.0024353 | 0.0048705 | 300.623 | 296.1803 | mcf | 0.0006697 | 0.011446 | 7.3058e-05 | 6.0312e-06 | 6.0312e-06 | 0.0024353 | 0.0048705 | 300.623 | 296.1803 | mcf
E1 | 2103006000 | NtGas-Com | 0.0052613 | 0.09566 | 0.00057396 | 0.0072701 | 0.0072701 | 0.019132 | 0.038264 | 1941.8947 | 1913.1967 | mcf | 0.0052613 | 0.09566 | 0.00057396 | 0.0072701 | 0.0072701 | 0.019132 | 0.038264 | 1941.8947 | 1913.1967 | mcf
E1 | 2104002000 | CoalHt | 0.15067 | 0.071117 | 0.14012 | 0.12039 | 0.12039 | 0.019074 | 1.9674 | 458.0413 | 30.1343 | tons | 0.13191 | 0.062261 | 0.12267 | 0.10539 | 0.10539 | 0.016699 | 1.7224 | 401.0021 | 26.3817 | tons
E1 | 2103002000 | Coal-Com | 0.00040148 | 0.0001895 | 0.00037338 | 0.00032078 | 0.00032078 | 5.0826e-05 | 0.0052423 | 18.4569 | 1.2205 | tons | 0.0003794 | 0.00017908 | 0.00035285 | 0.00030314 | 0.00030314 | 4.8031e-05 | 0.0049541 | 17.4368 | 1.1534 | tons
E1 | 2103008000 | Wood-Com | 0.0012268 | 4.8776e-05 | 1.0633e-05 | 0.000345 | 0.000345 | 1.2633e-05 | 0.0024539 | 11.1386 | 0.9198 | tons | 0.0010057 | 4.0924e-05 | 8.6858e-06 | 0.00029694 | 0.00029694 | 1.1446e-05 | 0.0021589 | 9.0984 | 0.75132 | tons
E1 | 2102012000 | WasteOil | 0.00052382 | 0.027346 | 0.019363 | 0.0027261 | 0.0027261 | 1.9058e-05 | 0.00651 | 145.099 | 1.0476 | 1000 gal | 0.00052382 | 0.027346 | 0.019363 | 0.0027261 | 0.0027261 | 1.9058e-05 | 0.00651 | 145.099 | 1.0476 | 1000 gal
E1 | Total |  | 11.9534 | 3.168 | 5.0071 | 3.4067 | 3.4067 | 0.16578 | 36.2273 | 62955.6777 |  |  | 10.7548 | 2.9497 | 4.6333 | 3.0258 | 3.0258 | 0.14999 | 31.9137 | 58484.041
E2 | 2104008100 | FP | 3.6092 | 0.040978 | 0.0063043 | 0.54532 | 0.54532 | 0.028369 | 3.9812 | 504.2739 | 45.0311 | tons | 3.3378 | 0.037896 | 0.0058302 | 0.50431 | 0.50431 | 0.026236 | 3.6818 | 466.3516 | 41.6447 | tons
E2 | 2104008210 | Ins-Conv | 0.085107 | 0.0044962 | 0.00064232 | 0.049137 | 0.049137 | 0.0027299 | 0.37062 | 51.3783 | 4.588 | tons | 0.074262 | 0.0039233 | 0.00056047 | 0.042876 | 0.042876 | 0.002382 | 0.32339 | 44.8314 | 4.0034 | tons
E2 | 2104008220 | Ins-NonCat | 0.04057 | 0.0067617 | 0.0013523 | 0.04057 | 0.04057 | 0.0030428 | 0.47603 | 108.1727 | 9.6597 | tons | 0.035401 | 0.0059001 | 0.00118 | 0.035401 | 0.035401 | 0.0026551 | 0.41537 | 94.3887 | 8.4288 | tons
E2 | 2104008230 | Ins-Cat | 0.030533 | 0.0040711 | 0.00081421 | 0.026462 | 0.026462 | 0.001832 | 0.2178 | 65.1279 | 5.8158 | tons | 0.026642 | 0.0035523 | 0.00071046 | 0.02309 | 0.02309 | 0.0015985 | 0.19005 | 56.8289 | 5.0748 | tons
E2 | 2104008310 | WS-Conv | 1.7272 | 0.047323 | 0.013035 | 0.39569 | 0.39569 | 0.012939 | 3.9488 | 1042.6824 | 93.1104 | tons | 1.5071 | 0.041293 | 0.011374 | 0.34527 | 0.34527 | 0.01129 | 3.4456 | 909.818 | 81.2458 | tons
E2 | 2104008320 | WS-NonCat | 0.82335 | 0.11039 | 0.027445 | 0.54376 | 0.54376 | 0.017135 | 8.4833 | 2195.2806 | 196.0362 | tons | 0.71843 | 0.09632 | 0.023948 | 0.47447 | 0.47447 | 0.014952 | 7.4023 | 1915.5456 | 171.0561 | tons
E2 | 2104008330 | WS-Cat | 0.61964 | 0.06646 | 0.016524 | 0.36326 | 0.36326 | 0.010317 | 5.1075 | 1321.7196 | 118.0281 | tons | 0.54068 | 0.057992 | 0.014418 | 0.31697 | 0.31697 | 0.0090021 | 4.4567 | 1153.2987 | 102.9883 | tons
E2 | 2104008410 | PS-Exempt | 0.010383 | 0.018131 | 0.0014491 | 0.013404 | 0.013404 | 0.0003255 | 0.044975 | 138.4166 | 12.3604 | tons | 0.0090597 | 0.015821 | 0.0012644 | 0.011696 | 0.011696 | 0.00028402 | 0.039244 | 120.7787 | 10.7854 | tons
E2 | 2104008420 | PS-EPACert | 0.035021 | 0.061158 | 0.0048877 | 0.045212 | 0.045212 | 0.0010979 | 0.1517 | 466.8833 | 41.6922 | tons | 0.030559 | 0.053365 | 0.0042649 | 0.03945 | 0.03945 | 0.00095801 | 0.13237 | 407.3904 | 36.3795 | tons
E2 | 2104008610 | OWBWtd | 1.1417 | 0.040556 | 0.010059 | 0.24821 | 0.24821 | 0.00613 | 1.5232 | 804.6124 | 71.851 | tons | 1.044 | 0.037086 | 0.0091983 | 0.22697 | 0.22697 | 0.0056054 | 1.3929 | 735.7632 | 65.7028 | tons
E2 | 2104004000 | COil-Res | 0.075335 | 1.1804 | 3.0538 | 0.048244 | 0.048244 | 0.0025883 | 0.047319 | 28361.3335 | 211.3195 | 1000 gal | 0.069652 | 1.0913 | 2.8234 | 0.044604 | 0.044604 | 0.002393 | 0.043749 | 26221.6112 | 195.3765 | 1000 gal
E2 | 2103004001 | COil-Com | 0.022229 | 0.56118 | 0.39666 | 0.014235 | 0.014235 | 0.00076371 | 0.013962 | 8635.8837 | 64.3457 | 1000 gal | 0.021853 | 0.5517 | 0.38996 | 0.013995 | 0.013995 | 0.00075081 | 0.013726 | 8489.9783 | 63.2586 | 1000 gal
E2 | 2104004000 | Prtbl | 0.00049956 | 0.012612 | 0.02025 | 0.00028026 | 0.00028026 | 1.7163e-05 | 0.00031378 | 191.9685 | 1.4013 | 1000 gal | 0.00047234 | 0.011924 | 0.019147 | 0.00026499 | 0.00026499 | 1.6228e-05 | 0.00029668 | 181.5085 | 1.3249 | 1000 gal
E2 | 2104004000 | DVOil | 0.0016008 | 0.025082 | 0.064893 | 0.0010252 | 0.0010252 | 5.5e-05 | 0.0010055 | 561.305 | 4.4904 | 1000 gal | 0.0013359 | 0.020931 | 0.054152 | 0.00085548 | 0.00085548 | 4.5897e-05 | 0.00083909 | 468.4023 | 3.7472 | 1000 gal
E2 | 2104006010 | NtGas-Res | 0.0006264 | 0.010706 | 6.8335e-05 | 5.6413e-06 | 5.6413e-06 | 0.0022778 | 0.0045557 | 281.1888 | 277.0333 | mcf | 0.0006264 | 0.010706 | 6.8335e-05 | 5.6413e-06 | 5.6413e-06 | 0.0022778 | 0.0045557 | 281.1888 | 277.0333 | mcf
E2 | 2103006000 | NtGas-Com | 0.0097087 | 0.17652 | 0.0010591 | 0.013416 | 0.013416 | 0.035304 | 0.070609 | 3583.3898 | 3530.4333 | mcf | 0.0097087 | 0.17652 | 0.0010591 | 0.013416 | 0.013416 | 0.035304 | 0.070609 | 3583.3898 | 3530.4333 | mcf
E2 | 2104002000 | CoalHt | 0.11187 | 0.052802 | 0.10404 | 0.089383 | 0.089383 | 0.014162 | 1.4607 | 340.079 | 22.3736 | tons | 0.098288 | 0.046392 | 0.091407 | 0.078532 | 0.078532 | 0.012443 | 1.2834 | 298.7941 | 19.6575 | tons
E2 | 2103002000 | Coal-Com | 0.00028532 | 0.00013467 | 0.00026535 | 0.00022797 | 0.00022797 | 3.612e-05 | 0.0037256 | 13.1168 | 0.86738 | tons | 0.00026963 | 0.00012727 | 0.00025076 | 0.00021544 | 0.00021544 | 3.4134e-05 | 0.0035207 | 12.3919 | 0.81968 | tons
E2 | 2103008000 | Wood-Com | 0.00087184 | 3.4664e-05 | 7.5569e-06 | 0.00024518 | 0.00024518 | 8.9777e-06 | 0.0017439 | 7.9159 | 0.65368 | tons | 0.00071474 | 2.9083e-05 | 6.1728e-06 | 0.00021103 | 0.00021103 | 8.1342e-06 | 0.0015343 | 6.466 | 0.53394 | tons
E2 | 2102012000 | WasteOil | 0.00037227 | 0.019434 | 0.013761 | 0.0019373 | 0.0019373 | 1.3544e-05 | 0.0046265 | 103.1181 | 0.74454 | 1000 gal | 0.00037227 | 0.019434 | 0.013761 | 0.0019373 | 0.0019373 | 1.3544e-05 | 0.0046265 | 103.1181 | 0.74454 | 1000 gal
E2 | Total |  | 8.3461 | 2.4392 | 3.7374 | 2.44 | 2.44 | 0.13914 | 25.9136 | 48777.847 |  |  | 7.5272 | 2.2822 | 3.466 | 2.1745 | 2.1745 | 0.12825 | 22.9065 | 45551.8443 |  |  | PM Non-Attainment Area Emission Factors (lb/mmBTU), Baseline MC
[23 empty] | VOC | NOX | SO2 | PM10-PRI | PM25-PRI | NH3 | CO
Wtd Avg | 2104008100 | FP | 4.7645 | 0.054094 | 0.0083222 | 0.71987 | 0.71987 | 0.03745 | 5.2555 | 668.1941 | 59.4449 | tons | 4.3957 | 0.049907 | 0.007678 | 0.66415 | 0.66415 | 0.034551 | 4.8487 | 616.4673 | 54.8434 | tons | 14.2608 | 0.16191 | 0.02491 | 2.1547 | 2.1547 | 0.11209 | 15.7305
Wtd Avg | 2104008210 | Ins-Conv | 0.10315 | 0.0054494 | 0.00077849 | 0.059554 | 0.059554 | 0.0033086 | 0.44919 | 62.4938 | 5.5607 | tons | 0.089778 | 0.004743 | 0.00067757 | 0.051834 | 0.051834 | 0.0028797 | 0.39096 | 54.3921 | 4.8398 | tons | 3.3011 | 0.1744 | 0.024914 | 1.9059 | 1.9059 | 0.10589 | 14.3755
Wtd Avg | 2104008220 | Ins-NonCat | 0.049171 | 0.0081952 | 0.001639 | 0.049171 | 0.049171 | 0.0036878 | 0.57694 | 131.5755 | 11.7075 | tons | 0.042797 | 0.0071328 | 0.0014266 | 0.042797 | 0.042797 | 0.0032098 | 0.50215 | 114.518 | 10.1898 | tons | 0.74742 | 0.12457 | 0.024914 | 0.74742 | 0.74742 | 0.056057 | 8.7698
Wtd Avg | 2104008230 | Ins-Cat | 0.037006 | 0.0049341 | 0.00098682 | 0.032072 | 0.032072 | 0.0022203 | 0.26397 | 79.2181 | 7.0488 | tons | 0.032208 | 0.0042945 | 0.00085889 | 0.027914 | 0.027914 | 0.0019325 | 0.22975 | 68.9482 | 6.135 | tons | 0.93428 | 0.12457 | 0.024914 | 0.80971 | 0.80971 | 0.056057 | 6.6645
Wtd Avg | 2104008310 | WS-Conv | 2.0933 | 0.057355 | 0.015799 | 0.47957 | 0.47957 | 0.015681 | 4.7859 | 1268.2633 | 112.8493 | tons | 1.822 | 0.04992 | 0.013751 | 0.4174 | 0.4174 | 0.013649 | 4.1654 | 1103.8452 | 98.22 | tons | 3.3011 | 0.090447 | 0.024914 | 0.75627 | 0.75627 | 0.024729 | 7.5472
Wtd Avg | 2104008320 | WS-NonCat | 0.99789 | 0.13379 | 0.033263 | 0.65903 | 0.65903 | 0.020768 | 10.2817 | 2670.2222 | 237.5947 | tons | 0.86853 | 0.11644 | 0.028951 | 0.5736 | 0.5736 | 0.018076 | 8.9488 | 2324.0537 | 206.7939 | tons | 0.74742 | 0.10021 | 0.024914 | 0.49362 | 0.49362 | 0.015555 | 7.701
Wtd Avg | 2104008330 | WS-Cat | 0.751 | 0.08055 | 0.020027 | 0.44027 | 0.44027 | 0.012504 | 6.1903 | 1607.6693 | 143.0494 | tons | 0.65365 | 0.070107 | 0.017431 | 0.3832 | 0.3832 | 0.010883 | 5.3878 | 1399.2505 | 124.5051 | tons | 0.93428 | 0.10021 | 0.024914 | 0.54771 | 0.54771 | 0.015555 | 7.701
Wtd Avg | 2104008410 | PS-Exempt | 0.012584 | 0.021975 | 0.0017563 | 0.016245 | 0.016245 | 0.0003945 | 0.05451 | 168.3625 | 14.9808 | tons | 0.010952 | 0.019126 | 0.0015286 | 0.014139 | 0.014139 | 0.00034336 | 0.047443 | 146.5359 | 13.0387 | tons | 0.14948 | 0.26105 | 0.020863 | 0.19298 | 0.19298 | 0.0046863 | 0.64753
Wtd Avg | 2104008420 | PS-EPACert | 0.042445 | 0.074123 | 0.0059239 | 0.054796 | 0.054796 | 0.0013307 | 0.18386 | 567.892 | 50.5307 | tons | 0.036943 | 0.064514 | 0.005156 | 0.047693 | 0.047693 | 0.0011582 | 0.16003 | 494.2703 | 43.9801 | tons | 0.14948 | 0.26105 | 0.020863 | 0.19298 | 0.19298 | 0.0046863 | 0.64753
Wtd Avg | 2104008610 | OWBWtd | 1.1921 | 0.042345 | 0.010503 | 0.25916 | 0.25916 | 0.0064003 | 1.5904 | 842.8267 | 75.0203 | tons | 1.0899 | 0.038717 | 0.0096029 | 0.23695 | 0.23695 | 0.0058519 | 1.4541 | 770.6108 | 68.5924 | tons | 2.8287 | 0.10048 | 0.024923 | 0.61498 | 0.61498 | 0.015188 | 3.774
Wtd Avg | 2104004000 | COil-Res | 0.088448 | 1.3858 | 3.5854 | 0.056641 | 0.056641 | 0.0030388 | 0.055555 | 33297.6813 | 248.1001 | 1000 gal | 0.081679 | 1.2798 | 3.311 | 0.052306 | 0.052306 | 0.0028062 | 0.051304 | 30749.5252 | 229.1139 | 1000 gal | 0.0053125 | 0.083238 | 0.21535 | 0.0034021 | 0.0034021 | 0.00018252 | 0.0033369
Wtd Avg | 2103004001 | COil-Com | 0.027142 | 0.6852 | 0.48433 | 0.017381 | 0.017381 | 0.0009325 | 0.017048 | 10544.4579 | 78.5665 | 1000 gal | 0.026683 | 0.67362 | 0.47615 | 0.017087 | 0.017087 | 0.00091674 | 0.01676 | 10366.3066 | 77.2391 | 1000 gal | 0.005148 | 0.12996 | 0.091864 | 0.0032967 | 0.0032967 | 0.00017687 | 0.0032335
Wtd Avg | 2104004000 | Prtbl | 0.00058908 | 0.014872 | 0.023879 | 0.00033048 | 0.00033048 | 2.0239e-05 | 0.00037001 | 226.3707 | 1.6524 | 1000 gal | 0.00055622 | 0.014042 | 0.022547 | 0.00031204 | 0.00031204 | 1.911e-05 | 0.00034937 | 213.7411 | 1.5602 | 1000 gal | 0.0052046 | 0.13139 | 0.21098 | 0.0029198 | 0.0029198 | 0.00017881 | 0.0032691
Wtd Avg | 2104004000 | DVOil | 0.0022799 | 0.035723 | 0.092421 | 0.0014601 | 0.0014601 | 7.8332e-05 | 0.0014321 | 799.4204 | 6.3954 | 1000 gal | 0.0018894 | 0.029603 | 0.076589 | 0.0012099 | 0.0012099 | 6.4913e-05 | 0.0011867 | 662.4718 | 5.2998 | 1000 gal | 0.005704 | 0.089371 | 0.23122 | 0.0036528 | 0.0036528 | 0.00019597 | 0.0035828
Wtd Avg | 2104006010 | NtGas-Res | 0.00064991 | 0.011107 | 7.0899e-05 | 5.8529e-06 | 5.8529e-06 | 0.0023633 | 0.0047266 | 291.7388 | 287.4274 | mcf | 0.00064991 | 0.011107 | 7.0899e-05 | 5.8529e-06 | 5.8529e-06 | 0.0023633 | 0.0047266 | 291.7388 | 287.4274 | mcf | 0.0044554 | 0.076147 | 0.00048604 | 4.0124e-05 | 4.0124e-05 | 0.016201 | 0.032403
Wtd Avg | 2103006000 | NtGas-Com | 0.0072944 | 0.13263 | 0.00079575 | 0.01008 | 0.01008 | 0.026525 | 0.05305 | 2692.2925 | 2652.5049 | mcf | 0.0072944 | 0.13263 | 0.00079575 | 0.01008 | 0.01008 | 0.026525 | 0.05305 | 2692.2925 | 2652.5049 | mcf | 0.0054187 | 0.098522 | 0.00059113 | 0.0074877 | 0.0074877 | 0.019704 | 0.039409
Wtd Avg | 2104002000 | CoalHt | 0.13293 | 0.062744 | 0.12363 | 0.10621 | 0.10621 | 0.016829 | 1.7358 | 404.1157 | 26.5866 | tons | 0.11654 | 0.055006 | 0.10838 | 0.093115 | 0.093115 | 0.014753 | 1.5217 | 354.2784 | 23.3078 | tons | 0.65789 | 0.31053 | 0.61184 | 0.52566 | 0.52566 | 0.083286 | 8.5905
Wtd Avg | 2103002000 | Coal-Com | 0.00034838 | 0.00016444 | 0.00032399 | 0.00027836 | 0.00027836 | 4.4103e-05 | 0.004549 | 16.0157 | 1.0591 | tons | 0.00032922 | 0.00015539 | 0.00030618 | 0.00026305 | 0.00026305 | 4.1678e-05 | 0.0042988 | 15.1305 | 1.0008 | tons
Wtd Avg | 2103008000 | Wood-Com | 0.0010645 | 4.2325e-05 | 9.2271e-06 | 0.00029937 | 0.00029937 | 1.0962e-05 | 0.0021293 | 9.6654 | 0.79814 | tons | 0.0008727 | 3.5511e-05 | 7.537e-06 | 0.00025767 | 0.00025767 | 9.9319e-06 | 0.0018734 | 7.895 | 0.65195 | tons
Wtd Avg | 2102012000 | WasteOil | 0.00045454 | 0.023729 | 0.016802 | 0.0023655 | 0.0023655 | 1.6537e-05 | 0.005649 | 125.9078 | 0.90908 | 1000 gal | 0.00045454 | 0.023729 | 0.016802 | 0.0023655 | 0.0023655 | 1.6537e-05 | 0.005649 | 125.9078 | 0.90908 | 1000 gal | 0.0072202 | 0.37693 | 0.2669 | 0.037575 | 0.037575 | 0.00026269 | 0.089732
Wtd Avg | Total |  | 10.3043 | 2.8348 | 4.4266 | 2.9648 | 2.9648 | 0.1536 | 31.5125 | 56474.3837 |  |  | 9.2794 | 2.6446 | 4.0997 | 2.6367 | 2.6367 | 0.14005 | 27.7961 | 52572.1797 |  |  | 0.35301 | 0.10061 | 0.15596 | 0.10031 | 0.10031 | 0.0053279 | 1.0574
[19 empty] | Residential: | 39364.6473 | mmBTU/episode day
[20 empty] | #REF! | BTU/HH/episode day |  | PM Non-Attainment Area Emission Factors (lb/mmBTU), Baseline MC
[8 empty] | Needed Aggregations for Measure Benefit Calcs | [14 empty] | VOC | NOX | SO2 | PM10-PRI | PM25-PRI | NH3 | CO
[12 empty] | Uncertified Residential Solid-Fuel Heaters (cordwood insert/stove, OWB, Coal Ht): | 7.5139 | 0.19829 | 0.14009 | 1.4635 | 1.4635 | 0.071684 | 12.3809 | 2899.5938 |  |  | 5.1827 | 0.13677 | 0.096628 | 1.0094 | 1.0094 | 0.049444 | 8.5398
[12 empty] | Phase II Wood Heaters (Cert cordwood insert or stove): | 1.5972 | 0.19798 | 0.048667 | 1.0275 | 1.0275 | 0.034101 | 15.0685 | 3906.7704 |  |  | 0.81765 | 0.10135 | 0.024914 | 0.52601 | 0.52601 | 0.017457 | 7.7141
[12 empty] | Residential Oil Devices (central, DV, portable): | 0.084125 | 1.3234 | 3.4101 | 0.053828 | 0.053828 | 0.0028903 | 0.05284 | 31625.738 | 235.9739 | 1000 gal | 0.00532 | 0.083692 | 0.21566 | 0.0034041 | 0.0034041 | 0.00018278 | 0.0033416
[12 empty] | Other Residential Fuels: | 0.11719 | 0.066114 | 0.10845 | 0.09312 | 0.09312 | 0.017117 | 1.5264 | 646.0172 |  |  | 0.3628 | 0.20468 | 0.33576 | 0.28829 | 0.28829 | 0.052991 | 4.7257
[12 empty] | Commercial Oil: | 0.026683 | 0.67362 | 0.47615 | 0.017087 | 0.017087 | 0.00091674 | 0.01676 | 10366.3066 | 77.2391 | 1000 gal | 0.005148 | 0.12996 | 0.091864 | 0.0032967 | 0.0032967 | 0.00017687 | 0.0032335
[12 empty] | All Wood Devices: | 9.0433 | 0.42494 | 0.087068 | 2.4599 | 2.4599 | 0.092543 | 26.1371 | 7100.787 | 631.7902 | tons/day | 2.5471 | 0.11969 | 0.024524 | 0.69286 | 0.69286 | 0.026066 | 7.3617
[12 empty] | All Other Devices/Fuels: | 0.0080782 | 0.15651 | 0.017904 | 0.012708 | 0.012708 | 0.026583 | 0.062998 | 2833.3308 |  |  | 0.0057022 | 0.11048 | 0.012638 | 0.0089704 | 0.0089704 | 0.018765 | 0.044469
[12 empty] | CheckSum: | 9.2794 | 2.6446 | 4.0997 | 2.6367 | 2.6367 | 0.14005 | 27.7961 | 52572.1797 |  |  | 0.35301 | 0.10061 | 0.15596 | 0.10031 | 0.10031 | 0.0053279 | 1.0574
[21 empty] | 375.4498 | cords/episode day
[19 empty] | HDD-Based Episode Day/Avg Annual Day Use: | 1.9303 | 70994.3402 | cords/year

## DevSumOut-2023BSR
Summary of Space Heating Emissions and Energy Use by Device Averaged Across Each Modeling Episode
BSR, 2023
|  |  | Grid 3 Domain | [9 empty] | PM Non-Attainment Area
|  | Source | Space Heating Emissions (tons/day) | [6 empty] | Avg Daily |  | Fuel Use | Space Heating Emissions (tons/day) | [6 empty] | Avg Daily |  | Fuel Use
Episode | SCC | Category | VOC | NOX | SO2 | PM10-PRI | PM25-PRI | NH3 | CO | mmBTU | Fuel Use | Units | VOC | NOX | SO2 | PM10-PRI | PM25-PRI | NH3 | CO | mmBTU | Fuel Use | Units
E1 | 2104008100 | FP | 5.8085 | 0.065948 | 0.010146 | 0.87762 | 0.87762 | 0.045656 | 6.4071 | 816.2344 | 72.471 | tons | 5.3521 | 0.060766 | 0.0093486 | 0.80866 | 0.80866 | 0.042069 | 5.9037 | 752.0982 | 66.7765 | tons
E1 | 2104008210 | Ins-Conv | 0.11981 | 0.0063296 | 0.00090423 | 0.069173 | 0.069173 | 0.003843 | 0.52174 | 72.7451 | 6.4588 | tons | 0.10412 | 0.0055006 | 0.0007858 | 0.060114 | 0.060114 | 0.0033396 | 0.45341 | 63.2175 | 5.6129 | tons
E1 | 2104008220 | Ins-NonCat | 0.057113 | 0.0095189 | 0.0019038 | 0.057113 | 0.057113 | 0.0042835 | 0.67013 | 153.1587 | 13.5985 | tons | 0.049633 | 0.0082722 | 0.0016544 | 0.049633 | 0.049633 | 0.0037225 | 0.58236 | 133.0992 | 11.8175 | tons
E1 | 2104008230 | Ins-Cat | 0.042983 | 0.0057311 | 0.0011462 | 0.037252 | 0.037252 | 0.002579 | 0.30661 | 92.2128 | 8.1873 | tons | 0.037353 | 0.0049804 | 0.00099609 | 0.032373 | 0.032373 | 0.0022412 | 0.26645 | 80.1355 | 7.115 | tons
E1 | 2104008310 | WS-Conv | 2.4315 | 0.066619 | 0.018351 | 0.55703 | 0.55703 | 0.018214 | 5.5589 | 1476.305 | 131.0766 | tons | 2.113 | 0.057894 | 0.015947 | 0.48408 | 0.48408 | 0.015829 | 4.8308 | 1282.9504 | 113.9092 | tons
E1 | 2104008320 | WS-NonCat | 1.1591 | 0.1554 | 0.038636 | 0.76548 | 0.76548 | 0.024122 | 11.9424 | 3108.2367 | 275.9708 | tons | 1.0073 | 0.13504 | 0.033575 | 0.66522 | 0.66522 | 0.020963 | 10.3782 | 2701.1447 | 239.8264 | tons
E1 | 2104008330 | WS-Cat | 0.8723 | 0.09356 | 0.023261 | 0.51138 | 0.51138 | 0.014523 | 7.1902 | 1871.386 | 166.1547 | tons | 0.75806 | 0.081306 | 0.020215 | 0.44441 | 0.44441 | 0.012621 | 6.2485 | 1626.2869 | 144.393 | tons
E1 | 2104008410 | PS-Exempt | 0.014616 | 0.025525 | 0.0020399 | 0.018869 | 0.018869 | 0.00045822 | 0.063314 | 195.9801 | 17.4005 | tons | 0.012702 | 0.022182 | 0.0017728 | 0.016398 | 0.016398 | 0.0003982 | 0.055022 | 170.3122 | 15.1215 | tons
E1 | 2104008420 | PS-EPACert | 0.049301 | 0.086095 | 0.0068807 | 0.063647 | 0.063647 | 0.0015456 | 0.21356 | 661.0471 | 58.6924 | tons | 0.042844 | 0.074819 | 0.0059796 | 0.055311 | 0.055311 | 0.0013432 | 0.18559 | 574.4685 | 51.0053 | tons
E1 | 2104008610 | OWBWtd | 1.2498 | 0.044396 | 0.011011 | 0.27171 | 0.27171 | 0.0067102 | 1.6674 | 885.8576 | 78.6526 | tons | 1.1426 | 0.040588 | 0.010067 | 0.2484 | 0.2484 | 0.0061347 | 1.5244 | 809.8771 | 71.9065 | tons
E1 | 2104004000 | COil-Res | 0.10008 | 1.568 | 4.0568 | 0.064088 | 0.064088 | 0.0034383 | 0.06286 | 37675.8706 | 280.7219 | 1000 gal | 0.092356 | 1.4471 | 3.7438 | 0.059144 | 0.059144 | 0.0031731 | 0.05801 | 34769.107 | 259.0637 | 1000 gal
E1 | 2103004001 | COil-Com | 0.031697 | 0.8002 | 0.56562 | 0.020298 | 0.020298 | 0.001089 | 0.019909 | 12314.1586 | 91.7525 | 1000 gal | 0.031165 | 0.78677 | 0.55613 | 0.019958 | 0.019958 | 0.0010707 | 0.019575 | 12107.5722 | 90.2132 | 1000 gal
E1 | 2104004000 | Prtbl | 0.00066932 | 0.016897 | 0.027132 | 0.0003755 | 0.0003755 | 2.2996e-05 | 0.00042041 | 257.2055 | 1.8775 | 1000 gal | 0.00063143 | 0.015941 | 0.025596 | 0.00035424 | 0.00035424 | 2.1694e-05 | 0.00039661 | 242.6445 | 1.7712 | 1000 gal
E1 | 2104004000 | DVOil | 0.0028678 | 0.044933 | 0.11625 | 0.0018365 | 0.0018365 | 9.8528e-05 | 0.0018013 | 1005.5312 | 8.0442 | 1000 gal | 0.0023689 | 0.037117 | 0.096028 | 0.001517 | 0.001517 | 8.1389e-05 | 0.001488 | 830.6186 | 6.6449 | 1000 gal
E1 | 2104006010 | NtGas-Res | 0.0006697 | 0.011446 | 7.3058e-05 | 6.0312e-06 | 6.0312e-06 | 0.0024353 | 0.0048705 | 300.623 | 296.1803 | mcf | 0.0006697 | 0.011446 | 7.3058e-05 | 6.0312e-06 | 6.0312e-06 | 0.0024353 | 0.0048705 | 300.623 | 296.1803 | mcf
E1 | 2103006000 | NtGas-Com | 0.0052613 | 0.09566 | 0.00057396 | 0.0072701 | 0.0072701 | 0.019132 | 0.038264 | 1941.8947 | 1913.1967 | mcf | 0.0052613 | 0.09566 | 0.00057396 | 0.0072701 | 0.0072701 | 0.019132 | 0.038264 | 1941.8947 | 1913.1967 | mcf
E1 | 2104002000 | CoalHt | 0.15177 | 0.071636 | 0.14115 | 0.12127 | 0.12127 | 0.019214 | 1.9818 | 461.3864 | 30.3544 | tons | 0.13287 | 0.062716 | 0.12357 | 0.10617 | 0.10617 | 0.016821 | 1.735 | 403.9349 | 26.5747 | tons
E1 | 2103002000 | Coal-Com | 0.00040148 | 0.0001895 | 0.00037338 | 0.00032078 | 0.00032078 | 5.0826e-05 | 0.0052423 | 18.4569 | 1.2205 | tons | 0.0003794 | 0.00017908 | 0.00035285 | 0.00030314 | 0.00030314 | 4.8031e-05 | 0.0049541 | 17.4368 | 1.1534 | tons
E1 | 2103008000 | Wood-Com | 0.0012268 | 4.8776e-05 | 1.0633e-05 | 0.000345 | 0.000345 | 1.2633e-05 | 0.0024539 | 11.1386 | 0.9198 | tons | 0.0010057 | 4.0924e-05 | 8.6858e-06 | 0.00029694 | 0.00029694 | 1.1446e-05 | 0.0021589 | 9.0984 | 0.75132 | tons
E1 | 2102012000 | WasteOil | 0.00052382 | 0.027346 | 0.019363 | 0.0027261 | 0.0027261 | 1.9058e-05 | 0.00651 | 145.099 | 1.0476 | 1000 gal | 0.00052382 | 0.027346 | 0.019363 | 0.0027261 | 0.0027261 | 1.9058e-05 | 0.00651 | 145.099 | 1.0476 | 1000 gal
E1 | Total |  | 12.1001 | 3.1955 | 5.0416 | 3.4478 | 3.4478 | 0.16745 | 36.6654 | 63464.5281 |  |  | 10.8869 | 2.9756 | 4.6658 | 3.0623 | 3.0623 | 0.15147 | 32.2996 | 58961.6191
E2 | 2104008100 | FP | 3.654 | 0.041486 | 0.0063825 | 0.55209 | 0.55209 | 0.028721 | 4.0306 | 510.5298 | 45.5898 | tons | 3.3792 | 0.038367 | 0.0059025 | 0.51057 | 0.51057 | 0.026561 | 3.7275 | 472.1379 | 42.1614 | tons
E2 | 2104008210 | Ins-Conv | 0.086162 | 0.004552 | 0.00065028 | 0.049747 | 0.049747 | 0.0027637 | 0.37521 | 52.0153 | 4.6449 | tons | 0.075183 | 0.0039719 | 0.00056742 | 0.043408 | 0.043408 | 0.0024115 | 0.3274 | 45.3873 | 4.053 | tons
E2 | 2104008220 | Ins-NonCat | 0.041073 | 0.0068456 | 0.0013691 | 0.041073 | 0.041073 | 0.0030805 | 0.48193 | 109.5138 | 9.7795 | tons | 0.03584 | 0.0059733 | 0.0011947 | 0.03584 | 0.03584 | 0.002688 | 0.42052 | 95.5592 | 8.5333 | tons
E2 | 2104008230 | Ins-Cat | 0.030911 | 0.0041215 | 0.00082431 | 0.02679 | 0.02679 | 0.0018547 | 0.2205 | 65.9353 | 5.888 | tons | 0.026973 | 0.0035964 | 0.00071927 | 0.023376 | 0.023376 | 0.0016184 | 0.1924 | 57.5336 | 5.1377 | tons
E2 | 2104008310 | WS-Conv | 1.7486 | 0.04791 | 0.013197 | 0.40059 | 0.40059 | 0.013099 | 3.9977 | 1055.6095 | 94.2648 | tons | 1.5258 | 0.041805 | 0.011515 | 0.34955 | 0.34955 | 0.01143 | 3.4883 | 921.0998 | 82.2532 | tons
E2 | 2104008320 | WS-NonCat | 0.83355 | 0.11175 | 0.027785 | 0.5505 | 0.5505 | 0.017348 | 8.5884 | 2222.4974 | 198.4666 | tons | 0.72734 | 0.097514 | 0.024245 | 0.48035 | 0.48035 | 0.015137 | 7.4941 | 1939.2985 | 173.1772 | tons
E2 | 2104008330 | WS-Cat | 0.62732 | 0.067284 | 0.016729 | 0.36776 | 0.36776 | 0.010445 | 5.1709 | 1338.1062 | 119.4914 | tons | 0.54739 | 0.058711 | 0.014597 | 0.3209 | 0.3209 | 0.0091137 | 4.512 | 1167.5997 | 104.2654 | tons
E2 | 2104008410 | PS-Exempt | 0.010511 | 0.018356 | 0.001467 | 0.01357 | 0.01357 | 0.00032953 | 0.045533 | 140.1326 | 12.5137 | tons | 0.009172 | 0.016017 | 0.0012801 | 0.011841 | 0.011841 | 0.00028754 | 0.039731 | 122.2764 | 10.9191 | tons
E2 | 2104008420 | PS-EPACert | 0.035455 | 0.061916 | 0.0049483 | 0.045772 | 0.045772 | 0.0011115 | 0.15358 | 472.6717 | 42.2091 | tons | 0.030937 | 0.054026 | 0.0043178 | 0.03994 | 0.03994 | 0.00096989 | 0.13401 | 412.4421 | 36.8306 | tons
E2 | 2104008610 | OWBWtd | 1.1559 | 0.041059 | 0.010184 | 0.25129 | 0.25129 | 0.006206 | 1.5421 | 814.59 | 72.742 | tons | 1.057 | 0.037546 | 0.0093124 | 0.22979 | 0.22979 | 0.0056749 | 1.4101 | 744.8881 | 66.5177 | tons
E2 | 2104004000 | COil-Res | 0.075781 | 1.1873 | 3.0719 | 0.048529 | 0.048529 | 0.0026036 | 0.047599 | 28529.0218 | 212.569 | 1000 gal | 0.070068 | 1.0978 | 2.8403 | 0.044871 | 0.044871 | 0.0024073 | 0.044011 | 26378.4477 | 196.5451 | 1000 gal
E2 | 2103004001 | COil-Com | 0.022526 | 0.56868 | 0.40197 | 0.014425 | 0.014425 | 0.00077392 | 0.014149 | 8751.3543 | 65.2061 | 1000 gal | 0.022148 | 0.55914 | 0.39522 | 0.014183 | 0.014183 | 0.00076094 | 0.013912 | 8604.5387 | 64.1122 | 1000 gal
E2 | 2104004000 | Prtbl | 0.00050319 | 0.012703 | 0.020398 | 0.00028229 | 0.00028229 | 1.7288e-05 | 0.00031606 | 193.3649 | 1.4115 | 1000 gal | 0.00047577 | 0.012011 | 0.019286 | 0.00026691 | 0.00026691 | 1.6346e-05 | 0.00029884 | 182.8296 | 1.3346 | 1000 gal
E2 | 2104004000 | DVOil | 0.0016098 | 0.025223 | 0.065257 | 0.0010309 | 0.0010309 | 5.5308e-05 | 0.0010112 | 564.4542 | 4.5156 | 1000 gal | 0.0013435 | 0.021051 | 0.054462 | 0.00086038 | 0.00086038 | 4.616e-05 | 0.00084389 | 471.085 | 3.7687 | 1000 gal
E2 | 2104006010 | NtGas-Res | 0.0006264 | 0.010706 | 6.8335e-05 | 5.6413e-06 | 5.6413e-06 | 0.0022778 | 0.0045557 | 281.1888 | 277.0333 | mcf | 0.0006264 | 0.010706 | 6.8335e-05 | 5.6413e-06 | 5.6413e-06 | 0.0022778 | 0.0045557 | 281.1888 | 277.0333 | mcf
E2 | 2103006000 | NtGas-Com | 0.0097087 | 0.17652 | 0.0010591 | 0.013416 | 0.013416 | 0.035304 | 0.070609 | 3583.3898 | 3530.4333 | mcf | 0.0097087 | 0.17652 | 0.0010591 | 0.013416 | 0.013416 | 0.035304 | 0.070609 | 3583.3898 | 3530.4333 | mcf
E2 | 2104002000 | CoalHt | 0.11268 | 0.053185 | 0.10479 | 0.090032 | 0.090032 | 0.014265 | 1.4713 | 342.5503 | 22.5362 | tons | 0.099003 | 0.046729 | 0.092073 | 0.079103 | 0.079103 | 0.012533 | 1.2927 | 300.9686 | 19.8006 | tons
E2 | 2103002000 | Coal-Com | 0.00028532 | 0.00013467 | 0.00026535 | 0.00022797 | 0.00022797 | 3.612e-05 | 0.0037256 | 13.1168 | 0.86738 | tons | 0.00026963 | 0.00012727 | 0.00025076 | 0.00021544 | 0.00021544 | 3.4134e-05 | 0.0035207 | 12.3919 | 0.81968 | tons
E2 | 2103008000 | Wood-Com | 0.00087184 | 3.4664e-05 | 7.5569e-06 | 0.00024518 | 0.00024518 | 8.9777e-06 | 0.0017439 | 7.9159 | 0.65368 | tons | 0.00071474 | 2.9083e-05 | 6.1728e-06 | 0.00021103 | 0.00021103 | 8.1342e-06 | 0.0015343 | 6.466 | 0.53394 | tons
E2 | 2102012000 | WasteOil | 0.00037227 | 0.019434 | 0.013761 | 0.0019373 | 0.0019373 | 1.3544e-05 | 0.0046265 | 103.1181 | 0.74454 | 1000 gal | 0.00037227 | 0.019434 | 0.013761 | 0.0019373 | 0.0019373 | 1.3544e-05 | 0.0046265 | 103.1181 | 0.74454 | 1000 gal
E2 | Total |  | 8.4484 | 2.4593 | 3.763 | 2.4693 | 2.4693 | 0.14031 | 26.2261 | 49151.0768 |  |  | 7.6195 | 2.3011 | 3.4902 | 2.2006 | 2.2006 | 0.12929 | 23.1827 | 45902.6469 |  |  | PM Non-Attainment Area Emission Factors (lb/mmBTU), Baseline MC
[23 empty] | VOC | NOX | SO2 | PM10-PRI | PM25-PRI | NH3 | CO
Wtd Avg | 2104008100 | FP | 4.8236 | 0.054766 | 0.0084255 | 0.7288 | 0.7288 | 0.037915 | 5.3207 | 676.4837 | 60.1824 | tons | 4.4502 | 0.050526 | 0.0077733 | 0.67239 | 0.67239 | 0.03498 | 4.9088 | 624.1163 | 55.5239 | tons | 14.2608 | 0.16191 | 0.02491 | 2.1547 | 2.1547 | 0.11209 | 15.7305
Wtd Avg | 2104008210 | Ins-Conv | 0.10443 | 0.005517 | 0.00078814 | 0.060293 | 0.060293 | 0.0033496 | 0.45476 | 63.2686 | 5.6296 | tons | 0.090891 | 0.0048018 | 0.00068597 | 0.052477 | 0.052477 | 0.0029154 | 0.3958 | 55.0666 | 4.8998 | tons | 3.3011 | 0.1744 | 0.024914 | 1.9059 | 1.9059 | 0.10589 | 14.3755
Wtd Avg | 2104008220 | Ins-NonCat | 0.049781 | 0.0082968 | 0.0016594 | 0.049781 | 0.049781 | 0.0037336 | 0.58409 | 133.2068 | 11.8527 | tons | 0.043327 | 0.0072212 | 0.0014442 | 0.043327 | 0.043327 | 0.0032496 | 0.50838 | 115.938 | 10.3161 | tons | 0.74742 | 0.12457 | 0.024914 | 0.74742 | 0.74742 | 0.056057 | 8.7698
Wtd Avg | 2104008230 | Ins-Cat | 0.037465 | 0.0049953 | 0.00099905 | 0.032469 | 0.032469 | 0.0022479 | 0.26725 | 80.2002 | 7.1362 | tons | 0.032608 | 0.0043477 | 0.00086954 | 0.02826 | 0.02826 | 0.0019565 | 0.2326 | 69.8032 | 6.2111 | tons | 0.93428 | 0.12457 | 0.024914 | 0.80971 | 0.80971 | 0.056057 | 6.6645
Wtd Avg | 2104008310 | WS-Conv | 2.1193 | 0.058066 | 0.015995 | 0.48552 | 0.48552 | 0.015876 | 4.8452 | 1283.9871 | 114.2483 | tons | 1.8446 | 0.050539 | 0.013921 | 0.42258 | 0.42258 | 0.013818 | 4.2171 | 1117.533 | 99.4379 | tons | 3.3011 | 0.090447 | 0.024914 | 0.75627 | 0.75627 | 0.024729 | 7.5472
Wtd Avg | 2104008320 | WS-NonCat | 1.0103 | 0.13545 | 0.033675 | 0.6672 | 0.6672 | 0.021025 | 10.4091 | 2703.3273 | 240.5403 | tons | 0.8793 | 0.11789 | 0.02931 | 0.58071 | 0.58071 | 0.0183 | 9.0598 | 2352.8721 | 209.3582 | tons | 0.74742 | 0.10021 | 0.024914 | 0.49362 | 0.49362 | 0.015555 | 7.701
Wtd Avg | 2104008330 | WS-Cat | 0.76031 | 0.081548 | 0.020275 | 0.44573 | 0.44573 | 0.012659 | 6.2671 | 1627.601 | 144.8229 | tons | 0.66175 | 0.070977 | 0.017647 | 0.38795 | 0.38795 | 0.011018 | 5.4546 | 1416.6013 | 126.049 | tons | 0.93428 | 0.10021 | 0.024914 | 0.54771 | 0.54771 | 0.015555 | 7.701
Wtd Avg | 2104008410 | PS-Exempt | 0.01274 | 0.022248 | 0.001778 | 0.016447 | 0.016447 | 0.00039939 | 0.055186 | 170.4498 | 15.1665 | tons | 0.011088 | 0.019364 | 0.0015475 | 0.014315 | 0.014315 | 0.00034762 | 0.048032 | 148.353 | 13.2004 | tons | 0.14948 | 0.26105 | 0.020863 | 0.19298 | 0.19298 | 0.0046863 | 0.64753
Wtd Avg | 2104008420 | PS-EPACert | 0.042972 | 0.075042 | 0.0059974 | 0.055476 | 0.055476 | 0.0013472 | 0.18614 | 574.9326 | 51.1571 | tons | 0.037401 | 0.065314 | 0.0052199 | 0.048284 | 0.048284 | 0.0011725 | 0.16201 | 500.3993 | 44.5255 | tons | 0.14948 | 0.26105 | 0.020863 | 0.19298 | 0.19298 | 0.0046863 | 0.64753
Wtd Avg | 2104008610 | OWBWtd | 1.2068 | 0.04287 | 0.010633 | 0.26237 | 0.26237 | 0.0064797 | 1.6101 | 853.2781 | 75.9506 | tons | 1.1034 | 0.039197 | 0.0097219 | 0.23989 | 0.23989 | 0.0059245 | 1.4722 | 780.1678 | 69.4431 | tons | 2.8287 | 0.10048 | 0.024923 | 0.61498 | 0.61498 | 0.015188 | 3.774
Wtd Avg | 2104004000 | COil-Res | 0.08897 | 1.394 | 3.6066 | 0.056976 | 0.056976 | 0.0030567 | 0.055884 | 33494.454 | 249.5663 | 1000 gal | 0.082167 | 1.2874 | 3.3308 | 0.052619 | 0.052619 | 0.002823 | 0.051611 | 30933.377 | 230.4838 | 1000 gal | 0.0053125 | 0.083238 | 0.21535 | 0.0034021 | 0.0034021 | 0.00018252 | 0.0033369
Wtd Avg | 2103004001 | COil-Com | 0.027504 | 0.69436 | 0.49081 | 0.017614 | 0.017614 | 0.00094497 | 0.017276 | 10685.4481 | 79.617 | 1000 gal | 0.027043 | 0.68271 | 0.48257 | 0.017318 | 0.017318 | 0.00092911 | 0.016986 | 10506.1854 | 78.2813 | 1000 gal | 0.005148 | 0.12996 | 0.091864 | 0.0032967 | 0.0032967 | 0.00017687 | 0.0032335
Wtd Avg | 2104004000 | Prtbl | 0.00059338 | 0.01498 | 0.024053 | 0.00033289 | 0.00033289 | 2.0387e-05 | 0.00037271 | 228.0212 | 1.6644 | 1000 gal | 0.00056027 | 0.014144 | 0.022712 | 0.00031432 | 0.00031432 | 1.9249e-05 | 0.00035192 | 215.3005 | 1.5716 | 1000 gal | 0.0052046 | 0.13139 | 0.21098 | 0.0029198 | 0.0029198 | 0.00017881 | 0.0032691
Wtd Avg | 2104004000 | DVOil | 0.0022927 | 0.035923 | 0.092939 | 0.0014682 | 0.0014682 | 7.877e-05 | 0.0014401 | 803.896 | 6.4312 | 1000 gal | 0.0019002 | 0.029772 | 0.077027 | 0.0012169 | 0.0012169 | 6.5284e-05 | 0.0011935 | 666.2604 | 5.3301 | 1000 gal | 0.005704 | 0.089371 | 0.23122 | 0.0036528 | 0.0036528 | 0.00019597 | 0.0035828
Wtd Avg | 2104006010 | NtGas-Res | 0.00064991 | 0.011107 | 7.0899e-05 | 5.8529e-06 | 5.8529e-06 | 0.0023633 | 0.0047266 | 291.7388 | 287.4274 | mcf | 0.00064991 | 0.011107 | 7.0899e-05 | 5.8529e-06 | 5.8529e-06 | 0.0023633 | 0.0047266 | 291.7388 | 287.4274 | mcf | 0.0044554 | 0.076147 | 0.00048604 | 4.0124e-05 | 4.0124e-05 | 0.016201 | 0.032403
Wtd Avg | 2103006000 | NtGas-Com | 0.0072944 | 0.13263 | 0.00079575 | 0.01008 | 0.01008 | 0.026525 | 0.05305 | 2692.2925 | 2652.5049 | mcf | 0.0072944 | 0.13263 | 0.00079575 | 0.01008 | 0.01008 | 0.026525 | 0.05305 | 2692.2925 | 2652.5049 | mcf | 0.0054187 | 0.098522 | 0.00059113 | 0.0074877 | 0.0074877 | 0.019704 | 0.039409
Wtd Avg | 2104002000 | CoalHt | 0.1339 | 0.063202 | 0.12453 | 0.10699 | 0.10699 | 0.016951 | 1.7484 | 407.0613 | 26.7804 | tons | 0.11739 | 0.055408 | 0.10917 | 0.093794 | 0.093794 | 0.014861 | 1.5328 | 356.8646 | 23.4779 | tons | 0.65789 | 0.31053 | 0.61184 | 0.52566 | 0.52566 | 0.083286 | 8.5905
Wtd Avg | 2103002000 | Coal-Com | 0.00034838 | 0.00016444 | 0.00032399 | 0.00027836 | 0.00027836 | 4.4103e-05 | 0.004549 | 16.0157 | 1.0591 | tons | 0.00032922 | 0.00015539 | 0.00030618 | 0.00026305 | 0.00026305 | 4.1678e-05 | 0.0042988 | 15.1305 | 1.0008 | tons
Wtd Avg | 2103008000 | Wood-Com | 0.0010645 | 4.2325e-05 | 9.2271e-06 | 0.00029937 | 0.00029937 | 1.0962e-05 | 0.0021293 | 9.6654 | 0.79814 | tons | 0.0008727 | 3.5511e-05 | 7.537e-06 | 0.00025767 | 0.00025767 | 9.9319e-06 | 0.0018734 | 7.895 | 0.65195 | tons
Wtd Avg | 2102012000 | WasteOil | 0.00045454 | 0.023729 | 0.016802 | 0.0023655 | 0.0023655 | 1.6537e-05 | 0.005649 | 125.9078 | 0.90908 | 1000 gal | 0.00045454 | 0.023729 | 0.016802 | 0.0023655 | 0.0023655 | 1.6537e-05 | 0.005649 | 125.9078 | 0.90908 | 1000 gal | 0.0072202 | 0.37693 | 0.2669 | 0.037575 | 0.037575 | 0.00026269 | 0.089732
Wtd Avg | Total |  | 10.4307 | 2.8589 | 4.4571 | 3.0005 | 3.0005 | 0.15504 | 31.8931 | 56921.236 |  |  | 9.3932 | 2.6673 | 4.1284 | 2.6684 | 2.6684 | 0.14134 | 28.1319 | 52991.8032 |  |  | 0.35452 | 0.10067 | 0.15581 | 0.10071 | 0.10071 | 0.0053342 | 1.0617
[19 empty] | Residential: | 39644.392 | mmBTU/episode day
[20 empty] | #REF! | BTU/HH/episode day |  | PM Non-Attainment Area Emission Factors (lb/mmBTU), Baseline MC
[8 empty] | Needed Aggregations for Measure Benefit Calcs | [14 empty] | VOC | NOX | SO2 | PM10-PRI | PM25-PRI | NH3 | CO
[12 empty] | Uncertified Residential Solid-Fuel Heaters (cordwood insert/stove, OWB, Coal Ht): | 7.6065 | 0.20047 | 0.14127 | 1.4811 | 1.4811 | 0.072498 | 12.5267 | 2933.7483 |  |  | 5.1855 | 0.13667 | 0.09631 | 1.0097 | 1.0097 | 0.049424 | 8.5397
[12 empty] | Phase II Wood Heaters (Cert cordwood insert or stove): | 1.617 | 0.20043 | 0.04927 | 1.0402 | 1.0402 | 0.034524 | 15.2554 | 3955.2147 |  |  | 0.81765 | 0.10135 | 0.024914 | 0.52601 | 0.52601 | 0.017457 | 7.7141
[12 empty] | Residential Oil Devices (central, DV, portable): | 0.084628 | 1.3313 | 3.4305 | 0.05415 | 0.05415 | 0.0029075 | 0.053156 | 31814.9379 | 237.3854 | 1000 gal | 0.00532 | 0.083692 | 0.21566 | 0.0034041 | 0.0034041 | 0.00018278 | 0.0033416
[12 empty] | Other Residential Fuels: | 0.11804 | 0.066515 | 0.10924 | 0.0938 | 0.0938 | 0.017224 | 1.5375 | 648.6034 |  |  | 0.36398 | 0.2051 | 0.33686 | 0.28924 | 0.28924 | 0.053112 | 4.7411
[12 empty] | Commercial Oil: | 0.027043 | 0.68271 | 0.48257 | 0.017318 | 0.017318 | 0.00092911 | 0.016986 | 10506.1854 | 78.2813 | 1000 gal | 0.005148 | 0.12996 | 0.091864 | 0.0032967 | 0.0032967 | 0.00017687 | 0.0032335
[12 empty] | All Wood Devices: | 9.1554 | 0.43021 | 0.088148 | 2.4904 | 2.4904 | 0.093691 | 26.4612 | 7188.7457 | 639.6169 | tons/day | 2.5472 | 0.11969 | 0.024524 | 0.69287 | 0.69287 | 0.026066 | 7.3618
[12 empty] | All Other Devices/Fuels: | 0.0080782 | 0.15651 | 0.017904 | 0.012708 | 0.012708 | 0.026583 | 0.062998 | 2833.3308 |  |  | 0.0057022 | 0.11048 | 0.012638 | 0.0089704 | 0.0089704 | 0.018765 | 0.044469
[12 empty] | CheckSum: | 9.3932 | 2.6673 | 4.1284 | 2.6684 | 2.6684 | 0.14134 | 28.1319 | 52991.8032 |  |  | 0.35452 | 0.10067 | 0.15581 | 0.10071 | 0.10071 | 0.0053342 | 1.0617
[21 empty] | 380.1009 | cords/episode day
[19 empty] | HDD-Based Episode Day/Avg Annual Day Use: | 1.9303 | 71873.8298 | cords/year

## DevSumOut-2024BSR
Summary of Space Heating Emissions and Energy Use by Device Averaged Across Each Modeling Episode
BSR, 2024
|  |  | Grid 3 Domain | [9 empty] | PM Non-Attainment Area
|  | Source | Space Heating Emissions (tons/day) | [6 empty] | Avg Daily |  | Fuel Use | Space Heating Emissions (tons/day) | [6 empty] | Avg Daily |  | Fuel Use
Episode | SCC | Category | VOC | NOX | SO2 | PM10-PRI | PM25-PRI | NH3 | CO | mmBTU | Fuel Use | Units | VOC | NOX | SO2 | PM10-PRI | PM25-PRI | NH3 | CO | mmBTU | Fuel Use | Units
E1 | 2104008100 | FP | 5.8979 | 0.066963 | 0.010302 | 0.89112 | 0.89112 | 0.046359 | 6.5057 | 828.7982 | 73.5865 | tons | 5.4345 | 0.061702 | 0.0094926 | 0.82111 | 0.82111 | 0.042717 | 5.9946 | 763.677 | 67.8046 | tons
E1 | 2104008210 | Ins-Conv | 0.12165 | 0.0064269 | 0.00091813 | 0.070237 | 0.070237 | 0.0039021 | 0.52976 | 73.8639 | 6.5581 | tons | 0.10572 | 0.0055852 | 0.00079789 | 0.061038 | 0.061038 | 0.003391 | 0.46038 | 64.19 | 5.6992 | tons
E1 | 2104008220 | Ins-NonCat | 0.057992 | 0.0096653 | 0.0019331 | 0.057992 | 0.057992 | 0.0043494 | 0.68043 | 155.5142 | 13.8076 | tons | 0.050396 | 0.0083994 | 0.0016799 | 0.050396 | 0.050396 | 0.0037797 | 0.59132 | 135.1467 | 11.9993 | tons
E1 | 2104008230 | Ins-Cat | 0.043644 | 0.0058192 | 0.0011638 | 0.037825 | 0.037825 | 0.0026186 | 0.31133 | 93.6309 | 8.3132 | tons | 0.037928 | 0.0050571 | 0.0010114 | 0.032871 | 0.032871 | 0.0022757 | 0.27055 | 81.3682 | 7.2244 | tons
E1 | 2104008310 | WS-Conv | 2.4688 | 0.067644 | 0.018633 | 0.5656 | 0.5656 | 0.018494 | 5.6444 | 1499.0099 | 133.0925 | tons | 2.1455 | 0.058784 | 0.016192 | 0.49152 | 0.49152 | 0.016072 | 4.9051 | 1302.6861 | 115.6615 | tons
E1 | 2104008320 | WS-NonCat | 1.1769 | 0.15779 | 0.03923 | 0.77725 | 0.77725 | 0.024493 | 12.126 | 3156.0399 | 280.2151 | tons | 1.0228 | 0.13712 | 0.034092 | 0.67546 | 0.67546 | 0.021285 | 10.5379 | 2742.6966 | 243.5157 | tons
E1 | 2104008330 | WS-Cat | 0.88572 | 0.094999 | 0.023619 | 0.51925 | 0.51925 | 0.014747 | 7.3008 | 1900.1671 | 168.71 | tons | 0.76972 | 0.082557 | 0.020526 | 0.45124 | 0.45124 | 0.012815 | 6.3446 | 1651.3042 | 146.6143 | tons
E1 | 2104008410 | PS-Exempt | 0.014841 | 0.025917 | 0.0020713 | 0.01916 | 0.01916 | 0.00046527 | 0.064288 | 198.9942 | 17.6681 | tons | 0.012897 | 0.022523 | 0.0018 | 0.01665 | 0.01665 | 0.00040433 | 0.055868 | 172.9322 | 15.3541 | tons
E1 | 2104008420 | PS-EPACert | 0.050059 | 0.087419 | 0.0069866 | 0.064626 | 0.064626 | 0.0015694 | 0.21685 | 671.2137 | 59.595 | tons | 0.043503 | 0.07597 | 0.0060715 | 0.056162 | 0.056162 | 0.0013638 | 0.18845 | 583.3055 | 51.7899 | tons
E1 | 2104008610 | OWBWtd | 1.269 | 0.045079 | 0.011181 | 0.27589 | 0.27589 | 0.0068135 | 1.6931 | 899.4853 | 79.8626 | tons | 1.1602 | 0.041212 | 0.010222 | 0.25222 | 0.25222 | 0.0062291 | 1.5478 | 822.3378 | 73.0129 | tons
E1 | 2104004000 | COil-Res | 0.1006 | 1.5763 | 4.0782 | 0.064426 | 0.064426 | 0.0034564 | 0.063191 | 37874.2389 | 282.1999 | 1000 gal | 0.092853 | 1.4548 | 3.7639 | 0.059462 | 0.059462 | 0.0031901 | 0.058322 | 34955.9954 | 260.4562 | 1000 gal
E1 | 2103004001 | COil-Com | 0.03213 | 0.81113 | 0.57334 | 0.020576 | 0.020576 | 0.0011039 | 0.020181 | 12482.3711 | 93.0058 | 1000 gal | 0.031595 | 0.79762 | 0.56379 | 0.020233 | 0.020233 | 0.0010855 | 0.019845 | 12274.4839 | 91.4568 | 1000 gal
E1 | 2104004000 | Prtbl | 0.00067431 | 0.017023 | 0.027334 | 0.00037829 | 0.00037829 | 2.3167e-05 | 0.00042354 | 259.1222 | 1.8915 | 1000 gal | 0.00063614 | 0.01606 | 0.025787 | 0.00035688 | 0.00035688 | 2.1856e-05 | 0.00039957 | 244.4543 | 1.7844 | 1000 gal
E1 | 2104004000 | DVOil | 0.0028815 | 0.045147 | 0.1168 | 0.0018453 | 0.0018453 | 9.8998e-05 | 0.0018099 | 1010.3285 | 8.0826 | 1000 gal | 0.0023807 | 0.037301 | 0.096505 | 0.0015246 | 0.0015246 | 8.1793e-05 | 0.0014953 | 834.7407 | 6.6779 | 1000 gal
E1 | 2104006010 | NtGas-Res | 0.0006697 | 0.011446 | 7.3058e-05 | 6.0312e-06 | 6.0312e-06 | 0.0024353 | 0.0048705 | 300.623 | 296.1803 | mcf | 0.0006697 | 0.011446 | 7.3058e-05 | 6.0312e-06 | 6.0312e-06 | 0.0024353 | 0.0048705 | 300.623 | 296.1803 | mcf
E1 | 2103006000 | NtGas-Com | 0.0052613 | 0.09566 | 0.00057396 | 0.0072701 | 0.0072701 | 0.019132 | 0.038264 | 1941.8947 | 1913.1967 | mcf | 0.0052613 | 0.09566 | 0.00057396 | 0.0072701 | 0.0072701 | 0.019132 | 0.038264 | 1941.8947 | 1913.1967 | mcf
E1 | 2104002000 | CoalHt | 0.1529 | 0.07217 | 0.1422 | 0.12217 | 0.12217 | 0.019357 | 1.9965 | 464.8253 | 30.5806 | tons | 0.13387 | 0.063185 | 0.1245 | 0.10696 | 0.10696 | 0.016947 | 1.748 | 406.9521 | 26.7732 | tons
E1 | 2103002000 | Coal-Com | 0.00040148 | 0.0001895 | 0.00037338 | 0.00032078 | 0.00032078 | 5.0826e-05 | 0.0052423 | 18.4569 | 1.2205 | tons | 0.0003794 | 0.00017908 | 0.00035285 | 0.00030314 | 0.00030314 | 4.8031e-05 | 0.0049541 | 17.4368 | 1.1534 | tons
E1 | 2103008000 | Wood-Com | 0.0012268 | 4.8776e-05 | 1.0633e-05 | 0.000345 | 0.000345 | 1.2633e-05 | 0.0024539 | 11.1386 | 0.9198 | tons | 0.0010057 | 4.0924e-05 | 8.6858e-06 | 0.00029694 | 0.00029694 | 1.1446e-05 | 0.0021589 | 9.0984 | 0.75132 | tons
E1 | 2102012000 | WasteOil | 0.00052382 | 0.027346 | 0.019363 | 0.0027261 | 0.0027261 | 1.9058e-05 | 0.00651 | 145.099 | 1.0476 | 1000 gal | 0.00052382 | 0.027346 | 0.019363 | 0.0027261 | 0.0027261 | 1.9058e-05 | 0.00651 | 145.099 | 1.0476 | 1000 gal
E1 | Total |  | 12.2838 | 3.2242 | 5.0743 | 3.499 | 3.499 | 0.1695 | 37.2121 | 63984.8155 |  |  | 11.0522 | 3.0026 | 4.6968 | 3.1078 | 3.1078 | 0.1533 | 32.7813 | 59450.4226
E2 | 2104008100 | FP | 3.7102 | 0.042125 | 0.0064808 | 0.56059 | 0.56059 | 0.029163 | 4.0926 | 518.388 | 46.2915 | tons | 3.4312 | 0.038957 | 0.0059934 | 0.51843 | 0.51843 | 0.02697 | 3.7848 | 479.4065 | 42.8105 | tons
E2 | 2104008210 | Ins-Conv | 0.087487 | 0.004622 | 0.00066028 | 0.050512 | 0.050512 | 0.0028062 | 0.38098 | 52.8153 | 4.7163 | tons | 0.07634 | 0.004033 | 0.00057615 | 0.044075 | 0.044075 | 0.0024486 | 0.33244 | 46.0855 | 4.1154 | tons
E2 | 2104008220 | Ins-NonCat | 0.041705 | 0.0069509 | 0.0013902 | 0.041705 | 0.041705 | 0.0031279 | 0.48934 | 111.1981 | 9.9299 | tons | 0.036391 | 0.0060652 | 0.001213 | 0.036391 | 0.036391 | 0.0027293 | 0.42699 | 97.0291 | 8.6646 | tons
E2 | 2104008230 | Ins-Cat | 0.031387 | 0.0041849 | 0.00083698 | 0.027202 | 0.027202 | 0.0018832 | 0.22389 | 66.9494 | 5.9785 | tons | 0.027388 | 0.0036517 | 0.00073033 | 0.023736 | 0.023736 | 0.0016433 | 0.19536 | 58.4186 | 5.2167 | tons
E2 | 2104008310 | WS-Conv | 1.7755 | 0.048647 | 0.0134 | 0.40676 | 0.40676 | 0.0133 | 4.0592 | 1071.8444 | 95.7145 | tons | 1.5493 | 0.042448 | 0.011692 | 0.35493 | 0.35493 | 0.011606 | 3.542 | 935.2691 | 83.5185 | tons
E2 | 2104008320 | WS-NonCat | 0.84637 | 0.11347 | 0.028212 | 0.55897 | 0.55897 | 0.017615 | 8.7205 | 2256.6786 | 201.5189 | tons | 0.73853 | 0.099014 | 0.024618 | 0.48774 | 0.48774 | 0.01537 | 7.6093 | 1969.1308 | 175.8412 | tons
E2 | 2104008330 | WS-Cat | 0.63697 | 0.068319 | 0.016986 | 0.37342 | 0.37342 | 0.010605 | 5.2504 | 1358.6858 | 121.3292 | tons | 0.55581 | 0.059614 | 0.014822 | 0.32584 | 0.32584 | 0.0092539 | 4.5814 | 1185.5609 | 105.8693 | tons
E2 | 2104008410 | PS-Exempt | 0.010673 | 0.018639 | 0.0014896 | 0.013779 | 0.013779 | 0.0003346 | 0.046233 | 142.2878 | 12.7061 | tons | 0.0093131 | 0.016264 | 0.0012998 | 0.012023 | 0.012023 | 0.00029196 | 0.040342 | 124.1574 | 11.0871 | tons
E2 | 2104008420 | PS-EPACert | 0.036001 | 0.062868 | 0.0050244 | 0.046476 | 0.046476 | 0.0011286 | 0.15595 | 479.9412 | 42.8582 | tons | 0.031413 | 0.054858 | 0.0043842 | 0.040554 | 0.040554 | 0.00098481 | 0.13608 | 418.7867 | 37.3972 | tons
E2 | 2104008610 | OWBWtd | 1.1736 | 0.041691 | 0.01034 | 0.25515 | 0.25515 | 0.0063014 | 1.5658 | 827.1214 | 73.861 | tons | 1.0732 | 0.038124 | 0.0094557 | 0.23332 | 0.23332 | 0.0057623 | 1.4318 | 756.3489 | 67.5411 | tons
E2 | 2104004000 | COil-Res | 0.07618 | 1.1936 | 3.0881 | 0.048785 | 0.048785 | 0.0026173 | 0.04785 | 28679.4556 | 213.6898 | 1000 gal | 0.070445 | 1.1038 | 2.8556 | 0.045112 | 0.045112 | 0.0024203 | 0.044248 | 26520.383 | 197.6027 | 1000 gal
E2 | 2103004001 | COil-Com | 0.022834 | 0.57645 | 0.40746 | 0.014622 | 0.014622 | 0.0007845 | 0.014342 | 8870.8986 | 66.0968 | 1000 gal | 0.022453 | 0.56685 | 0.40067 | 0.014379 | 0.014379 | 0.00077143 | 0.014103 | 8723.1585 | 64.996 | 1000 gal
E2 | 2104004000 | Prtbl | 0.00050692 | 0.012797 | 0.020549 | 0.00028439 | 0.00028439 | 1.7416e-05 | 0.0003184 | 194.7971 | 1.4219 | 1000 gal | 0.0004793 | 0.0121 | 0.019429 | 0.00026889 | 0.00026889 | 1.6467e-05 | 0.00030106 | 184.1853 | 1.3445 | 1000 gal
E2 | 2104004000 | DVOil | 0.0016175 | 0.025344 | 0.06557 | 0.0010359 | 0.0010359 | 5.5574e-05 | 0.001016 | 567.1628 | 4.5373 | 1000 gal | 0.0013502 | 0.021156 | 0.054734 | 0.00086467 | 0.00086467 | 4.639e-05 | 0.0008481 | 473.432 | 3.7875 | 1000 gal
E2 | 2104006010 | NtGas-Res | 0.0006264 | 0.010706 | 6.8335e-05 | 5.6413e-06 | 5.6413e-06 | 0.0022778 | 0.0045557 | 281.1888 | 277.0333 | mcf | 0.0006264 | 0.010706 | 6.8335e-05 | 5.6413e-06 | 5.6413e-06 | 0.0022778 | 0.0045557 | 281.1888 | 277.0333 | mcf
E2 | 2103006000 | NtGas-Com | 0.0097087 | 0.17652 | 0.0010591 | 0.013416 | 0.013416 | 0.035304 | 0.070609 | 3583.3898 | 3530.4333 | mcf | 0.0097087 | 0.17652 | 0.0010591 | 0.013416 | 0.013416 | 0.035304 | 0.070609 | 3583.3898 | 3530.4333 | mcf
E2 | 2104002000 | CoalHt | 0.11351 | 0.053579 | 0.10557 | 0.090698 | 0.090698 | 0.01437 | 1.4822 | 345.0839 | 22.7029 | tons | 0.099737 | 0.047076 | 0.092755 | 0.07969 | 0.07969 | 0.012626 | 1.3023 | 303.1999 | 19.9474 | tons
E2 | 2103002000 | Coal-Com | 0.00028532 | 0.00013467 | 0.00026535 | 0.00022797 | 0.00022797 | 3.612e-05 | 0.0037256 | 13.1168 | 0.86738 | tons | 0.00026963 | 0.00012727 | 0.00025076 | 0.00021544 | 0.00021544 | 3.4134e-05 | 0.0035207 | 12.3919 | 0.81968 | tons
E2 | 2103008000 | Wood-Com | 0.00087184 | 3.4664e-05 | 7.5569e-06 | 0.00024518 | 0.00024518 | 8.9777e-06 | 0.0017439 | 7.9159 | 0.65368 | tons | 0.00071474 | 2.9083e-05 | 6.1728e-06 | 0.00021103 | 0.00021103 | 8.1342e-06 | 0.0015343 | 6.466 | 0.53394 | tons
E2 | 2102012000 | WasteOil | 0.00037227 | 0.019434 | 0.013761 | 0.0019373 | 0.0019373 | 1.3544e-05 | 0.0046265 | 103.1181 | 0.74454 | 1000 gal | 0.00037227 | 0.019434 | 0.013761 | 0.0019373 | 0.0019373 | 1.3544e-05 | 0.0046265 | 103.1181 | 0.74454 | 1000 gal
E2 | Total |  | 8.5765 | 2.4801 | 3.7872 | 2.5058 | 2.5058 | 0.14175 | 26.6159 | 49532.0375 |  |  | 7.735 | 2.3208 | 3.5131 | 2.2331 | 2.2331 | 0.13058 | 23.5273 | 46261.1069 |  |  | PM Non-Attainment Area Emission Factors (lb/mmBTU), Baseline MC
[23 empty] | VOC | NOX | SO2 | PM10-PRI | PM25-PRI | NH3 | CO
Wtd Avg | 2104008100 | FP | 4.8978 | 0.055609 | 0.0085552 | 0.74002 | 0.74002 | 0.038498 | 5.4026 | 686.8964 | 61.1088 | tons | 4.5187 | 0.051304 | 0.007893 | 0.68274 | 0.68274 | 0.035518 | 4.9844 | 633.7248 | 56.3787 | tons | 14.2608 | 0.16191 | 0.02491 | 2.1547 | 2.1547 | 0.11209 | 15.7305
Wtd Avg | 2104008210 | Ins-Conv | 0.10603 | 0.0056018 | 0.00080026 | 0.06122 | 0.06122 | 0.0034011 | 0.46175 | 64.2417 | 5.7162 | tons | 0.092289 | 0.0048756 | 0.00069652 | 0.053284 | 0.053284 | 0.0029602 | 0.40189 | 55.9137 | 4.9752 | tons | 3.3011 | 0.1744 | 0.024914 | 1.9059 | 1.9059 | 0.10589 | 14.3755
Wtd Avg | 2104008220 | Ins-NonCat | 0.050546 | 0.0084244 | 0.0016849 | 0.050546 | 0.050546 | 0.003791 | 0.59308 | 135.2554 | 12.0349 | tons | 0.043994 | 0.0073323 | 0.0014665 | 0.043994 | 0.043994 | 0.0032995 | 0.5162 | 117.7215 | 10.4748 | tons | 0.74742 | 0.12457 | 0.024914 | 0.74742 | 0.74742 | 0.056057 | 8.7698
Wtd Avg | 2104008230 | Ins-Cat | 0.038041 | 0.0050721 | 0.0010144 | 0.032969 | 0.032969 | 0.0022824 | 0.27136 | 81.4337 | 7.2459 | tons | 0.033109 | 0.0044146 | 0.00088292 | 0.028695 | 0.028695 | 0.0019866 | 0.23618 | 70.877 | 6.3066 | tons | 0.93428 | 0.12457 | 0.024914 | 0.80971 | 0.80971 | 0.056057 | 6.6645
Wtd Avg | 2104008310 | WS-Conv | 2.1519 | 0.058959 | 0.016241 | 0.49299 | 0.49299 | 0.01612 | 4.9197 | 1303.7342 | 116.0054 | tons | 1.8729 | 0.051316 | 0.014135 | 0.42908 | 0.42908 | 0.01403 | 4.282 | 1134.724 | 100.9676 | tons | 3.3011 | 0.090447 | 0.024914 | 0.75627 | 0.75627 | 0.024729 | 7.5472
Wtd Avg | 2104008320 | WS-NonCat | 1.0258 | 0.13753 | 0.034193 | 0.67747 | 0.67747 | 0.021349 | 10.5692 | 2744.9033 | 244.2397 | tons | 0.89282 | 0.1197 | 0.029761 | 0.58964 | 0.58964 | 0.018581 | 9.1991 | 2389.0665 | 212.5788 | tons | 0.74742 | 0.10021 | 0.024914 | 0.49362 | 0.49362 | 0.015555 | 7.701
Wtd Avg | 2104008330 | WS-Cat | 0.77201 | 0.082802 | 0.020587 | 0.45258 | 0.45258 | 0.012853 | 6.3634 | 1652.6328 | 147.0502 | tons | 0.67193 | 0.072069 | 0.017918 | 0.39391 | 0.39391 | 0.011187 | 5.5385 | 1438.393 | 127.988 | tons | 0.93428 | 0.10021 | 0.024914 | 0.54771 | 0.54771 | 0.015555 | 7.701
Wtd Avg | 2104008410 | PS-Exempt | 0.012936 | 0.02259 | 0.0018054 | 0.0167 | 0.0167 | 0.00040553 | 0.056034 | 173.0713 | 15.3998 | tons | 0.011259 | 0.019661 | 0.0015713 | 0.014535 | 0.014535 | 0.00035296 | 0.048771 | 150.6351 | 13.4035 | tons | 0.14948 | 0.26105 | 0.020863 | 0.19298 | 0.19298 | 0.0046863 | 0.64753
Wtd Avg | 2104008420 | PS-EPACert | 0.043633 | 0.076196 | 0.0060896 | 0.056329 | 0.056329 | 0.0013679 | 0.18901 | 583.7749 | 51.9439 | tons | 0.037976 | 0.066319 | 0.0053002 | 0.049027 | 0.049027 | 0.0011906 | 0.1645 | 508.0969 | 45.2104 | tons | 0.14948 | 0.26105 | 0.020863 | 0.19298 | 0.19298 | 0.0046863 | 0.64753
Wtd Avg | 2104008610 | OWBWtd | 1.2254 | 0.04353 | 0.010797 | 0.26641 | 0.26641 | 0.0065794 | 1.6349 | 866.4046 | 77.119 | tons | 1.1204 | 0.0398 | 0.0098715 | 0.24358 | 0.24358 | 0.0060157 | 1.4948 | 792.1715 | 70.5115 | tons | 2.8287 | 0.10048 | 0.024923 | 0.61498 | 0.61498 | 0.015188 | 3.774
Wtd Avg | 2104004000 | COil-Res | 0.089439 | 1.4013 | 3.6256 | 0.057276 | 0.057276 | 0.0030728 | 0.056178 | 33670.9094 | 250.881 | 1000 gal | 0.082609 | 1.2943 | 3.3487 | 0.052902 | 0.052902 | 0.0028382 | 0.051888 | 31099.7154 | 231.7231 | 1000 gal | 0.0053125 | 0.083238 | 0.21535 | 0.0034021 | 0.0034021 | 0.00018252 | 0.0033369
Wtd Avg | 2103004001 | COil-Com | 0.02788 | 0.70385 | 0.49751 | 0.017854 | 0.017854 | 0.00095787 | 0.017512 | 10831.4122 | 80.7046 | 1000 gal | 0.027416 | 0.69212 | 0.48922 | 0.017557 | 0.017557 | 0.00094192 | 0.01722 | 10651.0208 | 79.3605 | 1000 gal | 0.005148 | 0.12996 | 0.091864 | 0.0032967 | 0.0032967 | 0.00017687 | 0.0032335
Wtd Avg | 2104004000 | Prtbl | 0.00059779 | 0.015091 | 0.024232 | 0.00033536 | 0.00033536 | 2.0538e-05 | 0.00037548 | 229.7164 | 1.6768 | 1000 gal | 0.00056444 | 0.01425 | 0.022881 | 0.00031666 | 0.00031666 | 1.9392e-05 | 0.00035453 | 216.9028 | 1.5833 | 1000 gal | 0.0052046 | 0.13139 | 0.21098 | 0.0029198 | 0.0029198 | 0.00017881 | 0.0032691
Wtd Avg | 2104004000 | DVOil | 0.0023037 | 0.036094 | 0.093383 | 0.0014752 | 0.0014752 | 7.9147e-05 | 0.001447 | 807.7385 | 6.4619 | 1000 gal | 0.0019096 | 0.02992 | 0.077409 | 0.0012229 | 0.0012229 | 6.5608e-05 | 0.0011995 | 669.571 | 5.3566 | 1000 gal | 0.005704 | 0.089371 | 0.23122 | 0.0036528 | 0.0036528 | 0.00019597 | 0.0035828
Wtd Avg | 2104006010 | NtGas-Res | 0.00064991 | 0.011107 | 7.0899e-05 | 5.8529e-06 | 5.8529e-06 | 0.0023633 | 0.0047266 | 291.7388 | 287.4274 | mcf | 0.00064991 | 0.011107 | 7.0899e-05 | 5.8529e-06 | 5.8529e-06 | 0.0023633 | 0.0047266 | 291.7388 | 287.4274 | mcf | 0.0044554 | 0.076147 | 0.00048604 | 4.0124e-05 | 4.0124e-05 | 0.016201 | 0.032403
Wtd Avg | 2103006000 | NtGas-Com | 0.0072944 | 0.13263 | 0.00079575 | 0.01008 | 0.01008 | 0.026525 | 0.05305 | 2692.2925 | 2652.5049 | mcf | 0.0072944 | 0.13263 | 0.00079575 | 0.01008 | 0.01008 | 0.026525 | 0.05305 | 2692.2925 | 2652.5049 | mcf | 0.0054187 | 0.098522 | 0.00059113 | 0.0074877 | 0.0074877 | 0.019704 | 0.039409
Wtd Avg | 2104002000 | CoalHt | 0.1349 | 0.063671 | 0.12545 | 0.10778 | 0.10778 | 0.017077 | 1.7614 | 410.0863 | 26.9794 | tons | 0.11826 | 0.055821 | 0.10999 | 0.094493 | 0.094493 | 0.014972 | 1.5442 | 359.5225 | 23.6528 | tons | 0.65789 | 0.31053 | 0.61184 | 0.52566 | 0.52566 | 0.083286 | 8.5905
Wtd Avg | 2103002000 | Coal-Com | 0.00034838 | 0.00016444 | 0.00032399 | 0.00027836 | 0.00027836 | 4.4103e-05 | 0.004549 | 16.0157 | 1.0591 | tons | 0.00032922 | 0.00015539 | 0.00030618 | 0.00026305 | 0.00026305 | 4.1678e-05 | 0.0042988 | 15.1305 | 1.0008 | tons
Wtd Avg | 2103008000 | Wood-Com | 0.0010645 | 4.2325e-05 | 9.2271e-06 | 0.00029937 | 0.00029937 | 1.0962e-05 | 0.0021293 | 9.6654 | 0.79814 | tons | 0.0008727 | 3.5511e-05 | 7.537e-06 | 0.00025767 | 0.00025767 | 9.9319e-06 | 0.0018734 | 7.895 | 0.65195 | tons
Wtd Avg | 2102012000 | WasteOil | 0.00045454 | 0.023729 | 0.016802 | 0.0023655 | 0.0023655 | 1.6537e-05 | 0.005649 | 125.9078 | 0.90908 | 1000 gal | 0.00045454 | 0.023729 | 0.016802 | 0.0023655 | 0.0023655 | 1.6537e-05 | 0.005649 | 125.9078 | 0.90908 | 1000 gal | 0.0072202 | 0.37693 | 0.2669 | 0.037575 | 0.037575 | 0.00026269 | 0.089732
Wtd Avg | Total |  | 10.589 | 2.884 | 4.4859 | 3.045 | 3.045 | 0.15682 | 32.3681 | 57377.8313 |  |  | 9.5358 | 2.6909 | 4.1557 | 2.708 | 2.708 | 0.14292 | 28.5509 | 53421.0211 |  |  | 0.35701 | 0.10074 | 0.15558 | 0.10138 | 0.10138 | 0.0053506 | 1.0689
[19 empty] | Residential: | 39928.7745 | mmBTU/episode day
[20 empty] | #REF! | BTU/HH/episode day |  | PM Non-Attainment Area Emission Factors (lb/mmBTU), Baseline MC
[8 empty] | Needed Aggregations for Measure Benefit Calcs | [14 empty] | VOC | NOX | SO2 | PM10-PRI | PM25-PRI | NH3 | CO
[12 empty] | Uncertified Residential Solid-Fuel Heaters (cordwood insert/stove, OWB, Coal Ht): | 7.7226 | 0.20312 | 0.14258 | 1.5032 | 1.5032 | 0.073496 | 12.7073 | 2976.0565 |  |  | 5.1898 | 0.1365 | 0.095819 | 1.0102 | 1.0102 | 0.049392 | 8.5397
[12 empty] | Phase II Wood Heaters (Cert cordwood insert or stove): | 1.6419 | 0.20352 | 0.050028 | 1.0562 | 1.0562 | 0.035055 | 15.4901 | 4016.058 |  |  | 0.81765 | 0.10135 | 0.024914 | 0.52601 | 0.52601 | 0.017457 | 7.7141
[12 empty] | Residential Oil Devices (central, DV, portable): | 0.085083 | 1.3385 | 3.449 | 0.054442 | 0.054442 | 0.0029232 | 0.053442 | 31986.1892 | 238.663 | 1000 gal | 0.00532 | 0.083693 | 0.21565 | 0.0034041 | 0.0034041 | 0.00018278 | 0.0033416
[12 empty] | Other Residential Fuels: | 0.11891 | 0.066928 | 0.11006 | 0.094499 | 0.094499 | 0.017335 | 1.549 | 651.2613 |  |  | 0.36518 | 0.20553 | 0.33798 | 0.2902 | 0.2902 | 0.053235 | 4.7568
[12 empty] | Commercial Oil: | 0.027416 | 0.69212 | 0.48922 | 0.017557 | 0.017557 | 0.00094192 | 0.01722 | 10651.0208 | 79.3605 | 1000 gal | 0.005148 | 0.12996 | 0.091864 | 0.0032967 | 0.0032967 | 0.00017687 | 0.0032335
[12 empty] | All Wood Devices: | 9.2963 | 0.43683 | 0.089504 | 2.5288 | 2.5288 | 0.095133 | 26.8683 | 7299.219 | 649.447 | tons/day | 2.5472 | 0.11969 | 0.024524 | 0.69288 | 0.69288 | 0.026067 | 7.362
[12 empty] | All Other Devices/Fuels: | 0.0080782 | 0.15651 | 0.017904 | 0.012708 | 0.012708 | 0.026583 | 0.062998 | 2833.3308 |  |  | 0.0057022 | 0.11048 | 0.012638 | 0.0089704 | 0.0089704 | 0.018765 | 0.044469
[12 empty] | CheckSum: | 9.5358 | 2.6909 | 4.1557 | 2.708 | 2.708 | 0.14292 | 28.5509 | 53421.0211 |  |  | 0.35701 | 0.10074 | 0.15558 | 0.10138 | 0.10138 | 0.0053506 | 1.0689
[21 empty] | 385.9426 | cords/episode day
[19 empty] | HDD-Based Episode Day/Avg Annual Day Use: | 1.9303 | 72978.4413 | cords/year

## DevSumOut-2025BSR
Summary of Space Heating Emissions and Energy Use by Device Averaged Across Each Modeling Episode
BSR, 2025
|  |  | Grid 3 Domain | [9 empty] | PM Non-Attainment Area
|  | Source | Space Heating Emissions (tons/day) | [6 empty] | Avg Daily |  | Fuel Use | Space Heating Emissions (tons/day) | [6 empty] | Avg Daily |  | Fuel Use
Episode | SCC | Category | VOC | NOX | SO2 | PM10-PRI | PM25-PRI | NH3 | CO | mmBTU | Fuel Use | Units | VOC | NOX | SO2 | PM10-PRI | PM25-PRI | NH3 | CO | mmBTU | Fuel Use | Units
E1 | 2104008100 | FP | 5.9432 | 0.067477 | 0.010381 | 0.89796 | 0.89796 | 0.046715 | 6.5556 | 835.1575 | 74.1511 | tons | 5.4762 | 0.062175 | 0.0095654 | 0.82741 | 0.82741 | 0.043044 | 6.0405 | 769.5367 | 68.3248 | tons
E1 | 2104008210 | Ins-Conv | 0.12259 | 0.0064762 | 0.00092518 | 0.070776 | 0.070776 | 0.003932 | 0.53383 | 74.4306 | 6.6085 | tons | 0.10653 | 0.0056281 | 0.00080401 | 0.061507 | 0.061507 | 0.003417 | 0.46391 | 64.6825 | 5.743 | tons
E1 | 2104008220 | Ins-NonCat | 0.058437 | 0.0097394 | 0.0019479 | 0.058437 | 0.058437 | 0.0043827 | 0.68566 | 156.7075 | 13.9136 | tons | 0.050783 | 0.0084639 | 0.0016928 | 0.050783 | 0.050783 | 0.0038087 | 0.59586 | 136.1837 | 12.0913 | tons
E1 | 2104008230 | Ins-Cat | 0.043979 | 0.0058638 | 0.0011728 | 0.038115 | 0.038115 | 0.0026387 | 0.31372 | 94.3494 | 8.377 | tons | 0.038219 | 0.0050959 | 0.0010192 | 0.033123 | 0.033123 | 0.0022931 | 0.27263 | 81.9925 | 7.2799 | tons
E1 | 2104008310 | WS-Conv | 2.4878 | 0.068163 | 0.018776 | 0.56994 | 0.56994 | 0.018636 | 5.6877 | 1510.5117 | 134.1137 | tons | 2.162 | 0.059236 | 0.016317 | 0.4953 | 0.4953 | 0.016196 | 4.9428 | 1312.6815 | 116.549 | tons
E1 | 2104008320 | WS-NonCat | 1.1859 | 0.159 | 0.039531 | 0.78322 | 0.78322 | 0.024681 | 12.2191 | 3180.256 | 282.3652 | tons | 1.0306 | 0.13817 | 0.034353 | 0.68064 | 0.68064 | 0.021449 | 10.6187 | 2763.7411 | 245.3841 | tons
E1 | 2104008330 | WS-Cat | 0.89252 | 0.095728 | 0.0238 | 0.52323 | 0.52323 | 0.01486 | 7.3568 | 1914.7469 | 170.0045 | tons | 0.77562 | 0.08319 | 0.020683 | 0.4547 | 0.4547 | 0.012914 | 6.3933 | 1663.9745 | 147.7392 | tons
E1 | 2104008410 | PS-Exempt | 0.014955 | 0.026116 | 0.0020872 | 0.019307 | 0.019307 | 0.00046884 | 0.064781 | 200.5211 | 17.8037 | tons | 0.012996 | 0.022696 | 0.0018138 | 0.016778 | 0.016778 | 0.00040743 | 0.056297 | 174.2591 | 15.4719 | tons
E1 | 2104008420 | PS-EPACert | 0.050444 | 0.08809 | 0.0070402 | 0.065122 | 0.065122 | 0.0015814 | 0.21851 | 676.3639 | 60.0523 | tons | 0.043837 | 0.076553 | 0.0061181 | 0.056593 | 0.056593 | 0.0013743 | 0.18989 | 587.7812 | 52.1873 | tons
E1 | 2104008610 | OWBWtd | 1.2787 | 0.045424 | 0.011266 | 0.278 | 0.278 | 0.0068657 | 1.706 | 906.387 | 80.4753 | tons | 1.1691 | 0.041528 | 0.0103 | 0.25416 | 0.25416 | 0.0062769 | 1.5597 | 828.6476 | 73.5731 | tons
E1 | 2104004000 | COil-Res | 0.10137 | 1.5883 | 4.1093 | 0.064918 | 0.064918 | 0.0034829 | 0.063674 | 38163.5722 | 284.3557 | 1000 gal | 0.093562 | 1.4659 | 3.7927 | 0.059916 | 0.059916 | 0.0032145 | 0.058768 | 35223.0353 | 262.4459 | 1000 gal
E1 | 2103004001 | COil-Com | 0.032573 | 0.82232 | 0.58125 | 0.020859 | 0.020859 | 0.0011191 | 0.02046 | 12654.5991 | 94.2891 | 1000 gal | 0.032035 | 0.80873 | 0.57164 | 0.020515 | 0.020515 | 0.0011006 | 0.020121 | 12445.3954 | 92.7303 | 1000 gal
E1 | 2104004000 | Prtbl | 0.00067946 | 0.017153 | 0.027543 | 0.00038118 | 0.00038118 | 2.3344e-05 | 0.00042678 | 261.1017 | 1.9059 | 1000 gal | 0.000641 | 0.016182 | 0.025984 | 0.00035961 | 0.00035961 | 2.2023e-05 | 0.00040262 | 246.3218 | 1.798 | 1000 gal
E1 | 2104004000 | DVOil | 0.0029035 | 0.045492 | 0.1177 | 0.0018593 | 0.0018593 | 9.9754e-05 | 0.0018237 | 1018.0467 | 8.1444 | 1000 gal | 0.0023989 | 0.037586 | 0.097242 | 0.0015362 | 0.0015362 | 8.2418e-05 | 0.0015068 | 841.1175 | 6.7289 | 1000 gal
E1 | 2104006010 | NtGas-Res | 0.0006697 | 0.011446 | 7.3058e-05 | 6.0312e-06 | 6.0312e-06 | 0.0024353 | 0.0048705 | 300.623 | 296.1803 | mcf | 0.0006697 | 0.011446 | 7.3058e-05 | 6.0312e-06 | 6.0312e-06 | 0.0024353 | 0.0048705 | 300.623 | 296.1803 | mcf
E1 | 2103006000 | NtGas-Com | 0.0052613 | 0.09566 | 0.00057396 | 0.0072701 | 0.0072701 | 0.019132 | 0.038264 | 1941.8947 | 1913.1967 | mcf | 0.0052613 | 0.09566 | 0.00057396 | 0.0072701 | 0.0072701 | 0.019132 | 0.038264 | 1941.8947 | 1913.1967 | mcf
E1 | 2104002000 | CoalHt | 0.15407 | 0.072722 | 0.14329 | 0.1231 | 0.1231 | 0.019505 | 2.0118 | 468.3762 | 30.8142 | tons | 0.13489 | 0.063667 | 0.12545 | 0.10778 | 0.10778 | 0.017076 | 1.7613 | 410.0609 | 26.9777 | tons
E1 | 2103002000 | Coal-Com | 0.00040148 | 0.0001895 | 0.00037338 | 0.00032078 | 0.00032078 | 5.0826e-05 | 0.0052423 | 18.4569 | 1.2205 | tons | 0.0003794 | 0.00017908 | 0.00035285 | 0.00030314 | 0.00030314 | 4.8031e-05 | 0.0049541 | 17.4368 | 1.1534 | tons
E1 | 2103008000 | Wood-Com | 0.0012268 | 4.8776e-05 | 1.0633e-05 | 0.000345 | 0.000345 | 1.2633e-05 | 0.0024539 | 11.1386 | 0.9198 | tons | 0.0010057 | 4.0924e-05 | 8.6858e-06 | 0.00029694 | 0.00029694 | 1.1446e-05 | 0.0021589 | 9.0984 | 0.75132 | tons
E1 | 2102012000 | WasteOil | 0.00052382 | 0.027346 | 0.019363 | 0.0027261 | 0.0027261 | 1.9058e-05 | 0.00651 | 145.099 | 1.0476 | 1000 gal | 0.00052382 | 0.027346 | 0.019363 | 0.0027261 | 0.0027261 | 1.9058e-05 | 0.00651 | 145.099 | 1.0476 | 1000 gal
E1 | Total |  | 12.3782 | 3.2528 | 5.1164 | 3.5259 | 3.5259 | 0.17064 | 37.4972 | 64532.3396 |  |  | 11.1372 | 3.0295 | 4.736 | 3.1317 | 3.1317 | 0.15432 | 33.0325 | 59963.5633
E2 | 2104008100 | FP | 3.7387 | 0.042448 | 0.0065305 | 0.56489 | 0.56489 | 0.029387 | 4.124 | 522.3656 | 46.6467 | tons | 3.4576 | 0.039256 | 0.0060394 | 0.52241 | 0.52241 | 0.027177 | 3.8139 | 483.085 | 43.139 | tons
E2 | 2104008210 | Ins-Conv | 0.088159 | 0.0046574 | 0.00066535 | 0.050899 | 0.050899 | 0.0028277 | 0.38391 | 53.2205 | 4.7525 | tons | 0.076925 | 0.004064 | 0.00058057 | 0.044414 | 0.044414 | 0.0024674 | 0.33499 | 46.4391 | 4.147 | tons
E2 | 2104008220 | Ins-NonCat | 0.042025 | 0.0070042 | 0.0014008 | 0.042025 | 0.042025 | 0.0031519 | 0.49309 | 112.0513 | 10.0061 | tons | 0.03667 | 0.0061117 | 0.0012223 | 0.03667 | 0.03667 | 0.0027503 | 0.43026 | 97.7736 | 8.7311 | tons
E2 | 2104008230 | Ins-Cat | 0.031628 | 0.004217 | 0.00084341 | 0.027411 | 0.027411 | 0.0018977 | 0.22561 | 67.4631 | 6.0244 | tons | 0.027598 | 0.0036797 | 0.00073594 | 0.023918 | 0.023918 | 0.0016559 | 0.19686 | 58.8669 | 5.2567 | tons
E2 | 2104008310 | WS-Conv | 1.7891 | 0.04902 | 0.013503 | 0.40988 | 0.40988 | 0.013402 | 4.0903 | 1080.0686 | 96.4489 | tons | 1.5611 | 0.042774 | 0.011782 | 0.35765 | 0.35765 | 0.011695 | 3.5691 | 942.4453 | 84.1593 | tons
E2 | 2104008320 | WS-NonCat | 0.85287 | 0.11434 | 0.028429 | 0.56326 | 0.56326 | 0.01775 | 8.7874 | 2273.994 | 203.0652 | tons | 0.74419 | 0.099774 | 0.024806 | 0.49149 | 0.49149 | 0.015488 | 7.6677 | 1984.2398 | 177.1904 | tons
E2 | 2104008330 | WS-Cat | 0.64186 | 0.068843 | 0.017116 | 0.37629 | 0.37629 | 0.010687 | 5.2907 | 1369.1109 | 122.2601 | tons | 0.56007 | 0.060071 | 0.014935 | 0.32834 | 0.32834 | 0.0093249 | 4.6165 | 1194.6576 | 106.6816 | tons
E2 | 2104008410 | PS-Exempt | 0.010755 | 0.018782 | 0.001501 | 0.013884 | 0.013884 | 0.00033717 | 0.046588 | 143.3796 | 12.8036 | tons | 0.0093846 | 0.016388 | 0.0013098 | 0.012115 | 0.012115 | 0.0002942 | 0.040652 | 125.11 | 11.1722 | tons
E2 | 2104008420 | PS-EPACert | 0.036277 | 0.063351 | 0.005063 | 0.046833 | 0.046833 | 0.0011373 | 0.15714 | 483.6238 | 43.1871 | tons | 0.031654 | 0.055278 | 0.0044179 | 0.040865 | 0.040865 | 0.00099236 | 0.13712 | 422 | 37.6841 | tons
E2 | 2104008610 | OWBWtd | 1.1826 | 0.042011 | 0.01042 | 0.25711 | 0.25711 | 0.0063498 | 1.5778 | 833.4678 | 74.4278 | tons | 1.0815 | 0.038416 | 0.0095282 | 0.23511 | 0.23511 | 0.0058065 | 1.4428 | 762.1523 | 68.0594 | tons
E2 | 2104004000 | COil-Res | 0.076762 | 1.2027 | 3.1117 | 0.049158 | 0.049158 | 0.0026373 | 0.048216 | 28898.5471 | 215.3223 | 1000 gal | 0.070984 | 1.1122 | 2.8774 | 0.045457 | 0.045457 | 0.0024388 | 0.044586 | 26722.9806 | 199.1122 | 1000 gal
E2 | 2103004001 | COil-Com | 0.023149 | 0.5844 | 0.41308 | 0.014824 | 0.014824 | 0.00079532 | 0.01454 | 8993.2965 | 67.0088 | 1000 gal | 0.022766 | 0.57474 | 0.40625 | 0.014579 | 0.014579 | 0.00078217 | 0.0143 | 8844.6209 | 65.901 | 1000 gal
E2 | 2104004000 | Prtbl | 0.00051079 | 0.012895 | 0.020706 | 0.00028656 | 0.00028656 | 1.7549e-05 | 0.00032083 | 196.2852 | 1.4328 | 1000 gal | 0.00048296 | 0.012193 | 0.019578 | 0.00027095 | 0.00027095 | 1.6593e-05 | 0.00030336 | 185.5924 | 1.3547 | 1000 gal
E2 | 2104004000 | DVOil | 0.0016299 | 0.025538 | 0.066071 | 0.0010438 | 0.0010438 | 5.5998e-05 | 0.0010238 | 571.4956 | 4.572 | 1000 gal | 0.0013605 | 0.021317 | 0.055152 | 0.00087128 | 0.00087128 | 4.6744e-05 | 0.00085458 | 477.0487 | 3.8164 | 1000 gal
E2 | 2104006010 | NtGas-Res | 0.0006264 | 0.010706 | 6.8335e-05 | 5.6413e-06 | 5.6413e-06 | 0.0022778 | 0.0045557 | 281.1888 | 277.0333 | mcf | 0.0006264 | 0.010706 | 6.8335e-05 | 5.6413e-06 | 5.6413e-06 | 0.0022778 | 0.0045557 | 281.1888 | 277.0333 | mcf
E2 | 2103006000 | NtGas-Com | 0.0097087 | 0.17652 | 0.0010591 | 0.013416 | 0.013416 | 0.035304 | 0.070609 | 3583.3898 | 3530.4333 | mcf | 0.0097087 | 0.17652 | 0.0010591 | 0.013416 | 0.013416 | 0.035304 | 0.070609 | 3583.3898 | 3530.4333 | mcf
E2 | 2104002000 | CoalHt | 0.11438 | 0.053988 | 0.10637 | 0.091391 | 0.091391 | 0.01448 | 1.4935 | 347.7201 | 22.8763 | tons | 0.1005 | 0.047435 | 0.093464 | 0.080298 | 0.080298 | 0.012723 | 1.3123 | 305.5161 | 20.0997 | tons
E2 | 2103002000 | Coal-Com | 0.00028532 | 0.00013467 | 0.00026535 | 0.00022797 | 0.00022797 | 3.612e-05 | 0.0037256 | 13.1168 | 0.86738 | tons | 0.00026963 | 0.00012727 | 0.00025076 | 0.00021544 | 0.00021544 | 3.4134e-05 | 0.0035207 | 12.3919 | 0.81968 | tons
E2 | 2103008000 | Wood-Com | 0.00087184 | 3.4664e-05 | 7.5569e-06 | 0.00024518 | 0.00024518 | 8.9777e-06 | 0.0017439 | 7.9159 | 0.65368 | tons | 0.00071474 | 2.9083e-05 | 6.1728e-06 | 0.00021103 | 0.00021103 | 8.1342e-06 | 0.0015343 | 6.466 | 0.53394 | tons
E2 | 2102012000 | WasteOil | 0.00037227 | 0.019434 | 0.013761 | 0.0019373 | 0.0019373 | 1.3544e-05 | 0.0046265 | 103.1181 | 0.74454 | 1000 gal | 0.00037227 | 0.019434 | 0.013761 | 0.0019373 | 0.0019373 | 1.3544e-05 | 0.0046265 | 103.1181 | 0.74454 | 1000 gal
E2 | Total |  | 8.6423 | 2.5011 | 3.8186 | 2.525 | 2.525 | 0.14255 | 26.8195 | 49934.819 |  |  | 7.7944 | 2.3405 | 3.5424 | 2.2502 | 2.2502 | 0.1313 | 23.7072 | 46639.083 |  |  | PM Non-Attainment Area Emission Factors (lb/mmBTU), Baseline MC
[23 empty] | VOC | NOX | SO2 | PM10-PRI | PM25-PRI | NH3 | CO
Wtd Avg | 2104008100 | FP | 4.9354 | 0.056035 | 0.0086208 | 0.7457 | 0.7457 | 0.038794 | 5.444 | 692.1669 | 61.5776 | tons | 4.5534 | 0.051698 | 0.0079535 | 0.68798 | 0.68798 | 0.035791 | 5.0226 | 638.5873 | 56.8113 | tons | 14.2608 | 0.16191 | 0.02491 | 2.1547 | 2.1547 | 0.11209 | 15.7305
Wtd Avg | 2104008210 | Ins-Conv | 0.10685 | 0.0056448 | 0.0008064 | 0.06169 | 0.06169 | 0.0034272 | 0.46529 | 64.7346 | 5.76 | tons | 0.092997 | 0.0049131 | 0.00070186 | 0.053693 | 0.053693 | 0.0029829 | 0.40498 | 56.3427 | 5.0134 | tons | 3.3011 | 0.1744 | 0.024914 | 1.9059 | 1.9059 | 0.10589 | 14.3755
Wtd Avg | 2104008220 | Ins-NonCat | 0.050934 | 0.008489 | 0.0016978 | 0.050934 | 0.050934 | 0.0038201 | 0.59763 | 136.2932 | 12.1273 | tons | 0.044332 | 0.0073886 | 0.0014777 | 0.044332 | 0.044332 | 0.0033249 | 0.52016 | 118.6248 | 10.5552 | tons | 0.74742 | 0.12457 | 0.024914 | 0.74742 | 0.74742 | 0.056057 | 8.7698
Wtd Avg | 2104008230 | Ins-Cat | 0.038333 | 0.005111 | 0.0010222 | 0.033222 | 0.033222 | 0.0023 | 0.27344 | 82.0585 | 7.3015 | tons | 0.033364 | 0.0044485 | 0.00088969 | 0.028915 | 0.028915 | 0.0020018 | 0.23799 | 71.4208 | 6.355 | tons | 0.93428 | 0.12457 | 0.024914 | 0.80971 | 0.80971 | 0.056057 | 6.6645
Wtd Avg | 2104008310 | WS-Conv | 2.1684 | 0.059412 | 0.016365 | 0.49677 | 0.49677 | 0.016244 | 4.9575 | 1313.7377 | 116.8955 | tons | 1.8873 | 0.05171 | 0.014244 | 0.43237 | 0.43237 | 0.014138 | 4.3148 | 1143.4307 | 101.7423 | tons | 3.3011 | 0.090447 | 0.024914 | 0.75627 | 0.75627 | 0.024729 | 7.5472
Wtd Avg | 2104008320 | WS-NonCat | 1.0337 | 0.13858 | 0.034456 | 0.68266 | 0.68266 | 0.021513 | 10.6503 | 2765.9648 | 246.1138 | tons | 0.89967 | 0.12062 | 0.029989 | 0.59417 | 0.59417 | 0.018724 | 9.2697 | 2407.3976 | 214.2099 | tons | 0.74742 | 0.10021 | 0.024914 | 0.49362 | 0.49362 | 0.015555 | 7.701
Wtd Avg | 2104008330 | WS-Cat | 0.77793 | 0.083438 | 0.020745 | 0.45606 | 0.45606 | 0.012952 | 6.4123 | 1665.3133 | 148.1785 | tons | 0.67709 | 0.072622 | 0.018056 | 0.39694 | 0.39694 | 0.011273 | 5.581 | 1449.4296 | 128.97 | tons | 0.93428 | 0.10021 | 0.024914 | 0.54771 | 0.54771 | 0.015555 | 7.701
Wtd Avg | 2104008410 | PS-Exempt | 0.013035 | 0.022763 | 0.0018192 | 0.016828 | 0.016828 | 0.00040864 | 0.056464 | 174.3993 | 15.5179 | tons | 0.011345 | 0.019812 | 0.0015834 | 0.014646 | 0.014646 | 0.00035567 | 0.049145 | 151.7909 | 13.5063 | tons | 0.14948 | 0.26105 | 0.020863 | 0.19298 | 0.19298 | 0.0046863 | 0.64753
Wtd Avg | 2104008420 | PS-EPACert | 0.043967 | 0.076781 | 0.0061363 | 0.056761 | 0.056761 | 0.0013784 | 0.19046 | 588.2541 | 52.3425 | tons | 0.038268 | 0.066828 | 0.0053409 | 0.049403 | 0.049403 | 0.0011997 | 0.16577 | 511.9955 | 45.5573 | tons | 0.14948 | 0.26105 | 0.020863 | 0.19298 | 0.19298 | 0.0046863 | 0.64753
Wtd Avg | 2104008610 | OWBWtd | 1.2348 | 0.043864 | 0.010879 | 0.26845 | 0.26845 | 0.0066299 | 1.6474 | 873.0525 | 77.7107 | tons | 1.129 | 0.040106 | 0.0099473 | 0.24545 | 0.24545 | 0.0060618 | 1.5063 | 798.2498 | 71.0525 | tons | 2.8287 | 0.10048 | 0.024923 | 0.61498 | 0.61498 | 0.015188 | 3.774
Wtd Avg | 2104004000 | COil-Res | 0.090122 | 1.4121 | 3.6533 | 0.057713 | 0.057713 | 0.0030963 | 0.056607 | 33928.1321 | 252.7976 | 1000 gal | 0.08324 | 1.3042 | 3.3743 | 0.053306 | 0.053306 | 0.0028599 | 0.052284 | 31337.296 | 233.4933 | 1000 gal | 0.0053125 | 0.083238 | 0.21535 | 0.0034021 | 0.0034021 | 0.00018252 | 0.0033369
Wtd Avg | 2103004001 | COil-Com | 0.028265 | 0.71356 | 0.50437 | 0.0181 | 0.0181 | 0.00097109 | 0.017754 | 10980.8608 | 81.8181 | 1000 gal | 0.027798 | 0.70176 | 0.49604 | 0.017801 | 0.017801 | 0.00095504 | 0.01746 | 10799.3271 | 80.4655 | 1000 gal | 0.005148 | 0.12996 | 0.091864 | 0.0032967 | 0.0032967 | 0.00017687 | 0.0032335
Wtd Avg | 2104004000 | Prtbl | 0.00060235 | 0.015207 | 0.024417 | 0.00033793 | 0.00033793 | 2.0695e-05 | 0.00037835 | 231.4713 | 1.6896 | 1000 gal | 0.00056875 | 0.014358 | 0.023055 | 0.00031908 | 0.00031908 | 1.9541e-05 | 0.00035724 | 218.5598 | 1.5954 | 1000 gal | 0.0052046 | 0.13139 | 0.21098 | 0.0029198 | 0.0029198 | 0.00017881 | 0.0032691
Wtd Avg | 2104004000 | DVOil | 0.0023213 | 0.03637 | 0.094096 | 0.0014865 | 0.0014865 | 7.9751e-05 | 0.001458 | 813.909 | 6.5113 | 1000 gal | 0.0019242 | 0.030149 | 0.078001 | 0.0012322 | 0.0012322 | 6.611e-05 | 0.0012086 | 674.686 | 5.3975 | 1000 gal | 0.005704 | 0.089371 | 0.23122 | 0.0036528 | 0.0036528 | 0.00019597 | 0.0035828
Wtd Avg | 2104006010 | NtGas-Res | 0.00064991 | 0.011107 | 7.0899e-05 | 5.8529e-06 | 5.8529e-06 | 0.0023633 | 0.0047266 | 291.7388 | 287.4274 | mcf | 0.00064991 | 0.011107 | 7.0899e-05 | 5.8529e-06 | 5.8529e-06 | 0.0023633 | 0.0047266 | 291.7388 | 287.4274 | mcf | 0.0044554 | 0.076147 | 0.00048604 | 4.0124e-05 | 4.0124e-05 | 0.016201 | 0.032403
Wtd Avg | 2103006000 | NtGas-Com | 0.0072944 | 0.13263 | 0.00079575 | 0.01008 | 0.01008 | 0.026525 | 0.05305 | 2692.2925 | 2652.5049 | mcf | 0.0072944 | 0.13263 | 0.00079575 | 0.01008 | 0.01008 | 0.026525 | 0.05305 | 2692.2925 | 2652.5049 | mcf | 0.0054187 | 0.098522 | 0.00059113 | 0.0074877 | 0.0074877 | 0.019704 | 0.039409
Wtd Avg | 2104002000 | CoalHt | 0.13593 | 0.064158 | 0.12641 | 0.10861 | 0.10861 | 0.017208 | 1.7749 | 413.2191 | 27.1855 | tons | 0.11917 | 0.056247 | 0.11083 | 0.095215 | 0.095215 | 0.015086 | 1.556 | 362.269 | 23.8335 | tons | 0.65789 | 0.31053 | 0.61184 | 0.52566 | 0.52566 | 0.083286 | 8.5905
Wtd Avg | 2103002000 | Coal-Com | 0.00034838 | 0.00016444 | 0.00032399 | 0.00027836 | 0.00027836 | 4.4103e-05 | 0.004549 | 16.0157 | 1.0591 | tons | 0.00032922 | 0.00015539 | 0.00030618 | 0.00026305 | 0.00026305 | 4.1678e-05 | 0.0042988 | 15.1305 | 1.0008 | tons
Wtd Avg | 2103008000 | Wood-Com | 0.0010645 | 4.2325e-05 | 9.2271e-06 | 0.00029937 | 0.00029937 | 1.0962e-05 | 0.0021293 | 9.6654 | 0.79814 | tons | 0.0008727 | 3.5511e-05 | 7.537e-06 | 0.00025767 | 0.00025767 | 9.9319e-06 | 0.0018734 | 7.895 | 0.65195 | tons
Wtd Avg | 2102012000 | WasteOil | 0.00045454 | 0.023729 | 0.016802 | 0.0023655 | 0.0023655 | 1.6537e-05 | 0.005649 | 125.9078 | 0.90908 | 1000 gal | 0.00045454 | 0.023729 | 0.016802 | 0.0023655 | 0.0023655 | 1.6537e-05 | 0.005649 | 125.9078 | 0.90908 | 1000 gal | 0.0072202 | 0.37693 | 0.2669 | 0.037575 | 0.037575 | 0.00026269 | 0.089732
Wtd Avg | Total |  | 10.6704 | 2.9091 | 4.5231 | 3.0683 | 3.0683 | 0.1578 | 32.616 | 57859.1873 |  |  | 9.6091 | 2.7145 | 4.1904 | 2.7287 | 2.7287 | 0.1438 | 28.7695 | 53872.3723 |  |  | 0.35673 | 0.10078 | 0.15557 | 0.1013 | 0.1013 | 0.0053384 | 1.0681
[19 empty] | Residential: | 40231.8194 | mmBTU/episode day
[20 empty] | #REF! | BTU/HH/episode day |  | PM Non-Attainment Area Emission Factors (lb/mmBTU), Baseline MC
[8 empty] | Needed Aggregations for Measure Benefit Calcs | [14 empty] | VOC | NOX | SO2 | PM10-PRI | PM25-PRI | NH3 | CO
[12 empty] | Uncertified Residential Solid-Fuel Heaters (cordwood insert/stove, OWB, Coal Ht): | 7.7819 | 0.20467 | 0.14367 | 1.5147 | 1.5147 | 0.07406 | 12.8048 | 2998.8795 |  |  | 5.1899 | 0.1365 | 0.095817 | 1.0102 | 1.0102 | 0.049391 | 8.5397
[12 empty] | Phase II Wood Heaters (Cert cordwood insert or stove): | 1.6545 | 0.20508 | 0.050412 | 1.0644 | 1.0644 | 0.035324 | 15.6089 | 4046.8729 |  |  | 0.81765 | 0.10135 | 0.024914 | 0.52601 | 0.52601 | 0.017457 | 7.7141
[12 empty] | Residential Oil Devices (central, DV, portable): | 0.085733 | 1.3487 | 3.4753 | 0.054858 | 0.054858 | 0.0029455 | 0.05385 | 32230.5418 | 240.4862 | 1000 gal | 0.00532 | 0.083693 | 0.21565 | 0.0034041 | 0.0034041 | 0.00018278 | 0.0033416
[12 empty] | Other Residential Fuels: | 0.11982 | 0.067355 | 0.1109 | 0.095221 | 0.095221 | 0.017449 | 1.5608 | 654.0078 |  |  | 0.36641 | 0.20597 | 0.33913 | 0.29119 | 0.29119 | 0.053361 | 4.7729
[12 empty] | Commercial Oil: | 0.027798 | 0.70176 | 0.49604 | 0.017801 | 0.017801 | 0.00095504 | 0.01746 | 10799.3271 | 80.4655 | 1000 gal | 0.005148 | 0.12996 | 0.091864 | 0.0032967 | 0.0032967 | 0.00017687 | 0.0032335
[12 empty] | All Wood Devices: | 9.3676 | 0.44018 | 0.09019 | 2.5482 | 2.5482 | 0.095863 | 27.0744 | 7355.1648 | 654.4252 | tons/day | 2.5472 | 0.11969 | 0.024524 | 0.69289 | 0.69289 | 0.026067 | 7.362
[12 empty] | All Other Devices/Fuels: | 0.0080782 | 0.15651 | 0.017904 | 0.012708 | 0.012708 | 0.026583 | 0.062998 | 2833.3308 |  |  | 0.0057022 | 0.11048 | 0.012638 | 0.0089704 | 0.0089704 | 0.018765 | 0.044469
[12 empty] | CheckSum: | 9.6091 | 2.7145 | 4.1904 | 2.7287 | 2.7287 | 0.1438 | 28.7695 | 53872.3723 |  |  | 0.35673 | 0.10078 | 0.15557 | 0.1013 | 0.1013 | 0.0053384 | 1.0681
[21 empty] | 388.9009 | cords/episode day
[19 empty] | HDD-Based Episode Day/Avg Annual Day Use: | 1.9303 | 73537.8372 | cords/year

## DevSumOut-2026BSR
Summary of Space Heating Emissions and Energy Use by Device Averaged Across Each Modeling Episode
BSR, 2026
|  |  | Grid 3 Domain | [9 empty] | PM Non-Attainment Area
|  | Source | Space Heating Emissions (tons/day) | [6 empty] | Avg Daily |  | Fuel Use | Space Heating Emissions (tons/day) | [6 empty] | Avg Daily |  | Fuel Use
Episode | SCC | Category | VOC | NOX | SO2 | PM10-PRI | PM25-PRI | NH3 | CO | mmBTU | Fuel Use | Units | VOC | NOX | SO2 | PM10-PRI | PM25-PRI | NH3 | CO | mmBTU | Fuel Use | Units
E1 | 2104008100 | FP | 5.9856 | 0.067958 | 0.010455 | 0.90437 | 0.90437 | 0.047048 | 6.6024 | 841.1148 | 74.68 | tons | 5.5153 | 0.062619 | 0.0096336 | 0.83331 | 0.83331 | 0.043351 | 6.0836 | 775.0259 | 68.8122 | tons
E1 | 2104008210 | Ins-Conv | 0.12346 | 0.0065224 | 0.00093178 | 0.071281 | 0.071281 | 0.0039601 | 0.53764 | 74.9616 | 6.6556 | tons | 0.10729 | 0.0056682 | 0.00080974 | 0.061945 | 0.061945 | 0.0034414 | 0.46722 | 65.1439 | 5.7839 | tons
E1 | 2104008220 | Ins-NonCat | 0.058853 | 0.0098089 | 0.0019618 | 0.058853 | 0.058853 | 0.004414 | 0.69055 | 157.8253 | 14.0128 | tons | 0.051145 | 0.0085242 | 0.0017048 | 0.051145 | 0.051145 | 0.0038359 | 0.60011 | 137.1551 | 12.1776 | tons
E1 | 2104008230 | Ins-Cat | 0.044293 | 0.0059057 | 0.0011811 | 0.038387 | 0.038387 | 0.0026576 | 0.31595 | 95.0224 | 8.4367 | tons | 0.038492 | 0.0051322 | 0.0010264 | 0.033359 | 0.033359 | 0.0023095 | 0.27457 | 82.5774 | 7.3318 | tons
E1 | 2104008310 | WS-Conv | 2.5055 | 0.068649 | 0.01891 | 0.57401 | 0.57401 | 0.018769 | 5.7283 | 1521.2864 | 135.0704 | tons | 2.1774 | 0.059658 | 0.016433 | 0.49883 | 0.49883 | 0.016311 | 4.978 | 1322.0451 | 117.3803 | tons
E1 | 2104008320 | WS-NonCat | 1.1944 | 0.16013 | 0.039813 | 0.7888 | 0.7888 | 0.024857 | 12.3062 | 3202.9412 | 284.3794 | tons | 1.038 | 0.13916 | 0.034599 | 0.68549 | 0.68549 | 0.021602 | 10.6945 | 2783.4553 | 247.1345 | tons
E1 | 2104008330 | WS-Cat | 0.89888 | 0.096411 | 0.02397 | 0.52696 | 0.52696 | 0.014966 | 7.4092 | 1928.4051 | 171.2172 | tons | 0.78116 | 0.083784 | 0.020831 | 0.45795 | 0.45795 | 0.013006 | 6.4389 | 1675.8439 | 148.7931 | tons
E1 | 2104008410 | PS-Exempt | 0.015062 | 0.026302 | 0.0021021 | 0.019444 | 0.019444 | 0.00047218 | 0.065243 | 201.9514 | 17.9307 | tons | 0.013089 | 0.022858 | 0.0018268 | 0.016898 | 0.016898 | 0.00041034 | 0.056698 | 175.5021 | 15.5823 | tons
E1 | 2104008420 | PS-EPACert | 0.050803 | 0.088718 | 0.0070904 | 0.065586 | 0.065586 | 0.0015927 | 0.22007 | 681.1885 | 60.4806 | tons | 0.04415 | 0.077099 | 0.0061618 | 0.056996 | 0.056996 | 0.0013841 | 0.19125 | 591.9739 | 52.5596 | tons
E1 | 2104008610 | OWBWtd | 1.2879 | 0.045748 | 0.011347 | 0.27999 | 0.27999 | 0.0069147 | 1.7182 | 912.8524 | 81.0494 | tons | 1.1774 | 0.041825 | 0.010374 | 0.25597 | 0.25597 | 0.0063216 | 1.5708 | 834.5585 | 74.0979 | tons
E1 | 2104004000 | COil-Res | 0.10209 | 1.5996 | 4.1384 | 0.065377 | 0.065377 | 0.0035075 | 0.064124 | 38433.4116 | 286.3663 | 1000 gal | 0.094223 | 1.4763 | 3.8195 | 0.06034 | 0.06034 | 0.0032372 | 0.059183 | 35472.0834 | 264.3015 | 1000 gal
E1 | 2103004001 | COil-Com | 0.032998 | 0.83304 | 0.58883 | 0.021131 | 0.021131 | 0.0011337 | 0.020726 | 12819.6335 | 95.5187 | 1000 gal | 0.032457 | 0.81938 | 0.57918 | 0.020785 | 0.020785 | 0.0011151 | 0.020386 | 12609.3654 | 93.952 | 1000 gal
E1 | 2104004000 | Prtbl | 0.00068427 | 0.017275 | 0.027738 | 0.00038388 | 0.00038388 | 2.3509e-05 | 0.0004298 | 262.9478 | 1.9194 | 1000 gal | 0.00064553 | 0.016297 | 0.026168 | 0.00036215 | 0.00036215 | 2.2178e-05 | 0.00040547 | 248.0634 | 1.8107 | 1000 gal
E1 | 2104004000 | DVOil | 0.002924 | 0.045814 | 0.11853 | 0.0018725 | 0.0018725 | 0.00010046 | 0.0018366 | 1025.2449 | 8.202 | 1000 gal | 0.0024158 | 0.037852 | 0.097929 | 0.0015471 | 0.0015471 | 8.3e-05 | 0.0015174 | 847.0647 | 6.7765 | 1000 gal
E1 | 2104006010 | NtGas-Res | 0.0006697 | 0.011446 | 7.3058e-05 | 6.0312e-06 | 6.0312e-06 | 0.0024353 | 0.0048705 | 300.623 | 296.1803 | mcf | 0.0006697 | 0.011446 | 7.3058e-05 | 6.0312e-06 | 6.0312e-06 | 0.0024353 | 0.0048705 | 300.623 | 296.1803 | mcf
E1 | 2103006000 | NtGas-Com | 0.0052613 | 0.09566 | 0.00057396 | 0.0072701 | 0.0072701 | 0.019132 | 0.038264 | 1941.8947 | 1913.1967 | mcf | 0.0052613 | 0.09566 | 0.00057396 | 0.0072701 | 0.0072701 | 0.019132 | 0.038264 | 1941.8947 | 1913.1967 | mcf
E1 | 2104002000 | CoalHt | 0.15516 | 0.073236 | 0.1443 | 0.12397 | 0.12397 | 0.019643 | 2.026 | 471.6879 | 31.0321 | tons | 0.13584 | 0.064118 | 0.12633 | 0.10854 | 0.10854 | 0.017197 | 1.7738 | 412.9603 | 27.1684 | tons
E1 | 2103002000 | Coal-Com | 0.00040148 | 0.0001895 | 0.00037338 | 0.00032078 | 0.00032078 | 5.0826e-05 | 0.0052423 | 18.4569 | 1.2205 | tons | 0.0003794 | 0.00017908 | 0.00035285 | 0.00030314 | 0.00030314 | 4.8031e-05 | 0.0049541 | 17.4368 | 1.1534 | tons
E1 | 2103008000 | Wood-Com | 0.0012268 | 4.8776e-05 | 1.0633e-05 | 0.000345 | 0.000345 | 1.2633e-05 | 0.0024539 | 11.1386 | 0.9198 | tons | 0.0010057 | 4.0924e-05 | 8.6858e-06 | 0.00029694 | 0.00029694 | 1.1446e-05 | 0.0021589 | 9.0984 | 0.75132 | tons
E1 | 2102012000 | WasteOil | 0.00052382 | 0.027346 | 0.019363 | 0.0027261 | 0.0027261 | 1.9058e-05 | 0.00651 | 145.099 | 1.0476 | 1000 gal | 0.00052382 | 0.027346 | 0.019363 | 0.0027261 | 0.0027261 | 1.9058e-05 | 0.00651 | 145.099 | 1.0476 | 1000 gal
E1 | Total |  | 12.4666 | 3.2798 | 5.1559 | 3.5511 | 3.5511 | 0.17171 | 37.7643 | 65047.687 |  |  | 11.2167 | 3.055 | 4.7729 | 3.1541 | 3.1541 | 0.15527 | 33.2677 | 60446.9701
E2 | 2104008100 | FP | 3.7654 | 0.042751 | 0.0065771 | 0.56892 | 0.56892 | 0.029597 | 4.1534 | 526.0917 | 46.9794 | tons | 3.4822 | 0.039536 | 0.0060825 | 0.52613 | 0.52613 | 0.027371 | 3.8411 | 486.5309 | 43.4467 | tons
E2 | 2104008210 | Ins-Conv | 0.088788 | 0.0046907 | 0.0006701 | 0.051262 | 0.051262 | 0.0028479 | 0.38664 | 53.6001 | 4.7864 | tons | 0.077474 | 0.004093 | 0.00058471 | 0.04473 | 0.04473 | 0.002485 | 0.33738 | 46.7704 | 4.1765 | tons
E2 | 2104008220 | Ins-NonCat | 0.042325 | 0.0070541 | 0.0014108 | 0.042325 | 0.042325 | 0.0031744 | 0.49661 | 112.8506 | 10.0774 | tons | 0.036932 | 0.0061553 | 0.0012311 | 0.036932 | 0.036932 | 0.0027699 | 0.43333 | 98.4711 | 8.7934 | tons
E2 | 2104008230 | Ins-Cat | 0.031853 | 0.0042471 | 0.00084942 | 0.027606 | 0.027606 | 0.0019112 | 0.22722 | 67.9443 | 6.0674 | tons | 0.027795 | 0.0037059 | 0.00074119 | 0.024089 | 0.024089 | 0.0016677 | 0.19827 | 59.2868 | 5.2942 | tons
E2 | 2104008310 | WS-Conv | 1.8019 | 0.049369 | 0.013599 | 0.4128 | 0.4128 | 0.013498 | 4.1195 | 1087.7729 | 97.1369 | tons | 1.5723 | 0.043079 | 0.011866 | 0.3602 | 0.3602 | 0.011778 | 3.5946 | 949.1679 | 84.7597 | tons
E2 | 2104008320 | WS-NonCat | 0.85895 | 0.11516 | 0.028632 | 0.56727 | 0.56727 | 0.017876 | 8.8501 | 2290.2147 | 204.5137 | tons | 0.7495 | 0.10049 | 0.024983 | 0.49499 | 0.49499 | 0.015598 | 7.7224 | 1998.3937 | 178.4544 | tons
E2 | 2104008330 | WS-Cat | 0.64644 | 0.069334 | 0.017238 | 0.37897 | 0.37897 | 0.010763 | 5.3284 | 1378.8769 | 123.1322 | tons | 0.56407 | 0.0605 | 0.015042 | 0.33068 | 0.33068 | 0.0093914 | 4.6495 | 1203.1793 | 107.4426 | tons
E2 | 2104008410 | PS-Exempt | 0.010832 | 0.018915 | 0.0015117 | 0.013983 | 0.013983 | 0.00033957 | 0.04692 | 144.4023 | 12.895 | tons | 0.0094515 | 0.016505 | 0.0013191 | 0.012202 | 0.012202 | 0.0002963 | 0.040942 | 126.0025 | 11.2519 | tons
E2 | 2104008420 | PS-EPACert | 0.036536 | 0.063803 | 0.0050991 | 0.047167 | 0.047167 | 0.0011454 | 0.15826 | 487.0735 | 43.4951 | tons | 0.03188 | 0.055673 | 0.0044494 | 0.041157 | 0.041157 | 0.00099944 | 0.1381 | 425.0102 | 37.9529 | tons
E2 | 2104008610 | OWBWtd | 1.1911 | 0.042311 | 0.010494 | 0.25895 | 0.25895 | 0.0063951 | 1.5891 | 839.413 | 74.9587 | tons | 1.0892 | 0.03869 | 0.0095962 | 0.23679 | 0.23679 | 0.0058479 | 1.4531 | 767.5889 | 68.5448 | tons
E2 | 2104004000 | COil-Res | 0.077305 | 1.2112 | 3.1337 | 0.049505 | 0.049505 | 0.002656 | 0.048556 | 29102.8772 | 216.8447 | 1000 gal | 0.071485 | 1.12 | 2.8978 | 0.045778 | 0.045778 | 0.002456 | 0.044901 | 26911.9281 | 200.52 | 1000 gal
E2 | 2103004001 | COil-Com | 0.023451 | 0.59202 | 0.41847 | 0.015018 | 0.015018 | 0.00080569 | 0.01473 | 9110.5822 | 67.8827 | 1000 gal | 0.023066 | 0.58231 | 0.4116 | 0.014771 | 0.014771 | 0.00079248 | 0.014488 | 8961.1501 | 66.7693 | 1000 gal
E2 | 2104004000 | Prtbl | 0.0005144 | 0.012986 | 0.020852 | 0.00028858 | 0.00028858 | 1.7673e-05 | 0.0003231 | 197.6731 | 1.4429 | 1000 gal | 0.00048638 | 0.012279 | 0.019716 | 0.00027286 | 0.00027286 | 1.671e-05 | 0.0003055 | 186.9046 | 1.3643 | 1000 gal
E2 | 2104004000 | DVOil | 0.0016414 | 0.025718 | 0.066538 | 0.0010512 | 0.0010512 | 5.6394e-05 | 0.001031 | 575.5364 | 4.6043 | 1000 gal | 0.0013702 | 0.021468 | 0.055542 | 0.00087744 | 0.00087744 | 4.7074e-05 | 0.00086062 | 480.4217 | 3.8434 | 1000 gal
E2 | 2104006010 | NtGas-Res | 0.0006264 | 0.010706 | 6.8335e-05 | 5.6413e-06 | 5.6413e-06 | 0.0022778 | 0.0045557 | 281.1888 | 277.0333 | mcf | 0.0006264 | 0.010706 | 6.8335e-05 | 5.6413e-06 | 5.6413e-06 | 0.0022778 | 0.0045557 | 281.1888 | 277.0333 | mcf
E2 | 2103006000 | NtGas-Com | 0.0097087 | 0.17652 | 0.0010591 | 0.013416 | 0.013416 | 0.035304 | 0.070609 | 3583.3898 | 3530.4333 | mcf | 0.0097087 | 0.17652 | 0.0010591 | 0.013416 | 0.013416 | 0.035304 | 0.070609 | 3583.3898 | 3530.4333 | mcf
E2 | 2104002000 | CoalHt | 0.11519 | 0.05437 | 0.10713 | 0.092037 | 0.092037 | 0.014583 | 1.5041 | 350.1787 | 23.0381 | tons | 0.10121 | 0.047771 | 0.094125 | 0.080866 | 0.080866 | 0.012813 | 1.3215 | 307.6763 | 20.2419 | tons
E2 | 2103002000 | Coal-Com | 0.00028532 | 0.00013467 | 0.00026535 | 0.00022797 | 0.00022797 | 3.612e-05 | 0.0037256 | 13.1168 | 0.86738 | tons | 0.00026963 | 0.00012727 | 0.00025076 | 0.00021544 | 0.00021544 | 3.4134e-05 | 0.0035207 | 12.3919 | 0.81968 | tons
E2 | 2103008000 | Wood-Com | 0.00087184 | 3.4664e-05 | 7.5569e-06 | 0.00024518 | 0.00024518 | 8.9777e-06 | 0.0017439 | 7.9159 | 0.65368 | tons | 0.00071474 | 2.9083e-05 | 6.1728e-06 | 0.00021103 | 0.00021103 | 8.1342e-06 | 0.0015343 | 6.466 | 0.53394 | tons
E2 | 2102012000 | WasteOil | 0.00037227 | 0.019434 | 0.013761 | 0.0019373 | 0.0019373 | 1.3544e-05 | 0.0046265 | 103.1181 | 0.74454 | 1000 gal | 0.00037227 | 0.019434 | 0.013761 | 0.0019373 | 0.0019373 | 1.3544e-05 | 0.0046265 | 103.1181 | 0.74454 | 1000 gal
E2 | Total |  | 8.704 | 2.5208 | 3.8479 | 2.543 | 2.543 | 0.14331 | 27.0102 | 50313.8173 |  |  | 7.8501 | 2.3591 | 3.5698 | 2.2663 | 2.2663 | 0.13197 | 23.8757 | 46995.0371 |  |  | PM Non-Attainment Area Emission Factors (lb/mmBTU), Baseline MC
[23 empty] | VOC | NOX | SO2 | PM10-PRI | PM25-PRI | NH3 | CO
Wtd Avg | 2104008100 | FP | 4.9706 | 0.056435 | 0.0086823 | 0.75102 | 0.75102 | 0.03907 | 5.4829 | 697.1042 | 62.0169 | tons | 4.5859 | 0.052067 | 0.0080102 | 0.69289 | 0.69289 | 0.036046 | 5.0585 | 643.1425 | 57.2165 | tons | 14.2608 | 0.16191 | 0.02491 | 2.1547 | 2.1547 | 0.11209 | 15.7305
Wtd Avg | 2104008210 | Ins-Conv | 0.10761 | 0.0056851 | 0.00081215 | 0.06213 | 0.06213 | 0.0034516 | 0.46861 | 65.1963 | 5.8011 | tons | 0.09366 | 0.0049481 | 0.00070687 | 0.054076 | 0.054076 | 0.0030042 | 0.40786 | 56.7446 | 5.0491 | tons | 3.3011 | 0.1744 | 0.024914 | 1.9059 | 1.9059 | 0.10589 | 14.3755
Wtd Avg | 2104008220 | Ins-NonCat | 0.051297 | 0.0085496 | 0.0017099 | 0.051297 | 0.051297 | 0.0038473 | 0.60189 | 137.2654 | 12.2138 | tons | 0.044648 | 0.0074413 | 0.0014883 | 0.044648 | 0.044648 | 0.0033486 | 0.52387 | 119.471 | 10.6305 | tons | 0.74742 | 0.12457 | 0.024914 | 0.74742 | 0.74742 | 0.056057 | 8.7698
Wtd Avg | 2104008230 | Ins-Cat | 0.038606 | 0.0051475 | 0.0010295 | 0.033459 | 0.033459 | 0.0023164 | 0.27539 | 82.6438 | 7.3536 | tons | 0.033602 | 0.0044802 | 0.00089604 | 0.029121 | 0.029121 | 0.0020161 | 0.23969 | 71.9303 | 6.4003 | tons | 0.93428 | 0.12457 | 0.024914 | 0.80971 | 0.80971 | 0.056057 | 6.6645
Wtd Avg | 2104008310 | WS-Conv | 2.1839 | 0.059835 | 0.016482 | 0.50031 | 0.50031 | 0.01636 | 4.9928 | 1323.1088 | 117.7294 | tons | 1.9008 | 0.052079 | 0.014345 | 0.43546 | 0.43546 | 0.014239 | 4.3456 | 1151.587 | 102.468 | tons | 3.3011 | 0.090447 | 0.024914 | 0.75627 | 0.75627 | 0.024729 | 7.5472
Wtd Avg | 2104008320 | WS-NonCat | 1.041 | 0.13957 | 0.034701 | 0.68753 | 0.68753 | 0.021666 | 10.7263 | 2785.6948 | 247.8693 | tons | 0.90609 | 0.12148 | 0.030203 | 0.59841 | 0.59841 | 0.018857 | 9.3358 | 2424.57 | 215.7379 | tons | 0.74742 | 0.10021 | 0.024914 | 0.49362 | 0.49362 | 0.015555 | 7.701
Wtd Avg | 2104008330 | WS-Cat | 0.78348 | 0.084033 | 0.020893 | 0.45931 | 0.45931 | 0.013045 | 6.458 | 1677.1922 | 149.2355 | tons | 0.68192 | 0.07314 | 0.018184 | 0.39977 | 0.39977 | 0.011354 | 5.6209 | 1459.7686 | 129.89 | tons | 0.93428 | 0.10021 | 0.024914 | 0.54771 | 0.54771 | 0.015555 | 7.701
Wtd Avg | 2104008410 | PS-Exempt | 0.013128 | 0.022925 | 0.0018322 | 0.016948 | 0.016948 | 0.00041156 | 0.056867 | 175.6433 | 15.6286 | tons | 0.011426 | 0.019954 | 0.0015947 | 0.014751 | 0.014751 | 0.00035821 | 0.049495 | 152.8737 | 13.6027 | tons | 0.14948 | 0.26105 | 0.020863 | 0.19298 | 0.19298 | 0.0046863 | 0.64753
Wtd Avg | 2104008420 | PS-EPACert | 0.044281 | 0.077328 | 0.0061801 | 0.057166 | 0.057166 | 0.0013882 | 0.19181 | 592.4502 | 52.7158 | tons | 0.038541 | 0.067304 | 0.005379 | 0.049755 | 0.049755 | 0.0012082 | 0.16695 | 515.6477 | 45.8823 | tons | 0.14948 | 0.26105 | 0.020863 | 0.19298 | 0.19298 | 0.0046863 | 0.64753
Wtd Avg | 2104008610 | OWBWtd | 1.2436 | 0.044177 | 0.010957 | 0.27037 | 0.27037 | 0.0066772 | 1.6592 | 879.2801 | 78.2651 | tons | 1.1371 | 0.040392 | 0.010018 | 0.2472 | 0.2472 | 0.0061051 | 1.517 | 803.9438 | 71.5594 | tons | 2.8287 | 0.10048 | 0.024923 | 0.61498 | 0.61498 | 0.015188 | 3.774
Wtd Avg | 2104004000 | COil-Res | 0.09076 | 1.422 | 3.6791 | 0.058121 | 0.058121 | 0.0031182 | 0.057007 | 34168.0245 | 254.585 | 1000 gal | 0.083829 | 1.3134 | 3.3981 | 0.053683 | 0.053683 | 0.0028801 | 0.052654 | 31558.8696 | 235.1443 | 1000 gal | 0.0053125 | 0.083238 | 0.21535 | 0.0034021 | 0.0034021 | 0.00018252 | 0.0033369
Wtd Avg | 2103004001 | COil-Com | 0.028633 | 0.72286 | 0.51095 | 0.018337 | 0.018337 | 0.00098375 | 0.017985 | 11124.0672 | 82.8851 | 1000 gal | 0.028164 | 0.71101 | 0.50257 | 0.018036 | 0.018036 | 0.00096762 | 0.01769 | 10941.6098 | 81.5256 | 1000 gal | 0.005148 | 0.12996 | 0.091864 | 0.0032967 | 0.0032967 | 0.00017687 | 0.0032335
Wtd Avg | 2104004000 | Prtbl | 0.00060661 | 0.015314 | 0.02459 | 0.00034032 | 0.00034032 | 2.0841e-05 | 0.00038102 | 233.108 | 1.7016 | 1000 gal | 0.00057278 | 0.01446 | 0.023218 | 0.00032133 | 0.00032133 | 1.9679e-05 | 0.00035977 | 220.1051 | 1.6067 | 1000 gal | 0.0052046 | 0.13139 | 0.21098 | 0.0029198 | 0.0029198 | 0.00017881 | 0.0032691
Wtd Avg | 2104004000 | DVOil | 0.0023377 | 0.036627 | 0.094762 | 0.001497 | 0.001497 | 8.0315e-05 | 0.0014683 | 819.6639 | 6.5573 | 1000 gal | 0.0019378 | 0.030362 | 0.078552 | 0.001241 | 0.001241 | 6.6577e-05 | 0.0012172 | 679.4565 | 5.4357 | 1000 gal | 0.005704 | 0.089371 | 0.23122 | 0.0036528 | 0.0036528 | 0.00019597 | 0.0035828
Wtd Avg | 2104006010 | NtGas-Res | 0.00064991 | 0.011107 | 7.0899e-05 | 5.8529e-06 | 5.8529e-06 | 0.0023633 | 0.0047266 | 291.7388 | 287.4274 | mcf | 0.00064991 | 0.011107 | 7.0899e-05 | 5.8529e-06 | 5.8529e-06 | 0.0023633 | 0.0047266 | 291.7388 | 287.4274 | mcf | 0.0044554 | 0.076147 | 0.00048604 | 4.0124e-05 | 4.0124e-05 | 0.016201 | 0.032403
Wtd Avg | 2103006000 | NtGas-Com | 0.0072944 | 0.13263 | 0.00079575 | 0.01008 | 0.01008 | 0.026525 | 0.05305 | 2692.2925 | 2652.5049 | mcf | 0.0072944 | 0.13263 | 0.00079575 | 0.01008 | 0.01008 | 0.026525 | 0.05305 | 2692.2925 | 2652.5049 | mcf | 0.0054187 | 0.098522 | 0.00059113 | 0.0074877 | 0.0074877 | 0.019704 | 0.039409
Wtd Avg | 2104002000 | CoalHt | 0.13689 | 0.064611 | 0.12731 | 0.10937 | 0.10937 | 0.017329 | 1.7874 | 416.1408 | 27.3777 | tons | 0.12001 | 0.056645 | 0.11161 | 0.095888 | 0.095888 | 0.015193 | 1.567 | 364.8305 | 24.002 | tons | 0.65789 | 0.31053 | 0.61184 | 0.52566 | 0.52566 | 0.083286 | 8.5905
Wtd Avg | 2103002000 | Coal-Com | 0.00034838 | 0.00016444 | 0.00032399 | 0.00027836 | 0.00027836 | 4.4103e-05 | 0.004549 | 16.0157 | 1.0591 | tons | 0.00032922 | 0.00015539 | 0.00030618 | 0.00026305 | 0.00026305 | 4.1678e-05 | 0.0042988 | 15.1305 | 1.0008 | tons
Wtd Avg | 2103008000 | Wood-Com | 0.0010645 | 4.2325e-05 | 9.2271e-06 | 0.00029937 | 0.00029937 | 1.0962e-05 | 0.0021293 | 9.6654 | 0.79814 | tons | 0.0008727 | 3.5511e-05 | 7.537e-06 | 0.00025767 | 0.00025767 | 9.9319e-06 | 0.0018734 | 7.895 | 0.65195 | tons
Wtd Avg | 2102012000 | WasteOil | 0.00045454 | 0.023729 | 0.016802 | 0.0023655 | 0.0023655 | 1.6537e-05 | 0.005649 | 125.9078 | 0.90908 | 1000 gal | 0.00045454 | 0.023729 | 0.016802 | 0.0023655 | 0.0023655 | 1.6537e-05 | 0.005649 | 125.9078 | 0.90908 | 1000 gal | 0.0072202 | 0.37693 | 0.2669 | 0.037575 | 0.037575 | 0.00026269 | 0.089732
Wtd Avg | Total |  | 10.7466 | 2.9328 | 4.558 | 3.0902 | 3.0902 | 0.15873 | 32.8481 | 58312.2037 |  |  | 9.6777 | 2.7369 | 4.2229 | 2.7482 | 2.7482 | 0.14462 | 28.9742 | 54297.515 |  |  | 0.35647 | 0.10081 | 0.15555 | 0.10123 | 0.10123 | 0.0053269 | 1.0672
[19 empty] | Residential: | 40514.6794 | mmBTU/episode day
[20 empty] | #REF! | BTU/HH/episode day |  | PM Non-Attainment Area Emission Factors (lb/mmBTU), Baseline MC
[8 empty] | Needed Aggregations for Measure Benefit Calcs | [14 empty] | VOC | NOX | SO2 | PM10-PRI | PM25-PRI | NH3 | CO
[12 empty] | Uncertified Residential Solid-Fuel Heaters (cordwood insert/stove, OWB, Coal Ht): | 7.8374 | 0.20613 | 0.14469 | 1.5255 | 1.5255 | 0.074587 | 12.896 | 3020.2483 |  |  | 5.1899 | 0.1365 | 0.095813 | 1.0102 | 1.0102 | 0.049391 | 8.5397
[12 empty] | Phase II Wood Heaters (Cert cordwood insert or stove): | 1.6663 | 0.20654 | 0.050772 | 1.0719 | 1.0719 | 0.035576 | 15.7202 | 4075.7398 |  |  | 0.81765 | 0.10135 | 0.024914 | 0.52601 | 0.52601 | 0.017457 | 7.7141
[12 empty] | Residential Oil Devices (central, DV, portable): | 0.08634 | 1.3583 | 3.4999 | 0.055245 | 0.055245 | 0.0029664 | 0.054231 | 32458.4312 | 242.1866 | 1000 gal | 0.00532 | 0.083693 | 0.21565 | 0.0034041 | 0.0034041 | 0.00018278 | 0.0033416
[12 empty] | Other Residential Fuels: | 0.12066 | 0.067752 | 0.11168 | 0.095894 | 0.095894 | 0.017556 | 1.5718 | 656.5693 |  |  | 0.36755 | 0.20638 | 0.34019 | 0.29211 | 0.29211 | 0.053478 | 4.7878
[12 empty] | Commercial Oil: | 0.028164 | 0.71101 | 0.50257 | 0.018036 | 0.018036 | 0.00096762 | 0.01769 | 10941.6098 | 81.5256 | 1000 gal | 0.005148 | 0.12996 | 0.091864 | 0.0032967 | 0.0032967 | 0.00017687 | 0.0032335
[12 empty] | All Wood Devices: | 9.4345 | 0.44332 | 0.090834 | 2.5663 | 2.5663 | 0.096546 | 27.2675 | 7407.574 | 659.0886 | tons/day | 2.5472 | 0.11969 | 0.024525 | 0.69289 | 0.69289 | 0.026067 | 7.3621
[12 empty] | All Other Devices/Fuels: | 0.0080782 | 0.15651 | 0.017904 | 0.012708 | 0.012708 | 0.026583 | 0.062998 | 2833.3308 |  |  | 0.0057022 | 0.11048 | 0.012638 | 0.0089704 | 0.0089704 | 0.018765 | 0.044469
[12 empty] | CheckSum: | 9.6777 | 2.7369 | 4.2229 | 2.7482 | 2.7482 | 0.14462 | 28.9742 | 54297.515 |  |  | 0.35647 | 0.10081 | 0.15555 | 0.10123 | 0.10123 | 0.0053269 | 1.0672
[21 empty] | 391.6722 | cords/episode day
[19 empty] | HDD-Based Episode Day/Avg Annual Day Use: | 1.9303 | 74061.8711 | cords/year

## DevSumOut-2027BSR
Summary of Space Heating Emissions and Energy Use by Device Averaged Across Each Modeling Episode
BSR, 2027
|  |  | Grid 3 Domain | [9 empty] | PM Non-Attainment Area
|  | Source | Space Heating Emissions (tons/day) | [6 empty] | Avg Daily |  | Fuel Use | Space Heating Emissions (tons/day) | [6 empty] | Avg Daily |  | Fuel Use
Episode | SCC | Category | VOC | NOX | SO2 | PM10-PRI | PM25-PRI | NH3 | CO | mmBTU | Fuel Use | Units | VOC | NOX | SO2 | PM10-PRI | PM25-PRI | NH3 | CO | mmBTU | Fuel Use | Units
E1 | 2104008100 | FP | 6.0279 | 0.06844 | 0.010529 | 0.91077 | 0.91077 | 0.047381 | 6.6492 | 847.0721 | 75.2089 | tons | 5.5543 | 0.063062 | 0.0097019 | 0.83921 | 0.83921 | 0.043658 | 6.1267 | 780.5151 | 69.2996 | tons
E1 | 2104008210 | Ins-Conv | 0.12433 | 0.0065686 | 0.00093838 | 0.071786 | 0.071786 | 0.0039881 | 0.54144 | 75.4925 | 6.7027 | tons | 0.10805 | 0.0057084 | 0.00081548 | 0.062384 | 0.062384 | 0.0034658 | 0.47053 | 65.6053 | 5.8249 | tons
E1 | 2104008220 | Ins-NonCat | 0.05927 | 0.0098784 | 0.0019757 | 0.05927 | 0.05927 | 0.0044453 | 0.69544 | 158.9431 | 14.1121 | tons | 0.051508 | 0.0085846 | 0.0017169 | 0.051508 | 0.051508 | 0.0038631 | 0.60436 | 138.1265 | 12.2638 | tons
E1 | 2104008230 | Ins-Cat | 0.044606 | 0.0059475 | 0.0011895 | 0.038659 | 0.038659 | 0.0026764 | 0.31819 | 95.6954 | 8.4965 | tons | 0.038764 | 0.0051686 | 0.0010337 | 0.033596 | 0.033596 | 0.0023259 | 0.27652 | 83.1623 | 7.3837 | tons
E1 | 2104008310 | WS-Conv | 2.5233 | 0.069135 | 0.019044 | 0.57807 | 0.57807 | 0.018902 | 5.7688 | 1532.0611 | 136.027 | tons | 2.1928 | 0.060081 | 0.01655 | 0.50236 | 0.50236 | 0.016427 | 5.0133 | 1331.4086 | 118.2117 | tons
E1 | 2104008320 | WS-NonCat | 1.2028 | 0.16127 | 0.040095 | 0.79439 | 0.79439 | 0.025033 | 12.3934 | 3225.6264 | 286.3935 | tons | 1.0453 | 0.14014 | 0.034844 | 0.69035 | 0.69035 | 0.021755 | 10.7702 | 2803.1695 | 248.8849 | tons
E1 | 2104008330 | WS-Cat | 0.90525 | 0.097093 | 0.02414 | 0.5307 | 0.5307 | 0.015072 | 7.4617 | 1942.0633 | 172.4299 | tons | 0.78669 | 0.084377 | 0.020978 | 0.46119 | 0.46119 | 0.013098 | 6.4845 | 1687.7133 | 149.8469 | tons
E1 | 2104008410 | PS-Exempt | 0.015168 | 0.026489 | 0.002117 | 0.019582 | 0.019582 | 0.00047552 | 0.065705 | 203.3818 | 18.0576 | tons | 0.013182 | 0.023019 | 0.0018397 | 0.017017 | 0.017017 | 0.00041325 | 0.0571 | 176.7451 | 15.6927 | tons
E1 | 2104008420 | PS-EPACert | 0.051163 | 0.089347 | 0.0071406 | 0.066051 | 0.066051 | 0.001604 | 0.22163 | 686.0131 | 60.909 | tons | 0.044462 | 0.077645 | 0.0062054 | 0.0574 | 0.0574 | 0.0013939 | 0.1926 | 596.1667 | 52.9318 | tons
E1 | 2104008610 | OWBWtd | 1.297 | 0.046073 | 0.011427 | 0.28197 | 0.28197 | 0.0069637 | 1.7304 | 919.3178 | 81.6234 | tons | 1.1857 | 0.042121 | 0.010447 | 0.25779 | 0.25779 | 0.0063664 | 1.582 | 840.4693 | 74.6227 | tons
E1 | 2104004000 | COil-Res | 0.10281 | 1.6108 | 4.1674 | 0.065836 | 0.065836 | 0.0035321 | 0.064574 | 38703.2511 | 288.3769 | 1000 gal | 0.094885 | 1.4867 | 3.8463 | 0.060763 | 0.060763 | 0.00326 | 0.059599 | 35721.1315 | 266.1572 | 1000 gal
E1 | 2103004001 | COil-Com | 0.033423 | 0.84377 | 0.59641 | 0.021403 | 0.021403 | 0.0011483 | 0.020993 | 12984.6679 | 96.7484 | 1000 gal | 0.032879 | 0.83004 | 0.58671 | 0.021055 | 0.021055 | 0.0011296 | 0.020652 | 12773.3353 | 95.1738 | 1000 gal
E1 | 2104004000 | Prtbl | 0.00068907 | 0.017396 | 0.027933 | 0.00038657 | 0.00038657 | 2.3674e-05 | 0.00043281 | 264.794 | 1.9329 | 1000 gal | 0.00065006 | 0.016411 | 0.026351 | 0.00036469 | 0.00036469 | 2.2334e-05 | 0.00040831 | 249.8051 | 1.8235 | 1000 gal
E1 | 2104004000 | DVOil | 0.0029445 | 0.046135 | 0.11936 | 0.0018856 | 0.0018856 | 0.00010116 | 0.0018495 | 1032.4431 | 8.2595 | 1000 gal | 0.0024328 | 0.038117 | 0.098617 | 0.0015579 | 0.0015579 | 8.3583e-05 | 0.0015281 | 853.0119 | 6.8241 | 1000 gal
E1 | 2104006010 | NtGas-Res | 0.0006697 | 0.011446 | 7.3058e-05 | 6.0312e-06 | 6.0312e-06 | 0.0024353 | 0.0048705 | 300.623 | 296.1803 | mcf | 0.0006697 | 0.011446 | 7.3058e-05 | 6.0312e-06 | 6.0312e-06 | 0.0024353 | 0.0048705 | 300.623 | 296.1803 | mcf
E1 | 2103006000 | NtGas-Com | 0.0052613 | 0.09566 | 0.00057396 | 0.0072701 | 0.0072701 | 0.019132 | 0.038264 | 1941.8947 | 1913.1967 | mcf | 0.0052613 | 0.09566 | 0.00057396 | 0.0072701 | 0.0072701 | 0.019132 | 0.038264 | 1941.8947 | 1913.1967 | mcf
E1 | 2104002000 | CoalHt | 0.15625 | 0.07375 | 0.14531 | 0.12484 | 0.12484 | 0.01978 | 2.0402 | 474.9996 | 31.25 | tons | 0.1368 | 0.064568 | 0.12722 | 0.1093 | 0.1093 | 0.017318 | 1.7862 | 415.8597 | 27.3592 | tons
E1 | 2103002000 | Coal-Com | 0.00040148 | 0.0001895 | 0.00037338 | 0.00032078 | 0.00032078 | 5.0826e-05 | 0.0052423 | 18.4569 | 1.2205 | tons | 0.0003794 | 0.00017908 | 0.00035285 | 0.00030314 | 0.00030314 | 4.8031e-05 | 0.0049541 | 17.4368 | 1.1534 | tons
E1 | 2103008000 | Wood-Com | 0.0012268 | 4.8776e-05 | 1.0633e-05 | 0.000345 | 0.000345 | 1.2633e-05 | 0.0024539 | 11.1386 | 0.9198 | tons | 0.0010057 | 4.0924e-05 | 8.6858e-06 | 0.00029694 | 0.00029694 | 1.1446e-05 | 0.0021589 | 9.0984 | 0.75132 | tons
E1 | 2102012000 | WasteOil | 0.00052382 | 0.027346 | 0.019363 | 0.0027261 | 0.0027261 | 1.9058e-05 | 0.00651 | 145.099 | 1.0476 | 1000 gal | 0.00052382 | 0.027346 | 0.019363 | 0.0027261 | 0.0027261 | 1.9058e-05 | 0.00651 | 145.099 | 1.0476 | 1000 gal
E1 | Total |  | 12.555 | 3.3068 | 5.1954 | 3.5763 | 3.5763 | 0.17278 | 38.0313 | 65563.0345 |  |  | 11.2963 | 3.0804 | 4.8097 | 3.1764 | 3.1764 | 0.15622 | 33.5029 | 60930.377
E2 | 2104008100 | FP | 3.792 | 0.043054 | 0.0066236 | 0.57295 | 0.57295 | 0.029806 | 4.1828 | 529.8178 | 47.3121 | tons | 3.5069 | 0.039816 | 0.0061256 | 0.52986 | 0.52986 | 0.027565 | 3.8683 | 489.9768 | 43.7544 | tons
E2 | 2104008210 | Ins-Conv | 0.089416 | 0.0047239 | 0.00067484 | 0.051625 | 0.051625 | 0.0028681 | 0.38938 | 53.9798 | 4.8203 | tons | 0.078023 | 0.004122 | 0.00058885 | 0.045047 | 0.045047 | 0.0025026 | 0.33977 | 47.1016 | 4.2061 | tons
E2 | 2104008220 | Ins-NonCat | 0.042625 | 0.0071041 | 0.0014208 | 0.042625 | 0.042625 | 0.0031968 | 0.50013 | 113.6499 | 10.1488 | tons | 0.037193 | 0.0061989 | 0.0012398 | 0.037193 | 0.037193 | 0.0027895 | 0.4364 | 99.1685 | 8.8556 | tons
E2 | 2104008230 | Ins-Cat | 0.032079 | 0.0042772 | 0.00085544 | 0.027802 | 0.027802 | 0.0019247 | 0.22883 | 68.4255 | 6.1103 | tons | 0.027991 | 0.0037322 | 0.00074644 | 0.024259 | 0.024259 | 0.0016795 | 0.19967 | 59.7067 | 5.3317 | tons
E2 | 2104008310 | WS-Conv | 1.8146 | 0.049719 | 0.013695 | 0.41572 | 0.41572 | 0.013594 | 4.1487 | 1095.4771 | 97.8249 | tons | 1.5834 | 0.043384 | 0.01195 | 0.36275 | 0.36275 | 0.011862 | 3.6201 | 955.8905 | 85.36 | tons
E2 | 2104008320 | WS-NonCat | 0.86503 | 0.11598 | 0.028834 | 0.57129 | 0.57129 | 0.018003 | 8.9128 | 2306.4354 | 205.9622 | tons | 0.75481 | 0.1012 | 0.02516 | 0.4985 | 0.4985 | 0.015709 | 7.7771 | 2012.5475 | 179.7183 | tons
E2 | 2104008330 | WS-Cat | 0.65102 | 0.069825 | 0.01736 | 0.38165 | 0.38165 | 0.010839 | 5.3662 | 1388.643 | 124.0043 | tons | 0.56806 | 0.060928 | 0.015148 | 0.33302 | 0.33302 | 0.009458 | 4.6824 | 1211.701 | 108.2036 | tons
E2 | 2104008410 | PS-Exempt | 0.010908 | 0.019049 | 0.0015224 | 0.014083 | 0.014083 | 0.00034198 | 0.047253 | 145.4251 | 12.9863 | tons | 0.0095184 | 0.016622 | 0.0013284 | 0.012288 | 0.012288 | 0.0002984 | 0.041232 | 126.8949 | 11.3316 | tons
E2 | 2104008420 | PS-EPACert | 0.036794 | 0.064254 | 0.0051352 | 0.047501 | 0.047501 | 0.0011535 | 0.15938 | 490.5233 | 43.8032 | tons | 0.032106 | 0.056067 | 0.0044809 | 0.041448 | 0.041448 | 0.0010065 | 0.13908 | 428.0204 | 38.2218 | tons
E2 | 2104008610 | OWBWtd | 1.1995 | 0.04261 | 0.010568 | 0.26078 | 0.26078 | 0.0064404 | 1.6003 | 845.3583 | 75.4896 | tons | 1.0969 | 0.038964 | 0.0096642 | 0.23847 | 0.23847 | 0.0058893 | 1.4634 | 773.0254 | 69.0303 | tons
E2 | 2104004000 | COil-Res | 0.077848 | 1.2197 | 3.1557 | 0.049853 | 0.049853 | 0.0026746 | 0.048897 | 29307.2073 | 218.3672 | 1000 gal | 0.071987 | 1.1279 | 2.9181 | 0.0461 | 0.0461 | 0.0024733 | 0.045216 | 27100.8757 | 201.9279 | 1000 gal
E2 | 2103004001 | COil-Com | 0.023753 | 0.59964 | 0.42386 | 0.015211 | 0.015211 | 0.00081606 | 0.014919 | 9227.8679 | 68.7566 | 1000 gal | 0.023366 | 0.58989 | 0.41696 | 0.014963 | 0.014963 | 0.00080278 | 0.014677 | 9077.6793 | 67.6375 | 1000 gal
E2 | 2104004000 | Prtbl | 0.00051801 | 0.013077 | 0.020998 | 0.00029061 | 0.00029061 | 1.7797e-05 | 0.00032537 | 199.0609 | 1.4531 | 1000 gal | 0.00048979 | 0.012365 | 0.019855 | 0.00027478 | 0.00027478 | 1.6828e-05 | 0.00030765 | 188.2169 | 1.3739 | 1000 gal
E2 | 2104004000 | DVOil | 0.001653 | 0.025899 | 0.067005 | 0.0010585 | 0.0010585 | 5.679e-05 | 0.0010382 | 579.5772 | 4.6366 | 1000 gal | 0.0013798 | 0.021619 | 0.055932 | 0.0008836 | 0.0008836 | 4.7405e-05 | 0.00086666 | 483.7947 | 3.8704 | 1000 gal
E2 | 2104006010 | NtGas-Res | 0.0006264 | 0.010706 | 6.8335e-05 | 5.6413e-06 | 5.6413e-06 | 0.0022778 | 0.0045557 | 281.1888 | 277.0333 | mcf | 0.0006264 | 0.010706 | 6.8335e-05 | 5.6413e-06 | 5.6413e-06 | 0.0022778 | 0.0045557 | 281.1888 | 277.0333 | mcf
E2 | 2103006000 | NtGas-Com | 0.0097087 | 0.17652 | 0.0010591 | 0.013416 | 0.013416 | 0.035304 | 0.070609 | 3583.3898 | 3530.4333 | mcf | 0.0097087 | 0.17652 | 0.0010591 | 0.013416 | 0.013416 | 0.035304 | 0.070609 | 3583.3898 | 3530.4333 | mcf
E2 | 2104002000 | CoalHt | 0.116 | 0.054752 | 0.10788 | 0.092683 | 0.092683 | 0.014685 | 1.5147 | 352.6373 | 23.1998 | tons | 0.10192 | 0.048106 | 0.094786 | 0.081434 | 0.081434 | 0.012903 | 1.3308 | 309.8365 | 20.384 | tons
E2 | 2103002000 | Coal-Com | 0.00028532 | 0.00013467 | 0.00026535 | 0.00022797 | 0.00022797 | 3.612e-05 | 0.0037256 | 13.1168 | 0.86738 | tons | 0.00026963 | 0.00012727 | 0.00025076 | 0.00021544 | 0.00021544 | 3.4134e-05 | 0.0035207 | 12.3919 | 0.81968 | tons
E2 | 2103008000 | Wood-Com | 0.00087184 | 3.4664e-05 | 7.5569e-06 | 0.00024518 | 0.00024518 | 8.9777e-06 | 0.0017439 | 7.9159 | 0.65368 | tons | 0.00071474 | 2.9083e-05 | 6.1728e-06 | 0.00021103 | 0.00021103 | 8.1342e-06 | 0.0015343 | 6.466 | 0.53394 | tons
E2 | 2102012000 | WasteOil | 0.00037227 | 0.019434 | 0.013761 | 0.0019373 | 0.0019373 | 1.3544e-05 | 0.0046265 | 103.1181 | 0.74454 | 1000 gal | 0.00037227 | 0.019434 | 0.013761 | 0.0019373 | 0.0019373 | 1.3544e-05 | 0.0046265 | 103.1181 | 0.74454 | 1000 gal
E2 | Total |  | 8.7657 | 2.5405 | 3.8773 | 2.561 | 2.561 | 0.14406 | 27.2009 | 50692.8155 |  |  | 7.9057 | 2.3777 | 3.5972 | 2.2823 | 2.2823 | 0.13264 | 24.0442 | 47350.9912 |  |  | PM Non-Attainment Area Emission Factors (lb/mmBTU), Baseline MC
[23 empty] | VOC | NOX | SO2 | PM10-PRI | PM25-PRI | NH3 | CO
Wtd Avg | 2104008100 | FP | 5.0058 | 0.056835 | 0.0087438 | 0.75634 | 0.75634 | 0.039347 | 5.5217 | 702.0416 | 62.4561 | tons | 4.6183 | 0.052435 | 0.008067 | 0.69779 | 0.69779 | 0.036301 | 5.0943 | 647.6976 | 57.6218 | tons | 14.2608 | 0.16191 | 0.02491 | 2.1547 | 2.1547 | 0.11209 | 15.7305
Wtd Avg | 2104008210 | Ins-Conv | 0.10837 | 0.0057253 | 0.0008179 | 0.06257 | 0.06257 | 0.0034761 | 0.47193 | 65.6581 | 5.8422 | tons | 0.094324 | 0.0049831 | 0.00071188 | 0.054459 | 0.054459 | 0.0030255 | 0.41075 | 57.1465 | 5.0849 | tons | 3.3011 | 0.1744 | 0.024914 | 1.9059 | 1.9059 | 0.10589 | 14.3755
Wtd Avg | 2104008220 | Ins-NonCat | 0.051661 | 0.0086101 | 0.001722 | 0.051661 | 0.051661 | 0.0038746 | 0.60615 | 138.2376 | 12.3003 | tons | 0.044964 | 0.007494 | 0.0014988 | 0.044964 | 0.044964 | 0.0033723 | 0.52758 | 120.3171 | 10.7058 | tons | 0.74742 | 0.12457 | 0.024914 | 0.74742 | 0.74742 | 0.056057 | 8.7698
Wtd Avg | 2104008230 | Ins-Cat | 0.038879 | 0.0051839 | 0.0010368 | 0.033696 | 0.033696 | 0.0023328 | 0.27734 | 83.2292 | 7.4057 | tons | 0.03384 | 0.0045119 | 0.00090239 | 0.029328 | 0.029328 | 0.0020304 | 0.24139 | 72.4397 | 6.4457 | tons | 0.93428 | 0.12457 | 0.024914 | 0.80971 | 0.80971 | 0.056057 | 6.6645
Wtd Avg | 2104008310 | WS-Conv | 2.1993 | 0.060259 | 0.016599 | 0.50386 | 0.50386 | 0.016475 | 5.0282 | 1332.4799 | 118.5632 | tons | 1.9142 | 0.052448 | 0.014447 | 0.43854 | 0.43854 | 0.01434 | 4.3764 | 1159.7432 | 103.1938 | tons | 3.3011 | 0.090447 | 0.024914 | 0.75627 | 0.75627 | 0.024729 | 7.5472
Wtd Avg | 2104008320 | WS-NonCat | 1.0484 | 0.14056 | 0.034947 | 0.6924 | 0.6924 | 0.021819 | 10.8023 | 2805.4248 | 249.6249 | tons | 0.91251 | 0.12234 | 0.030417 | 0.60265 | 0.60265 | 0.018991 | 9.402 | 2441.7423 | 217.2659 | tons | 0.74742 | 0.10021 | 0.024914 | 0.49362 | 0.49362 | 0.015555 | 7.701
Wtd Avg | 2104008330 | WS-Cat | 0.78903 | 0.084628 | 0.021041 | 0.46256 | 0.46256 | 0.013137 | 6.5038 | 1689.0712 | 150.2925 | tons | 0.68675 | 0.073658 | 0.018313 | 0.4026 | 0.4026 | 0.011434 | 5.6607 | 1470.1076 | 130.81 | tons | 0.93428 | 0.10021 | 0.024914 | 0.54771 | 0.54771 | 0.015555 | 7.701
Wtd Avg | 2104008410 | PS-Exempt | 0.013221 | 0.023088 | 0.0018452 | 0.017068 | 0.017068 | 0.00041447 | 0.05727 | 176.8873 | 15.7393 | tons | 0.011507 | 0.020095 | 0.001606 | 0.014855 | 0.014855 | 0.00036075 | 0.049846 | 153.9564 | 13.699 | tons | 0.14948 | 0.26105 | 0.020863 | 0.19298 | 0.19298 | 0.0046863 | 0.64753
Wtd Avg | 2104008420 | PS-EPACert | 0.044595 | 0.077876 | 0.0062239 | 0.057571 | 0.057571 | 0.001398 | 0.19317 | 596.6463 | 53.0892 | tons | 0.038814 | 0.067781 | 0.0054171 | 0.050108 | 0.050108 | 0.0012168 | 0.16813 | 519.2998 | 46.2072 | tons | 0.14948 | 0.26105 | 0.020863 | 0.19298 | 0.19298 | 0.0046863 | 0.64753
Wtd Avg | 2104008610 | OWBWtd | 1.2524 | 0.04449 | 0.011035 | 0.27228 | 0.27228 | 0.0067245 | 1.6709 | 885.5077 | 78.8194 | tons | 1.1451 | 0.040678 | 0.010089 | 0.24895 | 0.24895 | 0.0061483 | 1.5278 | 809.6378 | 72.0662 | tons | 2.8287 | 0.10048 | 0.024923 | 0.61498 | 0.61498 | 0.015188 | 3.774
Wtd Avg | 2104004000 | COil-Res | 0.091397 | 1.432 | 3.7049 | 0.058529 | 0.058529 | 0.0031401 | 0.057408 | 34407.9168 | 256.3725 | 1000 gal | 0.084417 | 1.3227 | 3.422 | 0.05406 | 0.05406 | 0.0029003 | 0.053024 | 31780.4431 | 236.7952 | 1000 gal | 0.0053125 | 0.083238 | 0.21535 | 0.0034021 | 0.0034021 | 0.00018252 | 0.0033369
Wtd Avg | 2103004001 | COil-Com | 0.029002 | 0.73217 | 0.51753 | 0.018573 | 0.018573 | 0.00099642 | 0.018217 | 11267.2736 | 83.9522 | 1000 gal | 0.02853 | 0.72025 | 0.50911 | 0.01827 | 0.01827 | 0.0009802 | 0.01792 | 11083.8926 | 82.5858 | 1000 gal | 0.005148 | 0.12996 | 0.091864 | 0.0032967 | 0.0032967 | 0.00017687 | 0.0032335
Wtd Avg | 2104004000 | Prtbl | 0.00061087 | 0.015422 | 0.024763 | 0.00034271 | 0.00034271 | 2.0988e-05 | 0.0003837 | 234.7446 | 1.7135 | 1000 gal | 0.0005768 | 0.014562 | 0.023381 | 0.00032359 | 0.00032359 | 1.9817e-05 | 0.00036229 | 221.6505 | 1.6179 | 1000 gal | 0.0052046 | 0.13139 | 0.21098 | 0.0029198 | 0.0029198 | 0.00017881 | 0.0032691
Wtd Avg | 2104004000 | DVOil | 0.0023541 | 0.036884 | 0.095427 | 0.0015075 | 0.0015075 | 8.0879e-05 | 0.0014786 | 825.4187 | 6.6033 | 1000 gal | 0.0019514 | 0.030575 | 0.079104 | 0.0012497 | 0.0012497 | 6.7044e-05 | 0.0012257 | 684.2269 | 5.4738 | 1000 gal | 0.005704 | 0.089371 | 0.23122 | 0.0036528 | 0.0036528 | 0.00019597 | 0.0035828
Wtd Avg | 2104006010 | NtGas-Res | 0.00064991 | 0.011107 | 7.0899e-05 | 5.8529e-06 | 5.8529e-06 | 0.0023633 | 0.0047266 | 291.7388 | 287.4274 | mcf | 0.00064991 | 0.011107 | 7.0899e-05 | 5.8529e-06 | 5.8529e-06 | 0.0023633 | 0.0047266 | 291.7388 | 287.4274 | mcf | 0.0044554 | 0.076147 | 0.00048604 | 4.0124e-05 | 4.0124e-05 | 0.016201 | 0.032403
Wtd Avg | 2103006000 | NtGas-Com | 0.0072944 | 0.13263 | 0.00079575 | 0.01008 | 0.01008 | 0.026525 | 0.05305 | 2692.2925 | 2652.5049 | mcf | 0.0072944 | 0.13263 | 0.00079575 | 0.01008 | 0.01008 | 0.026525 | 0.05305 | 2692.2925 | 2652.5049 | mcf | 0.0054187 | 0.098522 | 0.00059113 | 0.0074877 | 0.0074877 | 0.019704 | 0.039409
Wtd Avg | 2104002000 | CoalHt | 0.13785 | 0.065065 | 0.1282 | 0.11014 | 0.11014 | 0.017451 | 1.8 | 419.0625 | 27.5699 | tons | 0.12085 | 0.057042 | 0.11239 | 0.096561 | 0.096561 | 0.015299 | 1.578 | 367.3919 | 24.1705 | tons | 0.65789 | 0.31053 | 0.61184 | 0.52566 | 0.52566 | 0.083286 | 8.5905
Wtd Avg | 2103002000 | Coal-Com | 0.00034838 | 0.00016444 | 0.00032399 | 0.00027836 | 0.00027836 | 4.4103e-05 | 0.004549 | 16.0157 | 1.0591 | tons | 0.00032922 | 0.00015539 | 0.00030618 | 0.00026305 | 0.00026305 | 4.1678e-05 | 0.0042988 | 15.1305 | 1.0008 | tons
Wtd Avg | 2103008000 | Wood-Com | 0.0010645 | 4.2325e-05 | 9.2271e-06 | 0.00029937 | 0.00029937 | 1.0962e-05 | 0.0021293 | 9.6654 | 0.79814 | tons | 0.0008727 | 3.5511e-05 | 7.537e-06 | 0.00025767 | 0.00025767 | 9.9319e-06 | 0.0018734 | 7.895 | 0.65195 | tons
Wtd Avg | 2102012000 | WasteOil | 0.00045454 | 0.023729 | 0.016802 | 0.0023655 | 0.0023655 | 1.6537e-05 | 0.005649 | 125.9078 | 0.90908 | 1000 gal | 0.00045454 | 0.023729 | 0.016802 | 0.0023655 | 0.0023655 | 1.6537e-05 | 0.005649 | 125.9078 | 0.90908 | 1000 gal | 0.0072202 | 0.37693 | 0.2669 | 0.037575 | 0.037575 | 0.00026269 | 0.089732
Wtd Avg | Total |  | 10.8228 | 2.9565 | 4.5928 | 3.1121 | 3.1121 | 0.15965 | 33.0803 | 58765.2201 |  |  | 9.7463 | 2.7592 | 4.2554 | 2.7677 | 2.7677 | 0.14544 | 29.1789 | 54722.6578 |  |  | 0.35621 | 0.10084 | 0.15553 | 0.10115 | 0.10115 | 0.0053156 | 1.0664
[19 empty] | Residential: | 40797.5394 | mmBTU/episode day
[20 empty] | #REF! | BTU/HH/episode day |  | PM Non-Attainment Area Emission Factors (lb/mmBTU), Baseline MC
[8 empty] | Needed Aggregations for Measure Benefit Calcs | [14 empty] | VOC | NOX | SO2 | PM10-PRI | PM25-PRI | NH3 | CO
[12 empty] | Uncertified Residential Solid-Fuel Heaters (cordwood insert/stove, OWB, Coal Ht): | 7.8929 | 0.20759 | 0.14571 | 1.5363 | 1.5363 | 0.075114 | 12.9872 | 3041.6171 |  |  | 5.1899 | 0.1365 | 0.09581 | 1.0102 | 1.0102 | 0.049391 | 8.5397
[12 empty] | Phase II Wood Heaters (Cert cordwood insert or stove): | 1.6781 | 0.208 | 0.051131 | 1.0795 | 1.0795 | 0.035828 | 15.8316 | 4104.6068 |  |  | 0.81765 | 0.10135 | 0.024914 | 0.52601 | 0.52601 | 0.017457 | 7.7141
[12 empty] | Residential Oil Devices (central, DV, portable): | 0.086946 | 1.3678 | 3.5245 | 0.055633 | 0.055633 | 0.0029872 | 0.054612 | 32686.3205 | 243.887 | 1000 gal | 0.00532 | 0.083693 | 0.21565 | 0.0034041 | 0.0034041 | 0.00018278 | 0.0033416
[12 empty] | Other Residential Fuels: | 0.1215 | 0.06815 | 0.11246 | 0.096567 | 0.096567 | 0.017663 | 1.5828 | 659.1308 |  |  | 0.36867 | 0.20679 | 0.34125 | 0.29301 | 0.29301 | 0.053594 | 4.8026
[12 empty] | Commercial Oil: | 0.02853 | 0.72025 | 0.50911 | 0.01827 | 0.01827 | 0.0009802 | 0.01792 | 11083.8926 | 82.5858 | 1000 gal | 0.005148 | 0.12996 | 0.091864 | 0.0032967 | 0.0032967 | 0.00017687 | 0.0032335
[12 empty] | All Wood Devices: | 9.5013 | 0.44646 | 0.091477 | 2.5845 | 2.5845 | 0.09723 | 27.4606 | 7459.9832 | 663.7521 | tons/day | 2.5473 | 0.11969 | 0.024525 | 0.6929 | 0.6929 | 0.026067 | 7.3621
[12 empty] | All Other Devices/Fuels: | 0.0080782 | 0.15651 | 0.017904 | 0.012708 | 0.012708 | 0.026583 | 0.062998 | 2833.3308 |  |  | 0.0057022 | 0.11048 | 0.012638 | 0.0089704 | 0.0089704 | 0.018765 | 0.044469
[12 empty] | CheckSum: | 9.7463 | 2.7592 | 4.2554 | 2.7677 | 2.7677 | 0.14544 | 29.1789 | 54722.6578 |  |  | 0.35621 | 0.10084 | 0.15553 | 0.10115 | 0.10115 | 0.0053156 | 1.0664
[21 empty] | 394.4436 | cords/episode day
[19 empty] | HDD-Based Episode Day/Avg Annual Day Use: | 1.9303 | 74585.905 | cords/year

## DevSumOut-2028BSR
Summary of Space Heating Emissions and Energy Use by Device Averaged Across Each Modeling Episode
BSR, 2028
|  |  | Grid 3 Domain | [9 empty] | PM Non-Attainment Area
|  | Source | Space Heating Emissions (tons/day) | [6 empty] | Avg Daily |  | Fuel Use | Space Heating Emissions (tons/day) | [6 empty] | Avg Daily |  | Fuel Use
Episode | SCC | Category | VOC | NOX | SO2 | PM10-PRI | PM25-PRI | NH3 | CO | mmBTU | Fuel Use | Units | VOC | NOX | SO2 | PM10-PRI | PM25-PRI | NH3 | CO | mmBTU | Fuel Use | Units
E1 | 2104008100 | FP | 6.0703 | 0.068921 | 0.010603 | 0.91718 | 0.91718 | 0.047714 | 6.6959 | 853.0294 | 75.7379 | tons | 5.5934 | 0.063506 | 0.0097701 | 0.84511 | 0.84511 | 0.043965 | 6.1698 | 786.0043 | 69.7869 | tons
E1 | 2104008210 | Ins-Conv | 0.12521 | 0.0066148 | 0.00094498 | 0.072291 | 0.072291 | 0.0040161 | 0.54525 | 76.0234 | 6.7499 | tons | 0.10881 | 0.0057485 | 0.00082121 | 0.062823 | 0.062823 | 0.0034902 | 0.47384 | 66.0667 | 5.8659 | tons
E1 | 2104008220 | Ins-NonCat | 0.059687 | 0.0099478 | 0.0019896 | 0.059687 | 0.059687 | 0.0044765 | 0.70033 | 160.0609 | 14.2113 | tons | 0.05187 | 0.008645 | 0.001729 | 0.05187 | 0.05187 | 0.0038902 | 0.60861 | 139.0979 | 12.3501 | tons
E1 | 2104008230 | Ins-Cat | 0.04492 | 0.0059893 | 0.0011979 | 0.038931 | 0.038931 | 0.0026952 | 0.32043 | 96.3684 | 8.5563 | tons | 0.039037 | 0.0052049 | 0.001041 | 0.033832 | 0.033832 | 0.0023422 | 0.27846 | 83.7471 | 7.4357 | tons
E1 | 2104008310 | WS-Conv | 2.541 | 0.069621 | 0.019178 | 0.58214 | 0.58214 | 0.019035 | 5.8094 | 1542.8358 | 136.9837 | tons | 2.2082 | 0.060503 | 0.016666 | 0.50589 | 0.50589 | 0.016542 | 5.0485 | 1340.7722 | 119.0431 | tons
E1 | 2104008320 | WS-NonCat | 1.2113 | 0.1624 | 0.040377 | 0.79998 | 0.79998 | 0.025209 | 12.4805 | 3248.3117 | 288.4077 | tons | 1.0527 | 0.14113 | 0.035089 | 0.6952 | 0.6952 | 0.021908 | 10.846 | 2822.8836 | 250.6352 | tons
E1 | 2104008330 | WS-Cat | 0.91162 | 0.097776 | 0.02431 | 0.53443 | 0.53443 | 0.015178 | 7.5142 | 1955.7215 | 173.6425 | tons | 0.79222 | 0.084971 | 0.021126 | 0.46443 | 0.46443 | 0.01319 | 6.5301 | 1699.5826 | 150.9008 | tons
E1 | 2104008410 | PS-Exempt | 0.015275 | 0.026675 | 0.0021319 | 0.01972 | 0.01972 | 0.00047887 | 0.066168 | 204.8121 | 18.1846 | tons | 0.013274 | 0.023181 | 0.0018527 | 0.017137 | 0.017137 | 0.00041615 | 0.057502 | 177.9881 | 15.803 | tons
E1 | 2104008420 | PS-EPACert | 0.051523 | 0.089975 | 0.0071908 | 0.066515 | 0.066515 | 0.0016152 | 0.22319 | 690.8377 | 61.3374 | tons | 0.044775 | 0.078191 | 0.006249 | 0.057804 | 0.057804 | 0.0014037 | 0.19395 | 600.3594 | 53.3041 | tons
E1 | 2104008610 | OWBWtd | 1.3061 | 0.046397 | 0.011508 | 0.28395 | 0.28395 | 0.0070127 | 1.7425 | 925.7831 | 82.1975 | tons | 1.1941 | 0.042417 | 0.010521 | 0.2596 | 0.2596 | 0.0064112 | 1.5931 | 846.3802 | 75.1475 | tons
E1 | 2104004000 | COil-Res | 0.10352 | 1.622 | 4.1965 | 0.066295 | 0.066295 | 0.0035567 | 0.065024 | 38973.0905 | 290.3874 | 1000 gal | 0.095547 | 1.497 | 3.8731 | 0.061187 | 0.061187 | 0.0032827 | 0.060014 | 35970.1795 | 268.0128 | 1000 gal
E1 | 2103004001 | COil-Com | 0.033847 | 0.85449 | 0.60399 | 0.021676 | 0.021676 | 0.0011629 | 0.02126 | 13149.7023 | 97.9781 | 1000 gal | 0.033301 | 0.84069 | 0.59424 | 0.021325 | 0.021325 | 0.0011441 | 0.020917 | 12937.3053 | 96.3955 | 1000 gal
E1 | 2104004000 | Prtbl | 0.00069387 | 0.017517 | 0.028127 | 0.00038927 | 0.00038927 | 2.3839e-05 | 0.00043583 | 266.6401 | 1.9463 | 1000 gal | 0.0006546 | 0.016526 | 0.026535 | 0.00036723 | 0.00036723 | 2.249e-05 | 0.00041116 | 251.5467 | 1.8362 | 1000 gal
E1 | 2104004000 | DVOil | 0.0029651 | 0.046457 | 0.12019 | 0.0018988 | 0.0018988 | 0.00010187 | 0.0018624 | 1039.6413 | 8.3171 | 1000 gal | 0.0024498 | 0.038383 | 0.099305 | 0.0015688 | 0.0015688 | 8.4166e-05 | 0.0015387 | 858.9591 | 6.8717 | 1000 gal
E1 | 2104006010 | NtGas-Res | 0.0006697 | 0.011446 | 7.3058e-05 | 6.0312e-06 | 6.0312e-06 | 0.0024353 | 0.0048705 | 300.623 | 296.1803 | mcf | 0.0006697 | 0.011446 | 7.3058e-05 | 6.0312e-06 | 6.0312e-06 | 0.0024353 | 0.0048705 | 300.623 | 296.1803 | mcf
E1 | 2103006000 | NtGas-Com | 0.0052613 | 0.09566 | 0.00057396 | 0.0072701 | 0.0072701 | 0.019132 | 0.038264 | 1941.8947 | 1913.1967 | mcf | 0.0052613 | 0.09566 | 0.00057396 | 0.0072701 | 0.0072701 | 0.019132 | 0.038264 | 1941.8947 | 1913.1967 | mcf
E1 | 2104002000 | CoalHt | 0.15734 | 0.074264 | 0.14633 | 0.12571 | 0.12571 | 0.019918 | 2.0545 | 478.3113 | 31.4678 | tons | 0.13775 | 0.065018 | 0.12811 | 0.11006 | 0.11006 | 0.017438 | 1.7987 | 418.759 | 27.5499 | tons
E1 | 2103002000 | Coal-Com | 0.00040148 | 0.0001895 | 0.00037338 | 0.00032078 | 0.00032078 | 5.0826e-05 | 0.0052423 | 18.4569 | 1.2205 | tons | 0.0003794 | 0.00017908 | 0.00035285 | 0.00030314 | 0.00030314 | 4.8031e-05 | 0.0049541 | 17.4368 | 1.1534 | tons
E1 | 2103008000 | Wood-Com | 0.0012268 | 4.8776e-05 | 1.0633e-05 | 0.000345 | 0.000345 | 1.2633e-05 | 0.0024539 | 11.1386 | 0.9198 | tons | 0.0010057 | 4.0924e-05 | 8.6858e-06 | 0.00029694 | 0.00029694 | 1.1446e-05 | 0.0021589 | 9.0984 | 0.75132 | tons
E1 | 2102012000 | WasteOil | 0.00052382 | 0.027346 | 0.019363 | 0.0027261 | 0.0027261 | 1.9058e-05 | 0.00651 | 145.099 | 1.0476 | 1000 gal | 0.00052382 | 0.027346 | 0.019363 | 0.0027261 | 0.0027261 | 1.9058e-05 | 0.00651 | 145.099 | 1.0476 | 1000 gal
E1 | Total |  | 12.6435 | 3.3338 | 5.2349 | 3.6015 | 3.6015 | 0.17384 | 38.2984 | 66078.3819 |  |  | 11.3759 | 3.1058 | 4.8466 | 3.1988 | 3.1988 | 0.15718 | 33.7382 | 61413.7839
E2 | 2104008100 | FP | 3.8187 | 0.043356 | 0.0066702 | 0.57697 | 0.57697 | 0.030016 | 4.2122 | 533.5439 | 47.6449 | tons | 3.5315 | 0.040096 | 0.0061686 | 0.53359 | 0.53359 | 0.027759 | 3.8955 | 493.4227 | 44.0621 | tons
E2 | 2104008210 | Ins-Conv | 0.090045 | 0.0047571 | 0.00067959 | 0.051988 | 0.051988 | 0.0028882 | 0.39212 | 54.3594 | 4.8542 | tons | 0.078572 | 0.004151 | 0.00059299 | 0.045364 | 0.045364 | 0.0025202 | 0.34216 | 47.4329 | 4.2357 | tons
E2 | 2104008220 | Ins-NonCat | 0.042924 | 0.0071541 | 0.0014308 | 0.042924 | 0.042924 | 0.0032193 | 0.50365 | 114.4491 | 10.2202 | tons | 0.037455 | 0.0062425 | 0.0012485 | 0.037455 | 0.037455 | 0.0028091 | 0.43947 | 99.8659 | 8.9179 | tons
E2 | 2104008230 | Ins-Cat | 0.032305 | 0.0043073 | 0.00086145 | 0.027997 | 0.027997 | 0.0019383 | 0.23044 | 68.9068 | 6.1533 | tons | 0.028188 | 0.0037584 | 0.00075169 | 0.02443 | 0.02443 | 0.0016913 | 0.20108 | 60.1266 | 5.3692 | tons
E2 | 2104008310 | WS-Conv | 1.8274 | 0.050069 | 0.013792 | 0.41865 | 0.41865 | 0.013689 | 4.1779 | 1103.1814 | 98.5129 | tons | 1.5946 | 0.043689 | 0.012034 | 0.3653 | 0.3653 | 0.011945 | 3.6455 | 962.6131 | 85.9603 | tons
E2 | 2104008320 | WS-NonCat | 0.87112 | 0.11679 | 0.029037 | 0.57531 | 0.57531 | 0.01813 | 8.9755 | 2322.6562 | 207.4107 | tons | 0.76012 | 0.10191 | 0.025337 | 0.502 | 0.502 | 0.015819 | 7.8318 | 2026.7014 | 180.9822 | tons
E2 | 2104008330 | WS-Cat | 0.6556 | 0.070317 | 0.017483 | 0.38434 | 0.38434 | 0.010915 | 5.4039 | 1398.4091 | 124.8764 | tons | 0.57206 | 0.061357 | 0.015255 | 0.33537 | 0.33537 | 0.0095245 | 4.7153 | 1220.2226 | 108.9645 | tons
E2 | 2104008410 | PS-Exempt | 0.010985 | 0.019183 | 0.0015331 | 0.014182 | 0.014182 | 0.00034438 | 0.047585 | 146.4478 | 13.0776 | tons | 0.0095854 | 0.016739 | 0.0013378 | 0.012375 | 0.012375 | 0.0003005 | 0.041522 | 127.7873 | 11.4113 | tons
E2 | 2104008420 | PS-EPACert | 0.037053 | 0.064706 | 0.0051713 | 0.047835 | 0.047835 | 0.0011616 | 0.16051 | 493.9731 | 44.1113 | tons | 0.032332 | 0.056461 | 0.0045124 | 0.04174 | 0.04174 | 0.0010136 | 0.14005 | 431.0306 | 38.4906 | tons
E2 | 2104008610 | OWBWtd | 1.208 | 0.04291 | 0.010643 | 0.26261 | 0.26261 | 0.0064857 | 1.6116 | 851.3035 | 76.0205 | tons | 1.1046 | 0.039238 | 0.0097321 | 0.24014 | 0.24014 | 0.0059307 | 1.4737 | 778.462 | 69.5158 | tons
E2 | 2104004000 | COil-Res | 0.078391 | 1.2282 | 3.1777 | 0.0502 | 0.0502 | 0.0026933 | 0.049238 | 29511.5375 | 219.8897 | 1000 gal | 0.072489 | 1.1358 | 2.9385 | 0.046421 | 0.046421 | 0.0024905 | 0.045532 | 27289.8233 | 203.3357 | 1000 gal
E2 | 2103004001 | COil-Com | 0.024054 | 0.60727 | 0.42924 | 0.015404 | 0.015404 | 0.00082644 | 0.015109 | 9345.1536 | 69.6305 | 1000 gal | 0.023666 | 0.59746 | 0.42231 | 0.015155 | 0.015155 | 0.00081309 | 0.014865 | 9194.2085 | 68.5058 | 1000 gal
E2 | 2104004000 | Prtbl | 0.00052162 | 0.013169 | 0.021145 | 0.00029264 | 0.00029264 | 1.7921e-05 | 0.00032764 | 200.4488 | 1.4632 | 1000 gal | 0.00049321 | 0.012451 | 0.019993 | 0.00027669 | 0.00027669 | 1.6945e-05 | 0.00030979 | 189.5291 | 1.3835 | 1000 gal
E2 | 2104004000 | DVOil | 0.0016645 | 0.026079 | 0.067472 | 0.0010659 | 0.0010659 | 5.7186e-05 | 0.0010455 | 583.618 | 4.6689 | 1000 gal | 0.0013894 | 0.021769 | 0.056322 | 0.00088976 | 0.00088976 | 4.7735e-05 | 0.0008727 | 487.1677 | 3.8973 | 1000 gal
E2 | 2104006010 | NtGas-Res | 0.0006264 | 0.010706 | 6.8335e-05 | 5.6413e-06 | 5.6413e-06 | 0.0022778 | 0.0045557 | 281.1888 | 277.0333 | mcf | 0.0006264 | 0.010706 | 6.8335e-05 | 5.6413e-06 | 5.6413e-06 | 0.0022778 | 0.0045557 | 281.1888 | 277.0333 | mcf
E2 | 2103006000 | NtGas-Com | 0.0097087 | 0.17652 | 0.0010591 | 0.013416 | 0.013416 | 0.035304 | 0.070609 | 3583.3898 | 3530.4333 | mcf | 0.0097087 | 0.17652 | 0.0010591 | 0.013416 | 0.013416 | 0.035304 | 0.070609 | 3583.3898 | 3530.4333 | mcf
E2 | 2104002000 | CoalHt | 0.11681 | 0.055133 | 0.10863 | 0.093329 | 0.093329 | 0.014787 | 1.5252 | 355.0958 | 23.3616 | tons | 0.10263 | 0.048442 | 0.095446 | 0.082002 | 0.082002 | 0.012993 | 1.3401 | 311.9967 | 20.5261 | tons
E2 | 2103002000 | Coal-Com | 0.00028532 | 0.00013467 | 0.00026535 | 0.00022797 | 0.00022797 | 3.612e-05 | 0.0037256 | 13.1168 | 0.86738 | tons | 0.00026963 | 0.00012727 | 0.00025076 | 0.00021544 | 0.00021544 | 3.4134e-05 | 0.0035207 | 12.3919 | 0.81968 | tons
E2 | 2103008000 | Wood-Com | 0.00087184 | 3.4664e-05 | 7.5569e-06 | 0.00024518 | 0.00024518 | 8.9777e-06 | 0.0017439 | 7.9159 | 0.65368 | tons | 0.00071474 | 2.9083e-05 | 6.1728e-06 | 0.00021103 | 0.00021103 | 8.1342e-06 | 0.0015343 | 6.466 | 0.53394 | tons
E2 | 2102012000 | WasteOil | 0.00037227 | 0.019434 | 0.013761 | 0.0019373 | 0.0019373 | 1.3544e-05 | 0.0046265 | 103.1181 | 0.74454 | 1000 gal | 0.00037227 | 0.019434 | 0.013761 | 0.0019373 | 0.0019373 | 1.3544e-05 | 0.0046265 | 103.1181 | 0.74454 | 1000 gal
E2 | Total |  | 8.8274 | 2.5603 | 3.9066 | 2.5789 | 2.5789 | 0.14481 | 27.3916 | 51071.8137 |  |  | 7.9614 | 2.3964 | 3.6247 | 2.2983 | 2.2983 | 0.13331 | 24.2127 | 47706.9452 |  |  | PM Non-Attainment Area Emission Factors (lb/mmBTU), Baseline MC
[23 empty] | VOC | NOX | SO2 | PM10-PRI | PM25-PRI | NH3 | CO
Wtd Avg | 2104008100 | FP | 5.041 | 0.057234 | 0.0088053 | 0.76166 | 0.76166 | 0.039624 | 5.5605 | 706.9789 | 62.8954 | tons | 4.6508 | 0.052804 | 0.0081237 | 0.7027 | 0.7027 | 0.036557 | 5.1301 | 652.2527 | 58.027 | tons | 14.2608 | 0.16191 | 0.02491 | 2.1547 | 2.1547 | 0.11209 | 15.7305
Wtd Avg | 2104008210 | Ins-Conv | 0.10913 | 0.0057656 | 0.00082366 | 0.06301 | 0.06301 | 0.0035005 | 0.47525 | 66.1199 | 5.8833 | tons | 0.094987 | 0.0050182 | 0.00071688 | 0.054842 | 0.054842 | 0.0030468 | 0.41364 | 57.5484 | 5.1206 | tons | 3.3011 | 0.1744 | 0.024914 | 1.9059 | 1.9059 | 0.10589 | 14.3755
Wtd Avg | 2104008220 | Ins-NonCat | 0.052024 | 0.0086707 | 0.0017341 | 0.052024 | 0.052024 | 0.0039018 | 0.61042 | 139.2098 | 12.3868 | tons | 0.04528 | 0.0075467 | 0.0015093 | 0.04528 | 0.04528 | 0.003396 | 0.53129 | 121.1633 | 10.7811 | tons | 0.74742 | 0.12457 | 0.024914 | 0.74742 | 0.74742 | 0.056057 | 8.7698
Wtd Avg | 2104008230 | Ins-Cat | 0.039153 | 0.0052204 | 0.0010441 | 0.033933 | 0.033933 | 0.0023492 | 0.27929 | 83.8145 | 7.4578 | tons | 0.034078 | 0.0045437 | 0.00090873 | 0.029534 | 0.029534 | 0.0020447 | 0.24309 | 72.9492 | 6.491 | tons | 0.93428 | 0.12457 | 0.024914 | 0.80971 | 0.80971 | 0.056057 | 6.6645
Wtd Avg | 2104008310 | WS-Conv | 2.2148 | 0.060683 | 0.016715 | 0.5074 | 0.5074 | 0.016591 | 5.0636 | 1341.851 | 119.397 | tons | 1.9277 | 0.052817 | 0.014549 | 0.44162 | 0.44162 | 0.014441 | 4.4072 | 1167.8995 | 103.9195 | tons | 3.3011 | 0.090447 | 0.024914 | 0.75627 | 0.75627 | 0.024729 | 7.5472
Wtd Avg | 2104008320 | WS-NonCat | 1.0558 | 0.14155 | 0.035193 | 0.69727 | 0.69727 | 0.021973 | 10.8782 | 2825.1549 | 251.3805 | tons | 0.91893 | 0.1232 | 0.030631 | 0.60688 | 0.60688 | 0.019125 | 9.4681 | 2458.9146 | 218.7938 | tons | 0.74742 | 0.10021 | 0.024914 | 0.49362 | 0.49362 | 0.015555 | 7.701
Wtd Avg | 2104008330 | WS-Cat | 0.79458 | 0.085223 | 0.021189 | 0.46582 | 0.46582 | 0.013229 | 6.5495 | 1700.9501 | 151.3494 | tons | 0.69158 | 0.074176 | 0.018442 | 0.40543 | 0.40543 | 0.011514 | 5.7005 | 1480.4466 | 131.7299 | tons | 0.93428 | 0.10021 | 0.024914 | 0.54771 | 0.54771 | 0.015555 | 7.701
Wtd Avg | 2104008410 | PS-Exempt | 0.013314 | 0.02325 | 0.0018582 | 0.017188 | 0.017188 | 0.00041739 | 0.057673 | 178.1313 | 15.85 | tons | 0.011588 | 0.020236 | 0.0016173 | 0.01496 | 0.01496 | 0.00036328 | 0.050196 | 155.0392 | 13.7954 | tons | 0.14948 | 0.26105 | 0.020863 | 0.19298 | 0.19298 | 0.0046863 | 0.64753
Wtd Avg | 2104008420 | PS-EPACert | 0.044908 | 0.078424 | 0.0062676 | 0.057976 | 0.057976 | 0.0014079 | 0.19453 | 600.8424 | 53.4626 | tons | 0.039087 | 0.068258 | 0.0054552 | 0.05046 | 0.05046 | 0.0012254 | 0.16931 | 522.952 | 46.5322 | tons | 0.14948 | 0.26105 | 0.020863 | 0.19298 | 0.19298 | 0.0046863 | 0.64753
Wtd Avg | 2104008610 | OWBWtd | 1.2612 | 0.044803 | 0.011112 | 0.2742 | 0.2742 | 0.0067718 | 1.6827 | 891.7353 | 79.3737 | tons | 1.1532 | 0.040964 | 0.01016 | 0.25071 | 0.25071 | 0.0061916 | 1.5385 | 815.3319 | 72.573 | tons | 2.8287 | 0.10048 | 0.024923 | 0.61498 | 0.61498 | 0.015188 | 3.774
Wtd Avg | 2104004000 | COil-Res | 0.092034 | 1.442 | 3.7307 | 0.058938 | 0.058938 | 0.003162 | 0.057808 | 34647.8091 | 258.1599 | 1000 gal | 0.085006 | 1.3319 | 3.4459 | 0.054437 | 0.054437 | 0.0029205 | 0.053394 | 32002.0167 | 238.4462 | 1000 gal | 0.0053125 | 0.083238 | 0.21535 | 0.0034021 | 0.0034021 | 0.00018252 | 0.0033369
Wtd Avg | 2103004001 | COil-Com | 0.029371 | 0.74148 | 0.52411 | 0.018809 | 0.018809 | 0.0010091 | 0.018448 | 11410.4801 | 85.0192 | 1000 gal | 0.028896 | 0.7295 | 0.51564 | 0.018505 | 0.018505 | 0.00099278 | 0.01815 | 11226.1754 | 83.6459 | 1000 gal | 0.005148 | 0.12996 | 0.091864 | 0.0032967 | 0.0032967 | 0.00017687 | 0.0032335
Wtd Avg | 2104004000 | Prtbl | 0.00061513 | 0.015529 | 0.024935 | 0.00034509 | 0.00034509 | 2.1134e-05 | 0.00038637 | 236.3812 | 1.7255 | 1000 gal | 0.00058082 | 0.014663 | 0.023544 | 0.00032585 | 0.00032585 | 1.9955e-05 | 0.00036482 | 223.1958 | 1.6292 | 1000 gal | 0.0052046 | 0.13139 | 0.21098 | 0.0029198 | 0.0029198 | 0.00017881 | 0.0032691
Wtd Avg | 2104004000 | DVOil | 0.0023705 | 0.037142 | 0.096092 | 0.001518 | 0.001518 | 8.1443e-05 | 0.0014889 | 831.1735 | 6.6494 | 1000 gal | 0.001965 | 0.030788 | 0.079655 | 0.0012584 | 0.0012584 | 6.7512e-05 | 0.0012343 | 688.9974 | 5.512 | 1000 gal | 0.005704 | 0.089371 | 0.23122 | 0.0036528 | 0.0036528 | 0.00019597 | 0.0035828
Wtd Avg | 2104006010 | NtGas-Res | 0.00064991 | 0.011107 | 7.0899e-05 | 5.8529e-06 | 5.8529e-06 | 0.0023633 | 0.0047266 | 291.7388 | 287.4274 | mcf | 0.00064991 | 0.011107 | 7.0899e-05 | 5.8529e-06 | 5.8529e-06 | 0.0023633 | 0.0047266 | 291.7388 | 287.4274 | mcf | 0.0044554 | 0.076147 | 0.00048604 | 4.0124e-05 | 4.0124e-05 | 0.016201 | 0.032403
Wtd Avg | 2103006000 | NtGas-Com | 0.0072944 | 0.13263 | 0.00079575 | 0.01008 | 0.01008 | 0.026525 | 0.05305 | 2692.2925 | 2652.5049 | mcf | 0.0072944 | 0.13263 | 0.00079575 | 0.01008 | 0.01008 | 0.026525 | 0.05305 | 2692.2925 | 2652.5049 | mcf | 0.0054187 | 0.098522 | 0.00059113 | 0.0074877 | 0.0074877 | 0.019704 | 0.039409
Wtd Avg | 2104002000 | CoalHt | 0.13881 | 0.065519 | 0.12909 | 0.11091 | 0.11091 | 0.017573 | 1.8125 | 421.9842 | 27.7621 | tons | 0.1217 | 0.05744 | 0.11318 | 0.097234 | 0.097234 | 0.015406 | 1.589 | 369.9534 | 24.339 | tons | 0.65789 | 0.31053 | 0.61184 | 0.52566 | 0.52566 | 0.083286 | 8.5905
Wtd Avg | 2103002000 | Coal-Com | 0.00034838 | 0.00016444 | 0.00032399 | 0.00027836 | 0.00027836 | 4.4103e-05 | 0.004549 | 16.0157 | 1.0591 | tons | 0.00032922 | 0.00015539 | 0.00030618 | 0.00026305 | 0.00026305 | 4.1678e-05 | 0.0042988 | 15.1305 | 1.0008 | tons
Wtd Avg | 2103008000 | Wood-Com | 0.0010645 | 4.2325e-05 | 9.2271e-06 | 0.00029937 | 0.00029937 | 1.0962e-05 | 0.0021293 | 9.6654 | 0.79814 | tons | 0.0008727 | 3.5511e-05 | 7.537e-06 | 0.00025767 | 0.00025767 | 9.9319e-06 | 0.0018734 | 7.895 | 0.65195 | tons
Wtd Avg | 2102012000 | WasteOil | 0.00045454 | 0.023729 | 0.016802 | 0.0023655 | 0.0023655 | 1.6537e-05 | 0.005649 | 125.9078 | 0.90908 | 1000 gal | 0.00045454 | 0.023729 | 0.016802 | 0.0023655 | 0.0023655 | 1.6537e-05 | 0.005649 | 125.9078 | 0.90908 | 1000 gal | 0.0072202 | 0.37693 | 0.2669 | 0.037575 | 0.037575 | 0.00026269 | 0.089732
Wtd Avg | Total |  | 10.899 | 2.9802 | 4.6277 | 3.134 | 3.134 | 0.16057 | 33.3124 | 59218.2364 |  |  | 9.815 | 2.7815 | 4.288 | 2.7872 | 2.7872 | 0.14627 | 29.3837 | 55147.8005 |  |  | 0.35595 | 0.10087 | 0.15551 | 0.10108 | 0.10108 | 0.0053045 | 1.0656
[19 empty] | Residential: | 41080.3994 | mmBTU/episode day
[20 empty] | #REF! | BTU/HH/episode day |  | PM Non-Attainment Area Emission Factors (lb/mmBTU), Baseline MC
[8 empty] | Needed Aggregations for Measure Benefit Calcs | [14 empty] | VOC | NOX | SO2 | PM10-PRI | PM25-PRI | NH3 | CO
[12 empty] | Uncertified Residential Solid-Fuel Heaters (cordwood insert/stove, OWB, Coal Ht): | 7.9484 | 0.20904 | 0.14673 | 1.5471 | 1.5471 | 0.075642 | 13.0785 | 3062.9859 |  |  | 5.19 | 0.1365 | 0.095806 | 1.0102 | 1.0102 | 0.049391 | 8.5397
[12 empty] | Phase II Wood Heaters (Cert cordwood insert or stove): | 1.6899 | 0.20947 | 0.051491 | 1.0871 | 1.0871 | 0.03608 | 15.9429 | 4133.4737 |  |  | 0.81765 | 0.10135 | 0.024914 | 0.52601 | 0.52601 | 0.017457 | 7.7141
[12 empty] | Residential Oil Devices (central, DV, portable): | 0.087552 | 1.3773 | 3.5491 | 0.056021 | 0.056021 | 0.003008 | 0.054993 | 32914.2098 | 245.5874 | 1000 gal | 0.00532 | 0.083693 | 0.21565 | 0.0034041 | 0.0034041 | 0.00018278 | 0.0033416
[12 empty] | Other Residential Fuels: | 0.12235 | 0.068548 | 0.11325 | 0.09724 | 0.09724 | 0.017769 | 1.5938 | 661.6922 |  |  | 0.36979 | 0.20719 | 0.3423 | 0.29391 | 0.29391 | 0.053709 | 4.8172
[12 empty] | Commercial Oil: | 0.028896 | 0.7295 | 0.51564 | 0.018505 | 0.018505 | 0.00099278 | 0.01815 | 11226.1754 | 83.6459 | 1000 gal | 0.005148 | 0.12996 | 0.091864 | 0.0032967 | 0.0032967 | 0.00017687 | 0.0032335
[12 empty] | All Wood Devices: | 9.5681 | 0.4496 | 0.09212 | 2.6027 | 2.6027 | 0.097914 | 27.6538 | 7512.3924 | 668.4155 | tons/day | 2.5473 | 0.1197 | 0.024525 | 0.6929 | 0.6929 | 0.026067 | 7.3622
[12 empty] | All Other Devices/Fuels: | 0.0080782 | 0.15651 | 0.017904 | 0.012708 | 0.012708 | 0.026583 | 0.062998 | 2833.3308 |  |  | 0.0057022 | 0.11048 | 0.012638 | 0.0089704 | 0.0089704 | 0.018765 | 0.044469
[12 empty] | CheckSum: | 9.815 | 2.7815 | 4.288 | 2.7872 | 2.7872 | 0.14627 | 29.3837 | 55147.8005 |  |  | 0.35595 | 0.10087 | 0.15551 | 0.10108 | 0.10108 | 0.0053045 | 1.0656
[21 empty] | 397.2149 | cords/episode day
[19 empty] | HDD-Based Episode Day/Avg Annual Day Use: | 1.9303 | 75109.9389 | cords/year

## DevSumOut-2029BSR
Summary of Space Heating Emissions and Energy Use by Device Averaged Across Each Modeling Episode
BSR, 2029
|  |  | Grid 3 Domain | [9 empty] | PM Non-Attainment Area
|  | Source | Space Heating Emissions (tons/day) | [6 empty] | Avg Daily |  | Fuel Use | Space Heating Emissions (tons/day) | [6 empty] | Avg Daily |  | Fuel Use
Episode | SCC | Category | VOC | NOX | SO2 | PM10-PRI | PM25-PRI | NH3 | CO | mmBTU | Fuel Use | Units | VOC | NOX | SO2 | PM10-PRI | PM25-PRI | NH3 | CO | mmBTU | Fuel Use | Units
E1 | 2104008100 | FP | 6.1127 | 0.069402 | 0.010677 | 0.92358 | 0.92358 | 0.048048 | 6.7427 | 858.9867 | 76.2668 | tons | 5.6324 | 0.063949 | 0.0098383 | 0.85101 | 0.85101 | 0.044272 | 6.2129 | 791.4936 | 70.2743 | tons
E1 | 2104008210 | Ins-Conv | 0.12608 | 0.006661 | 0.00095158 | 0.072796 | 0.072796 | 0.0040442 | 0.54906 | 76.5543 | 6.797 | tons | 0.10957 | 0.0057886 | 0.00082695 | 0.063262 | 0.063262 | 0.0035145 | 0.47715 | 66.5281 | 5.9068 | tons
E1 | 2104008220 | Ins-NonCat | 0.060104 | 0.010017 | 0.0020035 | 0.060104 | 0.060104 | 0.0045078 | 0.70522 | 161.1787 | 14.3106 | tons | 0.052232 | 0.0087054 | 0.0017411 | 0.052232 | 0.052232 | 0.0039174 | 0.61286 | 140.0693 | 12.4363 | tons
E1 | 2104008230 | Ins-Cat | 0.045234 | 0.0060312 | 0.0012062 | 0.039203 | 0.039203 | 0.002714 | 0.32267 | 97.0414 | 8.616 | tons | 0.039309 | 0.0052413 | 0.0010483 | 0.034068 | 0.034068 | 0.0023586 | 0.28041 | 84.332 | 7.4876 | tons
E1 | 2104008310 | WS-Conv | 2.5588 | 0.070108 | 0.019311 | 0.5862 | 0.5862 | 0.019168 | 5.85 | 1553.6105 | 137.9403 | tons | 2.2237 | 0.060926 | 0.016782 | 0.50943 | 0.50943 | 0.016658 | 5.0838 | 1350.1358 | 119.8744 | tons
E1 | 2104008320 | WS-NonCat | 1.2198 | 0.16353 | 0.040659 | 0.80556 | 0.80556 | 0.025385 | 12.5677 | 3270.9969 | 290.4218 | tons | 1.06 | 0.14212 | 0.035334 | 0.70006 | 0.70006 | 0.022061 | 10.9217 | 2842.5978 | 252.3856 | tons
E1 | 2104008330 | WS-Cat | 0.91798 | 0.098459 | 0.02448 | 0.53816 | 0.53816 | 0.015284 | 7.5667 | 1969.3797 | 174.8552 | tons | 0.79776 | 0.085564 | 0.021273 | 0.46768 | 0.46768 | 0.013282 | 6.5757 | 1711.452 | 151.9546 | tons
E1 | 2104008410 | PS-Exempt | 0.015382 | 0.026861 | 0.0021467 | 0.019857 | 0.019857 | 0.00048221 | 0.06663 | 206.2425 | 18.3116 | tons | 0.013367 | 0.023343 | 0.0018656 | 0.017257 | 0.017257 | 0.00041906 | 0.057903 | 179.2311 | 15.9134 | tons
E1 | 2104008420 | PS-EPACert | 0.051883 | 0.090604 | 0.007241 | 0.06698 | 0.06698 | 0.0016265 | 0.22474 | 695.6623 | 61.7657 | tons | 0.045088 | 0.078737 | 0.0062927 | 0.058207 | 0.058207 | 0.0014135 | 0.19531 | 604.5521 | 53.6763 | tons
E1 | 2104008610 | OWBWtd | 1.3152 | 0.046721 | 0.011588 | 0.28594 | 0.28594 | 0.0070616 | 1.7547 | 932.2485 | 82.7715 | tons | 1.2024 | 0.042713 | 0.010594 | 0.26141 | 0.26141 | 0.006456 | 1.6042 | 852.2911 | 75.6723 | tons
E1 | 2104004000 | COil-Res | 0.10424 | 1.6332 | 4.2255 | 0.066754 | 0.066754 | 0.0035814 | 0.065475 | 39242.9299 | 292.398 | 1000 gal | 0.096208 | 1.5074 | 3.8999 | 0.061611 | 0.061611 | 0.0033054 | 0.06043 | 36219.2276 | 269.8685 | 1000 gal
E1 | 2103004001 | COil-Com | 0.034272 | 0.86522 | 0.61157 | 0.021948 | 0.021948 | 0.0011775 | 0.021527 | 13314.7367 | 99.2077 | 1000 gal | 0.033723 | 0.85135 | 0.60177 | 0.021596 | 0.021596 | 0.0011586 | 0.021182 | 13101.2753 | 97.6172 | 1000 gal
E1 | 2104004000 | Prtbl | 0.00069868 | 0.017638 | 0.028322 | 0.00039197 | 0.00039197 | 2.4004e-05 | 0.00043885 | 268.4863 | 1.9598 | 1000 gal | 0.00065913 | 0.01664 | 0.026719 | 0.00036978 | 0.00036978 | 2.2646e-05 | 0.00041401 | 253.2884 | 1.8489 | 1000 gal
E1 | 2104004000 | DVOil | 0.0029856 | 0.046779 | 0.12103 | 0.0019119 | 0.0019119 | 0.00010258 | 0.0018753 | 1046.8395 | 8.3747 | 1000 gal | 0.0024667 | 0.038649 | 0.099992 | 0.0015797 | 0.0015797 | 8.4748e-05 | 0.0015494 | 864.9064 | 6.9193 | 1000 gal
E1 | 2104006010 | NtGas-Res | 0.0006697 | 0.011446 | 7.3058e-05 | 6.0312e-06 | 6.0312e-06 | 0.0024353 | 0.0048705 | 300.623 | 296.1803 | mcf | 0.0006697 | 0.011446 | 7.3058e-05 | 6.0312e-06 | 6.0312e-06 | 0.0024353 | 0.0048705 | 300.623 | 296.1803 | mcf
E1 | 2103006000 | NtGas-Com | 0.0052613 | 0.09566 | 0.00057396 | 0.0072701 | 0.0072701 | 0.019132 | 0.038264 | 1941.8947 | 1913.1967 | mcf | 0.0052613 | 0.09566 | 0.00057396 | 0.0072701 | 0.0072701 | 0.019132 | 0.038264 | 1941.8947 | 1913.1967 | mcf
E1 | 2104002000 | CoalHt | 0.15843 | 0.074778 | 0.14734 | 0.12658 | 0.12658 | 0.020056 | 2.0687 | 481.623 | 31.6857 | tons | 0.1387 | 0.065468 | 0.12899 | 0.11082 | 0.11082 | 0.017559 | 1.8111 | 421.6584 | 27.7407 | tons
E1 | 2103002000 | Coal-Com | 0.00040148 | 0.0001895 | 0.00037338 | 0.00032078 | 0.00032078 | 5.0826e-05 | 0.0052423 | 18.4569 | 1.2205 | tons | 0.0003794 | 0.00017908 | 0.00035285 | 0.00030314 | 0.00030314 | 4.8031e-05 | 0.0049541 | 17.4368 | 1.1534 | tons
E1 | 2103008000 | Wood-Com | 0.0012268 | 4.8776e-05 | 1.0633e-05 | 0.000345 | 0.000345 | 1.2633e-05 | 0.0024539 | 11.1386 | 0.9198 | tons | 0.0010057 | 4.0924e-05 | 8.6858e-06 | 0.00029694 | 0.00029694 | 1.1446e-05 | 0.0021589 | 9.0984 | 0.75132 | tons
E1 | 2102012000 | WasteOil | 0.00052382 | 0.027346 | 0.019363 | 0.0027261 | 0.0027261 | 1.9058e-05 | 0.00651 | 145.099 | 1.0476 | 1000 gal | 0.00052382 | 0.027346 | 0.019363 | 0.0027261 | 0.0027261 | 1.9058e-05 | 0.00651 | 145.099 | 1.0476 | 1000 gal
E1 | Total |  | 12.7319 | 3.3607 | 5.2744 | 3.6266 | 3.6266 | 0.17491 | 38.5654 | 66593.7294 |  |  | 11.4554 | 3.1313 | 4.8834 | 3.2212 | 3.2212 | 0.15813 | 33.9734 | 61897.1908
E2 | 2104008100 | FP | 3.8454 | 0.043659 | 0.0067168 | 0.581 | 0.581 | 0.030226 | 4.2417 | 537.27 | 47.9776 | tons | 3.5562 | 0.040376 | 0.0062117 | 0.53731 | 0.53731 | 0.027953 | 3.9227 | 496.8686 | 44.3698 | tons
E2 | 2104008210 | Ins-Conv | 0.090674 | 0.0047903 | 0.00068433 | 0.052351 | 0.052351 | 0.0029084 | 0.39486 | 54.739 | 4.8881 | tons | 0.07912 | 0.0041799 | 0.00059713 | 0.045681 | 0.045681 | 0.0025378 | 0.34455 | 47.7641 | 4.2653 | tons
E2 | 2104008220 | Ins-NonCat | 0.043224 | 0.007204 | 0.0014408 | 0.043224 | 0.043224 | 0.0032418 | 0.50716 | 115.2484 | 10.2916 | tons | 0.037717 | 0.0062861 | 0.0012572 | 0.037717 | 0.037717 | 0.0028287 | 0.44254 | 100.5634 | 8.9802 | tons
E2 | 2104008230 | Ins-Cat | 0.03253 | 0.0043374 | 0.00086747 | 0.028193 | 0.028193 | 0.0019518 | 0.23205 | 69.388 | 6.1963 | tons | 0.028385 | 0.0037847 | 0.00075694 | 0.0246 | 0.0246 | 0.0017031 | 0.20248 | 60.5465 | 5.4067 | tons
E2 | 2104008310 | WS-Conv | 1.8402 | 0.050418 | 0.013888 | 0.42157 | 0.42157 | 0.013785 | 4.207 | 1110.8857 | 99.2009 | tons | 1.6057 | 0.043994 | 0.012118 | 0.36785 | 0.36785 | 0.012028 | 3.671 | 969.3358 | 86.5606 | tons
E2 | 2104008320 | WS-NonCat | 0.8772 | 0.11761 | 0.02924 | 0.57933 | 0.57933 | 0.018256 | 9.0382 | 2338.8769 | 208.8592 | tons | 0.76543 | 0.10262 | 0.025514 | 0.50551 | 0.50551 | 0.01593 | 7.8865 | 2040.8553 | 182.2461 | tons
E2 | 2104008330 | WS-Cat | 0.66017 | 0.070808 | 0.017605 | 0.38702 | 0.38702 | 0.010992 | 5.4416 | 1408.1752 | 125.7485 | tons | 0.57605 | 0.061785 | 0.015361 | 0.33771 | 0.33771 | 0.009591 | 4.7483 | 1228.7443 | 109.7255 | tons
E2 | 2104008410 | PS-Exempt | 0.011062 | 0.019317 | 0.0015438 | 0.014281 | 0.014281 | 0.00034679 | 0.047917 | 147.4706 | 13.169 | tons | 0.0096523 | 0.016856 | 0.0013471 | 0.012461 | 0.012461 | 0.0003026 | 0.041812 | 128.6797 | 11.491 | tons
E2 | 2104008420 | PS-EPACert | 0.037312 | 0.065158 | 0.0052075 | 0.048169 | 0.048169 | 0.0011697 | 0.16163 | 497.4228 | 44.4193 | tons | 0.032558 | 0.056856 | 0.0045439 | 0.042031 | 0.042031 | 0.0010207 | 0.14103 | 434.0408 | 38.7594 | tons
E2 | 2104008610 | OWBWtd | 1.2164 | 0.04321 | 0.010717 | 0.26445 | 0.26445 | 0.006531 | 1.6229 | 857.2488 | 76.5514 | tons | 1.1123 | 0.039512 | 0.0098001 | 0.24182 | 0.24182 | 0.0059721 | 1.484 | 783.8985 | 70.0013 | tons
E2 | 2104004000 | COil-Res | 0.078933 | 1.2367 | 3.1997 | 0.050548 | 0.050548 | 0.0027119 | 0.049579 | 29715.8676 | 221.4121 | 1000 gal | 0.072991 | 1.1436 | 2.9588 | 0.046743 | 0.046743 | 0.0025077 | 0.045847 | 27478.7708 | 204.7436 | 1000 gal
E2 | 2103004001 | COil-Com | 0.024356 | 0.61489 | 0.43463 | 0.015598 | 0.015598 | 0.00083681 | 0.015299 | 9462.4393 | 70.5044 | 1000 gal | 0.023966 | 0.60503 | 0.42766 | 0.015347 | 0.015347 | 0.00082339 | 0.015053 | 9310.7378 | 69.3741 | 1000 gal
E2 | 2104004000 | Prtbl | 0.00052524 | 0.01326 | 0.021291 | 0.00029466 | 0.00029466 | 1.8045e-05 | 0.00032991 | 201.8367 | 1.4733 | 1000 gal | 0.00049662 | 0.012537 | 0.020131 | 0.00027861 | 0.00027861 | 1.7062e-05 | 0.00031194 | 190.8414 | 1.3931 | 1000 gal
E2 | 2104004000 | DVOil | 0.001676 | 0.02626 | 0.067939 | 0.0010733 | 0.0010733 | 5.7582e-05 | 0.0010527 | 587.6588 | 4.7013 | 1000 gal | 0.001399 | 0.02192 | 0.056712 | 0.00089592 | 0.00089592 | 4.8066e-05 | 0.00087875 | 490.5407 | 3.9243 | 1000 gal
E2 | 2104006010 | NtGas-Res | 0.0006264 | 0.010706 | 6.8335e-05 | 5.6413e-06 | 5.6413e-06 | 0.0022778 | 0.0045557 | 281.1888 | 277.0333 | mcf | 0.0006264 | 0.010706 | 6.8335e-05 | 5.6413e-06 | 5.6413e-06 | 0.0022778 | 0.0045557 | 281.1888 | 277.0333 | mcf
E2 | 2103006000 | NtGas-Com | 0.0097087 | 0.17652 | 0.0010591 | 0.013416 | 0.013416 | 0.035304 | 0.070609 | 3583.3898 | 3530.4333 | mcf | 0.0097087 | 0.17652 | 0.0010591 | 0.013416 | 0.013416 | 0.035304 | 0.070609 | 3583.3898 | 3530.4333 | mcf
E2 | 2104002000 | CoalHt | 0.11762 | 0.055515 | 0.10938 | 0.093976 | 0.093976 | 0.01489 | 1.5358 | 357.5544 | 23.5233 | tons | 0.10334 | 0.048777 | 0.096107 | 0.08257 | 0.08257 | 0.013082 | 1.3494 | 314.1569 | 20.6682 | tons
E2 | 2103002000 | Coal-Com | 0.00028532 | 0.00013467 | 0.00026535 | 0.00022797 | 0.00022797 | 3.612e-05 | 0.0037256 | 13.1168 | 0.86738 | tons | 0.00026963 | 0.00012727 | 0.00025076 | 0.00021544 | 0.00021544 | 3.4134e-05 | 0.0035207 | 12.3919 | 0.81968 | tons
E2 | 2103008000 | Wood-Com | 0.00087184 | 3.4664e-05 | 7.5569e-06 | 0.00024518 | 0.00024518 | 8.9777e-06 | 0.0017439 | 7.9159 | 0.65368 | tons | 0.00071474 | 2.9083e-05 | 6.1728e-06 | 0.00021103 | 0.00021103 | 8.1342e-06 | 0.0015343 | 6.466 | 0.53394 | tons
E2 | 2102012000 | WasteOil | 0.00037227 | 0.019434 | 0.013761 | 0.0019373 | 0.0019373 | 1.3544e-05 | 0.0046265 | 103.1181 | 0.74454 | 1000 gal | 0.00037227 | 0.019434 | 0.013761 | 0.0019373 | 0.0019373 | 1.3544e-05 | 0.0046265 | 103.1181 | 0.74454 | 1000 gal
E2 | Total |  | 8.8891 | 2.58 | 3.936 | 2.5969 | 2.5969 | 0.14556 | 27.5823 | 51450.8119 |  |  | 8.017 | 2.415 | 3.6521 | 2.3143 | 2.3143 | 0.13398 | 24.3812 | 48062.8993 |  |  | PM Non-Attainment Area Emission Factors (lb/mmBTU), Baseline MC
[23 empty] | VOC | NOX | SO2 | PM10-PRI | PM25-PRI | NH3 | CO
Wtd Avg | 2104008100 | FP | 5.0762 | 0.057634 | 0.0088668 | 0.76698 | 0.76698 | 0.0399 | 5.5994 | 711.9162 | 63.3346 | tons | 4.6833 | 0.053173 | 0.0081804 | 0.70761 | 0.70761 | 0.036812 | 5.166 | 656.8079 | 58.4323 | tons | 14.2608 | 0.16191 | 0.02491 | 2.1547 | 2.1547 | 0.11209 | 15.7305
Wtd Avg | 2104008210 | Ins-Conv | 0.1099 | 0.0058059 | 0.00082941 | 0.06345 | 0.06345 | 0.003525 | 0.47857 | 66.5816 | 5.9244 | tons | 0.095651 | 0.0050532 | 0.00072189 | 0.055225 | 0.055225 | 0.003068 | 0.41653 | 57.9503 | 5.1564 | tons | 3.3011 | 0.1744 | 0.024914 | 1.9059 | 1.9059 | 0.10589 | 14.3755
Wtd Avg | 2104008220 | Ins-NonCat | 0.052387 | 0.0087312 | 0.0017462 | 0.052387 | 0.052387 | 0.0039291 | 0.61468 | 140.182 | 12.4733 | tons | 0.045596 | 0.0075994 | 0.0015199 | 0.045596 | 0.045596 | 0.0034197 | 0.535 | 122.0095 | 10.8564 | tons | 0.74742 | 0.12457 | 0.024914 | 0.74742 | 0.74742 | 0.056057 | 8.7698
Wtd Avg | 2104008230 | Ins-Cat | 0.039426 | 0.0052568 | 0.0010514 | 0.03417 | 0.03417 | 0.0023656 | 0.28124 | 84.3998 | 7.5098 | tons | 0.034315 | 0.0045754 | 0.00091508 | 0.02974 | 0.02974 | 0.0020589 | 0.24478 | 73.4586 | 6.5363 | tons | 0.93428 | 0.12457 | 0.024914 | 0.80971 | 0.80971 | 0.056057 | 6.6645
Wtd Avg | 2104008310 | WS-Conv | 2.2303 | 0.061107 | 0.016832 | 0.51094 | 0.51094 | 0.016707 | 5.0989 | 1351.222 | 120.2309 | tons | 1.9412 | 0.053186 | 0.01465 | 0.44471 | 0.44471 | 0.014541 | 4.4379 | 1176.0558 | 104.6453 | tons | 3.3011 | 0.090447 | 0.024914 | 0.75627 | 0.75627 | 0.024729 | 7.5472
Wtd Avg | 2104008320 | WS-NonCat | 1.0632 | 0.14254 | 0.035439 | 0.70214 | 0.70214 | 0.022126 | 10.9542 | 2844.8849 | 253.136 | tons | 0.92534 | 0.12406 | 0.030845 | 0.61112 | 0.61112 | 0.019258 | 9.5342 | 2476.087 | 220.3218 | tons | 0.74742 | 0.10021 | 0.024914 | 0.49362 | 0.49362 | 0.015555 | 7.701
Wtd Avg | 2104008330 | WS-Cat | 0.80013 | 0.085818 | 0.021337 | 0.46907 | 0.46907 | 0.013322 | 6.5952 | 1712.829 | 152.4064 | tons | 0.69641 | 0.074694 | 0.018571 | 0.40826 | 0.40826 | 0.011595 | 5.7403 | 1490.7856 | 132.6499 | tons | 0.93428 | 0.10021 | 0.024914 | 0.54771 | 0.54771 | 0.015555 | 7.701
Wtd Avg | 2104008410 | PS-Exempt | 0.013407 | 0.023413 | 0.0018711 | 0.017308 | 0.017308 | 0.0004203 | 0.058075 | 179.3753 | 15.9607 | tons | 0.011669 | 0.020378 | 0.0016286 | 0.015064 | 0.015064 | 0.00036582 | 0.050547 | 156.1219 | 13.8917 | tons | 0.14948 | 0.26105 | 0.020863 | 0.19298 | 0.19298 | 0.0046863 | 0.64753
Wtd Avg | 2104008420 | PS-EPACert | 0.045222 | 0.078971 | 0.0063114 | 0.05838 | 0.05838 | 0.0014177 | 0.19589 | 605.0385 | 53.8359 | tons | 0.03936 | 0.068734 | 0.0054932 | 0.050813 | 0.050813 | 0.0012339 | 0.1705 | 526.6041 | 46.8572 | tons | 0.14948 | 0.26105 | 0.020863 | 0.19298 | 0.19298 | 0.0046863 | 0.64753
Wtd Avg | 2104008610 | OWBWtd | 1.27 | 0.045116 | 0.01119 | 0.27611 | 0.27611 | 0.006819 | 1.6944 | 897.9629 | 79.928 | tons | 1.1612 | 0.04125 | 0.010231 | 0.25246 | 0.25246 | 0.0062348 | 1.5493 | 821.0259 | 73.0798 | tons | 2.8287 | 0.10048 | 0.024923 | 0.61498 | 0.61498 | 0.015188 | 3.774
Wtd Avg | 2104004000 | COil-Res | 0.092671 | 1.452 | 3.7566 | 0.059346 | 0.059346 | 0.0031839 | 0.058208 | 34887.7014 | 259.9473 | 1000 gal | 0.085595 | 1.3411 | 3.4697 | 0.054814 | 0.054814 | 0.0029408 | 0.053763 | 32223.5902 | 240.0971 | 1000 gal | 0.0053125 | 0.083238 | 0.21535 | 0.0034021 | 0.0034021 | 0.00018252 | 0.0033369
Wtd Avg | 2103004001 | COil-Com | 0.029739 | 0.75078 | 0.53069 | 0.019045 | 0.019045 | 0.0010217 | 0.01868 | 11553.6865 | 86.0862 | 1000 gal | 0.029262 | 0.73874 | 0.52218 | 0.018739 | 0.018739 | 0.0010054 | 0.01838 | 11368.4581 | 84.7061 | 1000 gal | 0.005148 | 0.12996 | 0.091864 | 0.0032967 | 0.0032967 | 0.00017687 | 0.0032335
Wtd Avg | 2104004000 | Prtbl | 0.00061939 | 0.015637 | 0.025108 | 0.00034748 | 0.00034748 | 2.128e-05 | 0.00038905 | 238.0179 | 1.7374 | 1000 gal | 0.00058484 | 0.014765 | 0.023707 | 0.0003281 | 0.0003281 | 2.0093e-05 | 0.00036735 | 224.7412 | 1.6405 | 1000 gal | 0.0052046 | 0.13139 | 0.21098 | 0.0029198 | 0.0029198 | 0.00017881 | 0.0032691
Wtd Avg | 2104004000 | DVOil | 0.0023869 | 0.037399 | 0.096758 | 0.0015286 | 0.0015286 | 8.2007e-05 | 0.0014993 | 836.9283 | 6.6954 | 1000 gal | 0.0019786 | 0.031001 | 0.080207 | 0.0012671 | 0.0012671 | 6.7979e-05 | 0.0012428 | 693.7678 | 5.5501 | 1000 gal | 0.005704 | 0.089371 | 0.23122 | 0.0036528 | 0.0036528 | 0.00019597 | 0.0035828
Wtd Avg | 2104006010 | NtGas-Res | 0.00064991 | 0.011107 | 7.0899e-05 | 5.8529e-06 | 5.8529e-06 | 0.0023633 | 0.0047266 | 291.7388 | 287.4274 | mcf | 0.00064991 | 0.011107 | 7.0899e-05 | 5.8529e-06 | 5.8529e-06 | 0.0023633 | 0.0047266 | 291.7388 | 287.4274 | mcf | 0.0044554 | 0.076147 | 0.00048604 | 4.0124e-05 | 4.0124e-05 | 0.016201 | 0.032403
Wtd Avg | 2103006000 | NtGas-Com | 0.0072944 | 0.13263 | 0.00079575 | 0.01008 | 0.01008 | 0.026525 | 0.05305 | 2692.2925 | 2652.5049 | mcf | 0.0072944 | 0.13263 | 0.00079575 | 0.01008 | 0.01008 | 0.026525 | 0.05305 | 2692.2925 | 2652.5049 | mcf | 0.0054187 | 0.098522 | 0.00059113 | 0.0074877 | 0.0074877 | 0.019704 | 0.039409
Wtd Avg | 2104002000 | CoalHt | 0.13977 | 0.065972 | 0.12999 | 0.11168 | 0.11168 | 0.017694 | 1.8251 | 424.9059 | 27.9543 | tons | 0.12254 | 0.057838 | 0.11396 | 0.097908 | 0.097908 | 0.015513 | 1.6 | 372.5148 | 24.5076 | tons | 0.65789 | 0.31053 | 0.61184 | 0.52566 | 0.52566 | 0.083286 | 8.5905
Wtd Avg | 2103002000 | Coal-Com | 0.00034838 | 0.00016444 | 0.00032399 | 0.00027836 | 0.00027836 | 4.4103e-05 | 0.004549 | 16.0157 | 1.0591 | tons | 0.00032922 | 0.00015539 | 0.00030618 | 0.00026305 | 0.00026305 | 4.1678e-05 | 0.0042988 | 15.1305 | 1.0008 | tons
Wtd Avg | 2103008000 | Wood-Com | 0.0010645 | 4.2325e-05 | 9.2271e-06 | 0.00029937 | 0.00029937 | 1.0962e-05 | 0.0021293 | 9.6654 | 0.79814 | tons | 0.0008727 | 3.5511e-05 | 7.537e-06 | 0.00025767 | 0.00025767 | 9.9319e-06 | 0.0018734 | 7.895 | 0.65195 | tons
Wtd Avg | 2102012000 | WasteOil | 0.00045454 | 0.023729 | 0.016802 | 0.0023655 | 0.0023655 | 1.6537e-05 | 0.005649 | 125.9078 | 0.90908 | 1000 gal | 0.00045454 | 0.023729 | 0.016802 | 0.0023655 | 0.0023655 | 1.6537e-05 | 0.005649 | 125.9078 | 0.90908 | 1000 gal | 0.0072202 | 0.37693 | 0.2669 | 0.037575 | 0.037575 | 0.00026269 | 0.089732
Wtd Avg | Total |  | 10.9752 | 3.0038 | 4.6626 | 3.1559 | 3.1559 | 0.1615 | 33.5446 | 59671.2528 |  |  | 9.8836 | 2.8038 | 4.3205 | 2.8066 | 2.8066 | 0.14709 | 29.5884 | 55572.9433 |  |  | 0.3557 | 0.10091 | 0.15549 | 0.10101 | 0.10101 | 0.0052936 | 1.0648
[19 empty] | Residential: | 41363.2594 | mmBTU/episode day
[20 empty] | #REF! | BTU/HH/episode day |  | PM Non-Attainment Area Emission Factors (lb/mmBTU), Baseline MC
[8 empty] | Needed Aggregations for Measure Benefit Calcs | [14 empty] | VOC | NOX | SO2 | PM10-PRI | PM25-PRI | NH3 | CO
[12 empty] | Uncertified Residential Solid-Fuel Heaters (cordwood insert/stove, OWB, Coal Ht): | 8.0039 | 0.2105 | 0.14774 | 1.5579 | 1.5579 | 0.076169 | 13.1697 | 3084.3547 |  |  | 5.19 | 0.1365 | 0.095802 | 1.0102 | 1.0102 | 0.04939 | 8.5397
[12 empty] | Phase II Wood Heaters (Cert cordwood insert or stove): | 1.7017 | 0.21093 | 0.051851 | 1.0947 | 1.0947 | 0.036332 | 16.0543 | 4162.3407 |  |  | 0.81765 | 0.10135 | 0.024914 | 0.52601 | 0.52601 | 0.017457 | 7.7141
[12 empty] | Residential Oil Devices (central, DV, portable): | 0.088158 | 1.3869 | 3.5736 | 0.056409 | 0.056409 | 0.0030288 | 0.055373 | 33142.0992 | 247.2877 | 1000 gal | 0.00532 | 0.083693 | 0.21565 | 0.0034041 | 0.0034041 | 0.00018278 | 0.0033416
[12 empty] | Other Residential Fuels: | 0.12319 | 0.068945 | 0.11403 | 0.097914 | 0.097914 | 0.017876 | 1.6048 | 664.2537 |  |  | 0.37091 | 0.20759 | 0.34334 | 0.29481 | 0.29481 | 0.053823 | 4.8318
[12 empty] | Commercial Oil: | 0.029262 | 0.73874 | 0.52218 | 0.018739 | 0.018739 | 0.0010054 | 0.01838 | 11368.4581 | 84.7061 | 1000 gal | 0.005148 | 0.12996 | 0.091864 | 0.0032967 | 0.0032967 | 0.00017687 | 0.0032335
[12 empty] | All Wood Devices: | 9.6349 | 0.45274 | 0.092764 | 2.6209 | 2.6209 | 0.098597 | 27.8469 | 7564.8015 | 673.079 | tons/day | 2.5473 | 0.1197 | 0.024525 | 0.69291 | 0.69291 | 0.026067 | 7.3622
[12 empty] | All Other Devices/Fuels: | 0.0080782 | 0.15651 | 0.017904 | 0.012708 | 0.012708 | 0.026583 | 0.062998 | 2833.3308 |  |  | 0.0057022 | 0.11048 | 0.012638 | 0.0089704 | 0.0089704 | 0.018765 | 0.044469
[12 empty] | CheckSum: | 9.8836 | 2.8038 | 4.3205 | 2.8066 | 2.8066 | 0.14709 | 29.5884 | 55572.9433 |  |  | 0.3557 | 0.10091 | 0.15549 | 0.10101 | 0.10101 | 0.0052936 | 1.0648
[21 empty] | 399.9862 | cords/episode day
[19 empty] | HDD-Based Episode Day/Avg Annual Day Use: | 1.9303 | 75633.9728 | cords/year