## 5PctProgress
CALCULATION OF EMISSION REDUCTION PROGRESS
FROM SWITCH TO #1 OIL FOR 5 PERCENT PLAN
Emissions (tons/episode day)
| PM2.5 | NOx | SO2 | VOC | NH3
Base Emissions for Tracking 5% Plan Progress: (2019 Control Inventory, Nonattainment Area) | 3.5646 |  | 22.3793
5% Reduction Per Year Targets: | 0.17823 |  | 1.119
Emission Reductions from Switch to #1 Oil, Total: | 0.0094122 |  | 3.4899
" Point Sources: |  |  | 1.6076
" Space Heating: | 0.0094122 |  | 1.8823
Percentage Reductions from Baseline: | 0.264% |  | 15.59%
Eqiuvalent Years of Progress: | 0.052809 |  | 3.1188

## STF-12
STF Measure 12 (Fuel Control)
Measure: | Replace Current Space Heating Oil with #1 Oil
Starting Calendar Year: | 2021
Fairbanks Space Heating Oil Characteristics - Baseline
Methodology Summary:
- Local heating oil used for space heating reflects a blend of #1 and #2 distillate.
- Residential #1 and #2 split based on responses from 2011-2015 Fairbanks Home Heating (HH) Survey.
- Commercial use assumed to be #1 distillate.
- Local #1 and #2 fuel sulfur content based on 2012 samples measured by SwRI.
- Winter heating fuel use fraction (relative to annual) calculated from 2011-2015 HH Survey.
| Distillate Blend (%) |  | Sulfur |  | Winter vs. Annual |  | Winter %
Sector | #1 | #2 | (ppm) |  | Heating Fuel Use |  | (Oct-Mar)
Residential | 31.77% | 68.23% | 2035.3929 |  |  | Heating Oil: | 78.39%
Commercial | 100% | 0% | 896 |  |  | Wood: | 89.75%
Fuel Sulfur (ppm) | 896 | 2566
2021 Baseline Space Heating Emission Factors (lb/mmBTU)
Fuel/Sector | VOC | NOX | SO2 | PM10-PRI | PM25-PRI | NH3 | CO
Baseline Resid. Oil Blend | 0.0053201 | 0.083699 | 0.21566 | 0.0034041 | 0.0034041 | 0.00018278 | 0.0033416
Baseline Comm. Oil Blend | 0.005148 | 0.12996 | 0.091864 | 0.0032967 | 0.0032967 | 0.00017687 | 0.0032335
All Wood Devices | 2.47 | 0.11993 | 0.024515 | 0.68408 | 0.68408 | 0.02575 | 7.3629
Calculation of Ultra Low Sulfur Heating Oil Emission Factors
Methodology Summary:
- SO2 emission factors scaled from baseline heating oil emission factors based on sulfur content.
- PM2.5 (and PM10) factors based on relative differences in emission factors from 2009 Brookhaven Lab study
(see figure below).
- NOx factors estimated as 25% reduction from average of NOx factors for baseline residential and
commercial heating oil based on 2002 V. Turk "Factors Affecting Oil Burner NOx Emissions" paper.
- Factors for all other pollutants assumed equal to those for baseline residential heating oil.
Tested Heating Oil Device PM2.5 Emission Factors (lb/mmBTU) vs. Fuel Sulfur (ppm)
Source: 2009 Brookhaven National Laboratory Report (BNL-91286-2009-IR)
Linear Eqn: PM2.5 (lb/mmBTU) vs. S (ppm)
| PM2.5 = | 1.9424e-06 | x S + | 0.00059763
Predicted
|  | Sulfur |  | PM2.5
Heating Oil Grade |  | (ppm) |  | lb/mmBTU
Baseline Residential Oil |  | 2035.3929 |  | 0.0045513
#1 Heating Oil |  | 896 |  | 0.0023381
|  |  | Relative PM Reduction: | 48.63%
Energy Content Differences
Energy Content #2: | 139600 | BTU/gal | https://www.engineeringtoolbox.com/energy-content-d_868.html
Energy Content #1: | 137400 | BTU/gal | https://www.engineeringtoolbox.com/energy-content-d_868.html
% Difference (#1 vs. #2): | 1.576%
#1 Heating Oil Emission Factors (lb/mmBTU)
| VOC | NOX | SO2 | PM10-PRI | PM25-PRI | NH3 | CO
#1 Heating Oil | 0.0053201 | 0.080123 | 0.094935 | 0.0017487 | 0.0017487 | 0.00018278 | 0.0033416
Without Implementation of this Measure
Methodology Summary:
- Set baseline nonattainment area heating energy use using average winter modeling episode day.
- Scaled average winter day to annual day heating energy use based on 2011-2015 HH Survey data.
- Calculate baseline annual emissions by affected fuel/sector using lb/mmBTU emission factors.
(Wood heating devices included to later account for price-based demand shift.)
2021 Nonattainment Area Heating Energy by
Affected Fuel/Sector (mmBTU/day)
|  |  | Wtr/Ann | Annual
Fuel/Sector |  | Episodic | Use (%) | (12 mths)
Residential Heating Oil |  | 31228.9847 | 78.39% | 19918.9093
Commercial Heating Oil |  | 10361.0501 |  | 6608.6303
All Wood Heating Devices |  | 6948.629 | 89.75% | 3871.0261
TOTALS |  | 48538.6638 |  | 30398.5656
Space Heating Emission Factors (lb/mmBTU)
Fuel/Sector | VOC | NOX | SO2 | PM10-PRI | PM25-PRI | NH3 | CO
Residential Oil, Baseline | 0.0053201 | 0.083699 | 0.21566 | 0.0034041 | 0.0034041 | 0.00018278 | 0.0033416
Commercial Oil, Baseline | 0.005148 | 0.12996 | 0.091864 | 0.0032967 | 0.0032967 | 0.00017687 | 0.0032335
All Wood Heating Devices | 2.47 | 0.11993 | 0.024515 | 0.68408 | 0.68408 | 0.02575 | 7.3629
2021 Baseline Emissions by Affected Fuel Type (tons/winter day)
Fuel Type | VOC | NOX | SO2 | PM10-PRI | PM25-PRI | NH3 | CO
Residential Oil, Baseline | 0.083071 | 1.3069 | 3.3674 | 0.053153 | 0.053153 | 0.002854 | 0.052178
Commercial Oil, Baseline | 0.026669 | 0.67328 | 0.47591 | 0.017079 | 0.017079 | 0.00091628 | 0.016751
All Wood Heating Devices | 8.5816 | 0.41668 | 0.085174 | 2.3767 | 2.3767 | 0.089464 | 25.581
TOTALS | 8.6913 | 2.3969 | 3.9285 | 2.4469 | 2.4469 | 0.093235 | 25.65
With Implementation of this Measure
Methodology Summary:
- Use ULS emission factors from 2009 Brookhaven report for PM2.5 (and scaled SO2).
- Adjust for decreased oil use from ULS due to eliminated boiler fouling/deposits.
- Account for reduced oil demand from increased ULS price (using demand elasticity).
- Assume energy from price-reduced oil demand replaced with "same-BTU" wood energy.
- Translate "same-BTU" energy to equivalent wood BTUs, accounting for wood/oil efficiency difference.
Heating Efficiency Improvement Using ULS Oil
|  | Baseline Oil Device Efficiency: | 81%
|  | Fuel Use Increase from Fouling: | 12% | per 2015 Brookhaven report (BNL-108353-2015-IR)
|  | Fouling Eliminated Fuel Use Decrease: | 10.71%
Heating Oil Price Elasticity Impacts on Wood Demand
|  | Estimated Oil Demand Price Elasticity: | -0.294 | (29% decrease in oil demand per 100% increase in oil price -- UAF estimate)
|  | Price Premium for #1 Oil: | 0.07 |  | Base Price: | 2.89 | per gallon
|  | Relative Price Increase: | 2.422%
|  | Decrease in Oil Use: | 0.7121%
|  | Wood-Oil Cross-Price Elasticity: | 0.318 | (32% wood use increase per 100% increase in oil price)
|  | Increase in Wood Use: | 0.7702%
Relative Heating Efficiency Between Oil and All Wood Devices
(Wood efficiency is usage weighted composite)
|  |  | Efficiency (%) |  | Relative
|  |  | Oil | Wood | Wood/Oil
|  |  | Devices | Devices | Factor
|  |  | 81% | 60% | 0.74074
2021 Nonattainment Area Heating Energy by
Affected Fuel/Sector (mmBTU/winter episode day)
| Winter | ULS- | After | Price | Wood/Oil | Energy | Winter
| Episodic | Reduced | Reduced | Demand | Efficiency | Content | Episodic
Fuel/Sector | Baseline | Fouling | Fouling | Impact | Adj. | Adj. | After ULS
Residential Heating Oil | 31228.9847 |  | 31228.9847 | -222.385 |  | 492.1473 | 31006.5998
Commercial Heating Oil | 10361.0501 |  | 10361.0501 | -73.7821 |  |  | 10287.2679
All Wood Heating Devices | 6948.629 |  | 6948.629 | 53.5213 | 72.2537 |  | 7020.8828
TOTALS | 48538.6638 | 0 | 48538.6638 | -242.6458 | 72.2537 |  | 48314.7504
Space Heating Emission Factors (lb/mmBTU)
Fuel/Sector | VOC | NOX | SO2 | PM10-PRI | PM25-PRI | NH3 | CO
Residential Oil, ULS | 0.0053201 | 0.080123 | 0.094935 | 0.0017487 | 0.0017487 | 0.00018278 | 0.0033416
Commercial Oil, ULS | 0.0053201 | 0.080123 | 0.094935 | 0.0017487 | 0.0017487 | 0.00018278 | 0.0033416
All Wood Heating Devices | 2.47 | 0.11993 | 0.024515 | 0.68408 | 0.68408 | 0.02575 | 7.3629
2021 #1 Emissions by Fuel Type (tons/episode day), with EC Adjustment
Fuel Type | VOC | NOX | SO2 | PM10-PRI | PM25-PRI | NH3 | CO
Residential Oil, ULS | 0.082479 | 1.2422 | 1.4718 | 0.027111 | 0.027111 | 0.0028337 | 0.051806
Commercial Oil, ULS | 0.027365 | 0.41213 | 0.48831 | 0.0089949 | 0.0089949 | 0.00094016 | 0.017188
All Wood Heating Devices | 8.6708 | 0.42101 | 0.08606 | 2.4014 | 2.4014 | 0.090395 | 25.847
TOTALS | 8.7807 | 2.0753 | 2.0462 | 2.4375 | 2.4375 | 0.094169 | 25.916
Emission Benefits by Calendar Year
| Net Emission Benefits (tons/winter episode day) | [6 empty] | Implmnt.
Calendar Year | VOC | NOX | SO2 | PM10-PRI | PM25-PRI | NH3 | CO | Year
2021 | -0.089337 | 0.32156 | 1.8823 | 0.0094122 | 0.0094122 | -0.00093384 | -0.26606 | 1 | One-time measure, so no accumulation of benefits over time
2022 | -0.089337 | 0.32156 | 1.8823 | 0.0094122 | 0.0094122 | -0.00093384 | -0.26606 | 2
2023 | -0.089337 | 0.32156 | 1.8823 | 0.0094122 | 0.0094122 | -0.00093384 | -0.26606 | 3
2024 | -0.089337 | 0.32156 | 1.8823 | 0.0094122 | 0.0094122 | -0.00093384 | -0.26606 | 4
2025 | -0.089337 | 0.32156 | 1.8823 | 0.0094122 | 0.0094122 | -0.00093384 | -0.26606 | 5
2026 | -0.089337 | 0.32156 | 1.8823 | 0.0094122 | 0.0094122 | -0.00093384 | -0.26606 | 6
2027 | -0.089337 | 0.32156 | 1.8823 | 0.0094122 | 0.0094122 | -0.00093384 | -0.26606 | 7

## 2019_cntl
| Modeling Domain Episodic Emissions (tons/day) |  |  |  |  | Emissions Contribution (%) |  |  |  |  | Emissions Change Relative to 2019 Proj Base (%)
Source Sector | PM2.5 | NOx | SO2 | VOC | NH3 | PM2.5 | NOx | SO2 | VOC | NH3 | PM2.5 | NOx | SO2 | VOC | NH3
Point | 0.84237 | 10.7575 | 7.3194 | 0.088914 | 0.019737 | 23.63% | 64.39% | 32.71% | 0.5932% | 7.931% | 0% | 0% | 0% | 0% | 0%
Area, Space Heat, All | 2.4111 | 2.6216 | 4.1733 | 9.5777 | 0.1449 | 67.64% | 15.69% | 18.65% | 63.9% | 58.23% | -5.261% | 0% | 0.4308% | 0% | 0%
Area, Space Heat, Wood | 2.2395 | 0.4488 | 0.1551 | 9.3352 | 0.0964 | 62.83% | 2.686% | 0.6931% | 62.28% | 38.74% | -5.498% | 0% | 16.09% | 0% | 0%
Area, Space Heat, Oil | 0.07 | 1.9464 | 3.8954 | 0.1093 | 0.0037 | 1.964% | 11.65% | 17.41% | 0.7292% | 1.487% | 0% | 0% | 0% | 0% | 0%
Area, Space Heat, Coal | 0.0885 | 0.0589 | 0.1055 | 0.1248 | 0.0158 | 2.483% | 0.3525% | 0.4714% | 0.8326% | 6.349% | -4.117% | 0% | -3.211% | 0% | 0%
Area, Space Heat, Other | 0.013 | 0.1674 | 0.0173 | 0.0084 | 0.0289 | 0.3647% | 1.002% | 0.0773% | 0.05604% | 11.61% | -0.7634% | 0% | -0.5747% | 0% | 0%
Area, Other | 0.2085 | 0.2511 | 0.0164 | 2.4429 | 0.0496 | 5.849% | 1.503% | 0.07328% | 16.3% | 19.93% | 0% | 0% | 0% | 0% | 0%
On-Road Mobile | 0.1665 | 2.6155 | 0.046314 | 3.9069 | 0.059743 | 4.671% | 15.65% | 0.207% | 26.07% | 24.01% | 0% | 0% | 0% | 0% | 0%
Non-Road Mobile | 0.50434 | 2.3966 | 14.0388 | 6.7168 | 0.0023 | 14.15% | 14.34% | 62.73% | 44.81% | 0.9243% | 0% | 0% | 0% | 0% | 0%
TOTALS | 4.1328 | 18.6423 | 25.5943 | 22.7331 | 0.27628 | 100% | 100% | 100% | 100% | 100% | -3.138% | 0% | 0.06999% | 0% | 0%
| NA Area Episodic Emissions (tons/day) |  |  |  |  | Emissions Contribution (%) |  |  |  |  | Emissions Change Relative to 2019 Proj Base (%) |  |  |  |  | 2019 Control Emissions Breakdown, Non-Attainment Area, PM2.5 | 2019 Control Emissions Breakdown, Non-Attainment Area, NOx | 2019 Control Emissions Breakdown, Non-Attainment Area, SO2 | 2019 Control Emissions Breakdown, Non-Attainment Area, VOC | 2019 Control Emissions Breakdown, Non-Attainment Area, NH3
Source Sector | PM2.5 | NOx | SO2 | VOC | NH3 | PM2.5 | NOx | SO2 | VOC | NH3 | PM2.5 | NOx | SO2 | VOC | NH3
Point | 0.83393 | 10.6341 | 7.13 | 0.087751 | 0.01972 | 23.39% | 63.65% | 31.86% | 0.5855% | 7.924% | 0% | 0% | 0% | 0% | 0%
Area, Space Heat, All | 2.106 | 2.4432 | 3.8662 | 8.6249 | 0.1323 | 59.08% | 14.62% | 17.28% | 57.54% | 53.16% | -5.974% | 0% | 0.4625% | 0% | 0%
Area, Space Heat, Wood | 1.9513 | 0.395 | 0.144 | 8.4048 | 0.086 | 54.74% | 2.364% | 0.6435% | 56.07% | 34.56% | -6.251% | 0% | 17.65% | 0% | 0%
Area, Space Heat, Oil | 0.0654 | 1.8291 | 3.6137 | 0.1022 | 0.0035 | 1.835% | 10.95% | 16.15% | 0.6819% | 1.406% | 0% | 0% | 0% | 0% | 0%
Area, Space Heat, Coal | 0.0762 | 0.0517 | 0.0913 | 0.1094 | 0.0138 | 2.138% | 0.3094% | 0.408% | 0.7299% | 5.546% | -4.631% | 0% | -3.692% | 0% | 0%
Area, Space Heat, Other | 0.013 | 0.1674 | 0.0173 | 0.0084 | 0.0289 | 0.3647% | 1.002% | 0.0773% | 0.05604% | 11.61% | -0.7634% | 0% | -0.5747% | 0% | 0%
Area, Other | 0.2045 | 0.2462 | 0.0161 | 2.3466 | 0.0486 | 5.737% | 1.474% | 0.07194% | 15.66% | 19.53% | 0% | 0% | 0% | 0% | 0%
On-Road Mobile | 0.13871 | 2.1354 | 0.037906 | 3.2518 | 0.048129 | 3.891% | 12.78% | 0.1694% | 21.7% | 19.34% | 0% | 0% | 0% | 0% | 0%
Non-Road Mobile | 0.28147 | 1.2483 | 11.3291 | 0.67759 | 0.0001 | 7.896% | 7.471% | 50.62% | 4.521% | 0.04019% | 0% | 0% | 0% | 0% | 0%
TOTALS | 3.5646 | 16.7072 | 22.3793 | 14.9886 | 0.24885 | 100% | 100% | 100% | 100% | 100% | -3.618% | 0% | 0.0796% | 0% | 0%

## EFs-BTU
Energy Content Assumptions
Fuel |  | EC | Units | Notes |  | Energy Loads for Space Heating from CCHRC
AP-42 Wood |  | 17.3 | mmBTU/ton | AP-42 residential wood document, c01s10.pdf |  |  | Residential: | 5.63 | BTU/DD-ft2-yr
Fairbanks Wood - Oven Dry, 0% Moisture |  | 16.5275 | mmBTU/ton | see Moisture sheet |  |  | Commercial: | 6.3535 | BTU/DD-ft2-yr |  |  |  | Monthly
Fairbanks Wood - Air Dry, 20% MC (Dry Basis) |  | 13.7729 | mmBTU/ton | see Moisture sheet | [6 empty] | Month | Avg HDD | HDD Ratio
Fairbanks Wood - Episode Avg Baseline, 36.5% MC (Dry) |  | 12.1099 | mmBTU/ton | see Moisture sheet |  |  | Fairbanks HDD: | 14274 | HDD/yr (base 65F) |  | 1 | 73.9462 | 1.9238
Fairbanks Wood - Jan/Feb Baseline, 36.1% MC (Dry) |  | 12.1418 | mmBTU/ton | see Moisture sheet |  |  | Daily Winter HDD: | 63.0841 |  |  | 2 | 69.4706 | 1.8073
Fairbanks Wood - Nov Baseline, 36.9% MC (Dry) |  | 12.0722 | mmBTU/ton | see Moisture sheet |  |  | Daily Summer HDD: | 13.882 |  |  | 3 | 59.828 | 1.5565
Fuel Oil #1 |  | 125000 | BTU/gal | CCHRC |  |  | Reference Average Daily HDD: | 38.4381 |  |  | 4 | 32.0689 | 0.8343
Fuel Oil #2 |  | 138500 | BTU/gal | North American Combustion Handbook (as referenced in http://en.wikipedia.org/wiki/Heating_oil#cite_note-1) | [6 empty] | 5 | 14.5204 | 0.37776
Fuel Oil #1/#2 Weighted (76% #2 24% #1)* |  | 135000 | BTU/gal | Fairbanks Community Research Quarterly |  |  | Reference Daily Energy Loads (BTU/ft2-day) |  |  |  | 6 | 6.0478 | 0.15734
57% Fuel Oil #2 / 43% Kerosene Weighted |  | 136995 | BTU/gal | assumed for portable heaters |  |  |  | Winter | Summer |  | 7 | 4.2473 | 0.1105
Kerosene |  | 135000 | BTU/gal | http://www.generatorjoe.net/html/energy.html |  |  | Residential: | 355.1635 | 78.1555 |  | 8 | 9.1344 | 0.23764
Propane |  | 91333 | BTU/gal | Fairbanks Community Research Quarterly |  |  | Commercial: | 400.8054 | 88.1992 |  | 9 | 17.7311 | 0.46129
Natural Gas |  | 1015 | BTU/ft3 | http://www.fngas.com/calculate.html | [6 empty] | 10 | 42.0645 | 1.0943
Coal |  | 15.2 | mmBTU/ton | Fairbanks Community Research Quarterly |  |  | Days/Season: | 182 | 183 |  | 11 | 64.6778 | 1.6826
Electric |  | 3413 | BTU/KWH | Fairbanks Community Research Quarterly | [6 empty] | 12 | 69.1183 | 1.7982
* The EC number is based on a blend of #1 and #2 used under Fairbanks cold temps per this source | [6 empty] | Number of FNSB Households: | 33441 | (updated from 2010 Census) |  |  | 462.8553 | 12.0416
Wood Density: |  | 1.6828 | tons/cord, from Cord_Wood_Weight.xlsx |  |  |  | Number of PM Area Households: | 25130 | (estimated from Jan-2012 parcel centroid data)
Cost Assumptions
Fuel |  | Rate | Units | Source |  |  |  |  | Commercial Building Heating Splits by Fuel Type
Fairbanks Wood - Oven Dry, 0% Moisture |  | 200 | cord | http://www.fngas.com/calculate.html |  |  |  | Fuel Oil: | 98%
Fuel Oil #1/#2 Weighted (76% #2 24% #1)* |  | 2.7 | gal | http://www.fngas.com/calculate.html |  |  |  | Natural Gas: | 2%
Kerosene |  | 2.7 | gal | assumed same as fuel oil
Propane |  | 2.74 | gal | http://www.fngas.com/calculate.html
Natural Gas |  | 2.335 | 10^2 ft3 | http://www.fngas.com/calculate.html
Coal
Electric |  | 0.18026 | KwH
[14 empty] | 2.2029 | 5.5518
2.5202
Emission Factors -- OMNI Results Where Available (green shaded), OMNI factors based on oven dry (OD) weight, assume AP-42 factors are as well
|  |  | Combustion |  | PM2.5 |  | Emission Factors (lb/mmBTU), EPA Method 5H Except Where Noted
Wood-Burning Type | Device Name | SCC | Efficiency | Efficiency Source | mg/MJ |  | VOC | NOX | SO2 | PM10-PRI | PM25-PRI | NH3 | CO | Emission Factor Source
Fireplace, No Insert | FP | 2104008100 | 7% | AP-42, www.epa.gov/ttnchie1/ap42/ch01/related/woodstove.pdf, Table 2.2-1 | 859.8597 |  | 13.237 | 0.15029 | 0.023121 | 2 | 2 | 0.10405 | 14.6012 | AP-42, Table 1.9-1; for SO2, OMNI fuel S for spruce gave EF identical to AP42
Fireplace, With Insert - Non-EPA Certified | Ins-Conv | 2104008210 | 40% | AP-42, www.epa.gov/ttnchie1/ap42/ch01/related/woodstove.pdf, Table 2.2-1 | 760.4539 |  | 3.0636 | 0.16185 | 0.023121 | 1.7688 | 1.7688 | 0.098266 | 13.341 | Assumed equal to uncertified woodstove EFs
Fireplace, With Insert - EPA Certified Non-Catalytic | Ins-NonCat | 2104008220 | 66% | AP-42, www.epa.gov/ttnchie1/ap42/ch01/related/woodstove.pdf, Table 2.2-1 | 298.2172 |  | 0.69364 | 0.11561 | 0.023121 | 1.7688 | 0.69364 | 0.052023 | 8.1387 | AP-42, www.epa.gov/ttnchie1/ap42/ch01/related/woodstoveapp.pdf, Table 3 for PM Efs,
Fireplace, With Insert - EPA Certified Catalytic | Ins-Cat | 2104008230 | 70% | AP-42, www.epa.gov/ttnchie1/ap42/ch01/related/woodstove.pdf, Table 2.2-1 | 323.0687 |  | 0.86705 | 0.11561 | 0.023121 | 0.75145 | 0.75145 | 0.052023 | 6.185 | AP-42, www.epa.gov/ttnchie1/ap42/ch01/related/woodstoveapp.pdf, Table 3 for PM Efs
Woodstove - Non-EPA Certified | WS-Conv | 2104008310 | 54% | AP-42, www.epa.gov/ttnchie1/ap42/ch01/related/woodstove.pdf, Table 2.1-2 | 301.7469 |  | 3.0636 | 0.083939 | 0.023121 | 0.70185 | 0.70185 | 0.02295 | 7.0041 | AP-42, Table 1.10-1 for VOC&SO2; all others use avg of OMNI runs 14 and 15, conventional wood stove, spruce and birch, low firing rate
Woodstove - EPA Certified Non-Catalytic | WS-NonCat | 2104008320 | 68% | AP-42, www.epa.gov/ttnchie1/ap42/ch01/related/woodstove.pdf, Table 2.1-2 | 196.9507 |  | 0.69364 | 0.092997 | 0.023121 | 0.4581 | 0.4581 | 0.014436 | 7.1469 | AP-42, Table 1.10-1, assumed Phase II (1990 stds) for VOC&SO2; all others use avg of OMNI runs 5&6 for birch&spruce EPA (noncat) woodstove at low firing rate
Woodstove - EPA Certified Catalytic | WS-Cat | 2104008330 | 72% | AP-42, www.epa.gov/ttnchie1/ap42/ch01/related/woodstove.pdf, Table 2.1-2 | 76.9985 |  | 0.86705 | 0.092997 | 0.023121 | 0.5083 | 0.1791 | 0.0043491 | 0.60094 | same as immediately above, except that the OMNI avgs for PM10 and PM2.5 are scaled by the same ratio of cat to noncat (16.2/14.6) as used by TRC
Pellet Stove (Exempt) | PS-Exempt | 2104008410 | 56% | AP-42, Table 1.10-5 | 76.9985 |  | 0.13873 | 0.24226 | 0.019362 | 0.1791 | 0.1791 | 0.0043491 | 0.60094 | AP-42, Table 1.10-1for VOC; all others OMNI run #1, pellet stove, except SO2 which is based on dry pellet S content from OMNI
Pellet Stove (EPA Certified) | PS-EPACert | 2104008420 | 78% | AP-42, www.epa.gov/ttnchie1/ap42/ch01/related/woodstove.pdf, Table 2 | 76.9985 |  | 0.13873 | 0.24226 | 0.019362 | 0.1791 | 0.1791 | 0.0043491 | 0.60094 | AP-42, Table 1.10-1for VOC; all others OMNI run #1, pellet stove, except SO2 which is based on dry pellet S content from OMNI
OWB (Hydronic Heater) - 80/20 Unqual/Phase 2 Wtd | OWBWtd | 2104008610 | 43% | EPA/NY per wood_stoves.xls | 245.2874 |  | 2.6243 | 0.093222 | 0.023121 | 0.57053 | 0.57053 | 0.01409 | 3.5012 | 80% / 20% weighting of OWB and OWB-Ph2
OWB (Hydronic Heater) - Unqualified | OWB | 2104008610 | 43% | EPA/NY per wood_stoves.xls | 274.5087 |  | 3.0636 | 0.085312 | 0.023121 | 0.6385 | 0.6385 | 0.015798 | 3.1965 | EPA/NY per wood_stoves.xls for VOC&SO2; others from avg of OMNI runs 30&32, OWHH, birch&spruce, low firing rate (note - CO is a lower limit, instrument pegged), OMNI's dry S content for spruce gave EF identical to AP42
OWB (Hydronic Heater) - Phase 1 | OWB-Ph1 | 2104008610 | 43% | EPA/NY per wood_stoves.xls | 241.8742 |  | 0.69364 | 0.12486 | 0.023121 | 0.56259 | 0.56259 | 0.0072588 | 6.211 | set rates for VOC to those for woodstoves; others from avg of OMNI runs 9 and 11, spruce&birch, EPA qualified OWHH, low firing rate, but for PM and CO scaled by TRC's ratio for phase 1 and 2; SO2 based on OMNI's S content of dry spruce
OWB (Hydronic Heater) - Phase 2 | OWB-Ph2 | 2104008640 | 43% | EPA/NY per wood_stoves.xls | 128.4023 |  | 0.86705 | 0.12486 | 0.023121 | 0.29866 | 0.29866 | 0.0072588 | 4.72 | set rates for VOC to those for woodstoves; others from avg of OMNI runs 9 and 11, spruce&birch, EPA qualified OWHH, low firing rate, but for PM and CO scaled by TRC's ratio for phase 1 and 2; SO2 based on OMNI's S content of dry spruce
Masonry Heater |  |  | 85% | CCHRC, http://www.cchrc.org/sites/default/files/docs/masonry_heater.pdf | [5 empty] | 0.77865
0.87142
|  |  | Combustion | Efficiency |  | EF | Emission Factors (lb/mmBTU)
Other Heating Types | Device Name | SCC | Efficiency | Source | Fuel | Units | VOC | NOX | SO2 | PM10-PRI | PM25-PRI | NH3 | CO | Emission Factor Source
Central Oil (Weighted # 1 & #2), Residential | COil-Res | 2104004000 | 81% | EIA | Fuel Oil #1&2 | lb/1000 gal | 0.0052815 | 0.082751 | 0.21409 | 0.0033822 | 0.0033822 | 0.00018146 | 0.0033174 | EPA, AP-42 Table 1.3-1 for VOC and (with OMNI fuel S content) for SO2; all others OMNI run#17, SWRI for fuel (lower) heating value, AP-42 for fuel oil density
Central Oil (#1 distillate), Residential | COil-Res1 | 2104004000 | 81% | EIA | Fuel Oil #1 | lb/1000 gal | 0.005704 | 0.089371 | 0.10179 | 0.0036528 | 0.0036528 | 0.00019597 | 0.0035828 | EPA, AP-42 Table 1.3-1 for VOC and (with OMNI fuel S content) for SO2; all others OMNI run#17, SWRI for fuel (lower) heating value, AP-42 for fuel oil density
Central Oil (#2 distillate), Residential | COil-Res2 | 2104004000 | 81% | EIA | Fuel Oil #2 | lb/1000 gal | 0.005148 | 0.08066 | 0.26308 | 0.0032967 | 0.0032967 | 0.00017687 | 0.0032335 | EPA, AP-42 Table 1.3-1 for VOC and (with OMNI fuel S content) for SO2; all others OMNI run#17, SWRI for fuel (lower) heating value, AP-42 for fuel oil density
Central Oil (Weighted # 1 & #2), Commercial | COil-Com | 2103004001 | 81% | EIA | Fuel Oil #2 | lb/1000 gal | 0.005148 | 0.12996 | 0.091864 | 0.0032967 | 0.0032967 | 0.00017687 | 0.0032335 | EPA, AP-42 Table 1.3-1 for Nox; for all others, assume same as above
Portable: 43% Kerosene & 57% Fuel Oil | Prtbl | 2104004000 | 81% |  | Kero/FO | lb/1000 gal | 0.0052046 | 0.13139 | 0.21098 | 0.0029198 | 0.0029198 | 0.00017881 | 0.0032691 | Emission rates for portable heating devices using kerosene/fuel oil #2 blend assumed equal to central oil (on #2) in absence of actual data; except SO2, NH3 and CO, assumed same as above
Direct Vent | DVOil | 2104007000 | 81% |  | Fuel Oil #1 | lb/1000 gal | 0.005704 | 0.089371 | 0.23122 | 0.0036528 | 0.0036528 | 0.00019597 | 0.0035828 | Emission rates for DV devices using Heating Oil #1 assumed equal to central oil (on #2) in absence of actual data; except SO2, NH3 and CO assumed same as above
Natural Gas - Residential | NtGas-Res | 2104006010 | 81% |  | Natural Gas | lb/10^6 ft3 | 0.0054187 | 0.092611 | 0.00059113 | 0.0074877 | 0.0074877 | 0.019704 | 0.039409 | EPA, AP-42 Tables 1.4-1 & 1.4-2 for all but NH3, EPA/Pechan for NH3
Natural Gas - Commercial, small uncontrolled | NtGas-Com | 2103006000 | 81% |  | Natural Gas | lb/10^6 ft3 | 0.0054187 | 0.098522 | 0.00059113 | 0.0074877 | 0.0074877 | 0.019704 | 0.039409 | EPA, AP-42 Tables 1.4-1 & 1.4-2 for all but NH3, EPA/Pechan for NH3
Coal Boiler (bituminous/subbituminous, hand-fed) | CoalHt | 2104002000 | 43% | NY per wood_stoves.xls | Coal | lb/ton | 0.65789 | 0.31053 | 0.61184 | 0.52566 | 0.52566 | 0.083286 | 8.5905 | EPA, AP-42: Table 1.1-19 for VOC and (w. Usibelli S content) SO2; OMNI runs 21, 23, 37&38 for all other, coal stove, wet&dry stoker and lump coal, low firing rate
Waste Oil Burning | WasteOil | 2102012000 | - |  | Fuel Oil #2 | lb/1000 gal | 0.0072202 | 0.37693 | 0.2669 | 0.037575 | 0.037575 | 0.00026269 | 0.089732 | EPA, AP-42 Table 1.11-1 for VOC; all others OMNI run#18, SWRI for heating value, AP-42 for No. 2 fuel oil density
Muni Heat | - | - | -
Comparison of Space Heating Fuel/Device Emission Rates on an Equivalent Net Energy Basis -- OMNI Rates Where Available
Wood on Oven Dry Basis (0% MC)
[5 empty] | Net |  | Emission Factors (lb/net mmBTU)
|  |  | Fuel | Device | Efficiency |  | VOC | NOX | SO2 | PM10-PRI | PM25-PRI | NH3 | CO
|  |  | Wood | Fireplace, No Insert | 7% |  | 189.0999 | 2.147 | 0.33031 | 28.5714 | 28.5714 | 1.4864 | 208.5879
|  |  | Wood | Fireplace, With Insert - Non-EPA Certified | 40% |  | 7.659 | 0.40462 | 0.057803 | 4.422 | 4.422 | 0.24566 | 33.3526
|  |  | Wood | Fireplace, With Insert - EPA Certified Non-Catalytic | 66% |  | 1.051 | 0.17516 | 0.035032 | 2.68 | 1.051 | 0.078823 | 12.3314
|  |  | Wood | Fireplace, With Insert - EPA Certified Catalytic | 70% |  | 1.2386 | 0.16515 | 0.033031 | 1.0735 | 1.0735 | 0.074319 | 8.8357
|  |  | Wood | Woodstove - Non-EPA Certified | 54% |  | 5.6733 | 0.15544 | 0.042817 | 1.2997 | 1.2997 | 0.042499 | 12.9705
|  |  | Wood | Woodstove - EPA Certified Non-Catalytic | 68% |  | 1.0201 | 0.13676 | 0.034002 | 0.67368 | 0.67368 | 0.021229 | 10.5101
|  |  | Wood | Woodstove - EPA Certified Catalytic | 72% |  | 1.2042 | 0.12916 | 0.032113 | 0.70598 | 0.24874 | 0.0060404 | 0.83464
|  |  | Wood | Pellet Stove (Exempt) | 56% |  | 0.24773 | 0.43261 | 0.034574 | 0.31981 | 0.31981 | 0.0077663 | 1.0731
|  |  | Wood | Pellet Stove (EPA Certified) | 78% |  | 0.17786 | 0.31059 | 0.024823 | 0.22961 | 0.22961 | 0.0055758 | 0.77043
|  |  | Wood | OWB (Hydronic Heater) - 80/20 Unqual/Phase 2 Wtd | 43% |  | 6.103 | 0.21679 | 0.053771 | 1.3268 | 1.3268 | 0.032768 | 8.1423
|  |  | Wood | OWB (Hydronic Heater) - Unqualified | 43% |  | 7.1246 | 0.1984 | 0.053771 | 1.4849 | 1.4849 | 0.036739 | 7.4337
|  |  | Wood | OWB (Hydronic Heater) - Phase 1 | 43% |  | 1.6131 | 0.29037 | 0.053771 | 1.3083 | 1.3083 | 0.016881 | 14.4442
|  |  | Wood | OWB (Hydronic Heater) - Phase 2 | 43% |  | 2.0164 | 0.29037 | 0.053771 | 0.69456 | 0.69456 | 0.016881 | 10.9768
|  |  | Coal | Coal Boiler (bituminous/subbituminous, hand-fed) | 43% |  | 1.53 | 0.72215 | 1.4229 | 1.2225 | 1.2225 | 0.19369 | 19.9778
|  |  | Oil | Central Oil (Weighted # 1 & #2), Residential | 81% |  | 0.0065203 | 0.10216 | 0.26431 | 0.0041756 | 0.0041756 | 0.00022402 | 0.0040955
|  |  | Oil | Central Oil (#1 distillate), Residential | 81% |  | 0.007042 | 0.11033 | 0.12566 | 0.0045096 | 0.0045096 | 0.00024194 | 0.0044232
|  |  | Oil | Central Oil (#2 distillate), Residential | 81% |  | 0.0063556 | 0.09958 | 0.3248 | 0.00407 | 0.00407 | 0.00021836 | 0.003992
|  |  | Oil | Portable: 43% Kerosene & 57% Fuel Oil | 81% |  | 0.0064254 | 0.16221 | 0.26046 | 0.0036047 | 0.0036047 | 0.00022076 | 0.0040359
|  |  | Oil | Direct Vent | 81% |  | 0.007042 | 0.11033 | 0.28546 | 0.0045096 | 0.0045096 | 0.00024194 | 0.0044232
|  |  | Gas | Natural Gas - Residential | 81% |  | 0.0066898 | 0.11433 | 0.00072979 | 0.0092441 | 0.0092441 | 0.024326 | 0.048653
|  |  | Gas | Natural Gas - Commercial, small uncontrolled | 81% |  | 0.0066898 | 0.12163 | 0.00072979 | 0.0092441 | 0.0092441 | 0.024326 | 0.048653
Comparison of Space Heating Fuel/Device Emission Rates on an Equivalent Net Energy Basis -- OMNI Rates Where Available
Wood on "Dry"Basis (20% MC)
[5 empty] | Net |  | Emission Factors (lb/net mmBTU)
|  |  | Fuel | Device | Efficiency |  | VOC | NOX | SO2 | PM10-PRI | PM25-PRI | NH3 | CO
|  |  | Wood | Fireplace, No Insert | 7% |  | 226.9199 | 2.5764 | 0.39637 | 34.2857 | 34.2857 | 1.7836 | 250.3055
|  |  | Wood | Fireplace, With Insert - Non-EPA Certified | 40% |  | 9.1908 | 0.48555 | 0.069364 | 5.3064 | 5.3064 | 0.2948 | 40.0231
|  |  | Wood | Fireplace, With Insert - EPA Certified Non-Catalytic | 66% |  | 1.2612 | 0.21019 | 0.042039 | 3.216 | 1.2612 | 0.094587 | 14.7977
|  |  | Wood | Fireplace, With Insert - EPA Certified Catalytic | 70% |  | 1.4864 | 0.19818 | 0.039637 | 1.2882 | 1.2882 | 0.089182 | 10.6028
|  |  | Wood | Woodstove - Non-EPA Certified | 54% |  | 6.808 | 0.18653 | 0.051381 | 1.5597 | 1.5597 | 0.050999 | 15.5646
|  |  | Wood | Woodstove - EPA Certified Non-Catalytic | 68% |  | 1.2241 | 0.16411 | 0.040802 | 0.80841 | 0.80841 | 0.025475 | 12.6121
|  |  | Wood | Woodstove - EPA Certified Catalytic | 72% |  | 1.4451 | 0.15499 | 0.038536 | 0.84717 | 0.29849 | 0.0072485 | 1.0016
|  |  | Wood | Pellet Stove (Exempt) | 56% |  | 0.29727 | 0.51913 | 0.041489 | 0.38378 | 0.38378 | 0.0093195 | 1.2877
|  |  | Wood | Pellet Stove (EPA Certified) | 78% |  | 0.21343 | 0.37271 | 0.029787 | 0.27553 | 0.27553 | 0.0066909 | 0.92452
|  |  | Wood | OWB (Hydronic Heater) - 80/20 Unqual/Phase 2 Wtd | 43% |  | 7.3236 | 0.26015 | 0.064525 | 1.5922 | 1.5922 | 0.039321 | 9.7708
|  |  | Wood | OWB (Hydronic Heater) - Unqualified | 43% |  | 8.5495 | 0.23808 | 0.064525 | 1.7819 | 1.7819 | 0.044087 | 8.9204
|  |  | Wood | OWB (Hydronic Heater) - Phase 1 | 43% |  | 1.9357 | 0.34844 | 0.064525 | 1.57 | 1.57 | 0.020257 | 17.333
|  |  | Wood | OWB (Hydronic Heater) - Phase 2 | 43% |  | 2.4197 | 0.34844 | 0.064525 | 0.83347 | 0.83347 | 0.020257 | 13.1721
|  |  | Coal | Coal Boiler (bituminous/subbituminous, hand-fed) | 43% |  | 1.53 | 0.72215 | 1.4229 | 1.2225 | 1.2225 | 0.19369 | 19.9778
|  |  | Oil | Central Oil (Weighted # 1 & #2), Residential | 81% |  | 0.0065203 | 0.10216 | 0.26431 | 0.0041756 | 0.0041756 | 0.00022402 | 0.0040955
|  |  | Oil | Central Oil (#1 distillate), Residential | 81% |  | 0.007042 | 0.11033 | 0.12566 | 0.0045096 | 0.0045096 | 0.00024194 | 0.0044232
|  |  | Oil | Central Oil (#2 distillate), Residential | 81% |  | 0.0063556 | 0.09958 | 0.3248 | 0.00407 | 0.00407 | 0.00021836 | 0.003992
|  |  | Oil | Portable: 43% Kerosene & 57% Fuel Oil | 81% |  | 0.0064254 | 0.16221 | 0.26046 | 0.0036047 | 0.0036047 | 0.00022076 | 0.0040359
|  |  | Oil | Direct Vent | 81% |  | 0.007042 | 0.11033 | 0.28546 | 0.0045096 | 0.0045096 | 0.00024194 | 0.0044232
|  |  | Gas | Natural Gas - Residential | 81% |  | 0.0066898 | 0.11433 | 0.00072979 | 0.0092441 | 0.0092441 | 0.024326 | 0.048653
|  |  | Gas | Natural Gas - Commercial, small uncontrolled | 81% |  | 0.0066898 | 0.12163 | 0.00072979 | 0.0092441 | 0.0092441 | 0.024326 | 0.048653
Comparison of Space Heating Fuel/Device Emission Rates on an Equivalent Net Energy Basis
Baseline Wood Moisture Basis (36.5% MC)
[5 empty] | Net |  | Emission Factors (lb/net mmBTU)
|  |  | Fuel | Device | Efficiency |  | VOC | NOX | SO2 | PM10-PRI | PM25-PRI | NH3 | CO
|  |  | Wood | Fireplace, No Insert | 7% |  | 258.08 | 2.9302 | 0.45079 | 38.9938 | 38.9938 | 2.0286 | 284.6769
|  |  | Wood | Fireplace, With Insert - Non-EPA Certified | 40% |  | 10.4528 | 0.55222 | 0.078889 | 6.035 | 6.035 | 0.33528 | 45.519
|  |  | Wood | Fireplace, With Insert - EPA Certified Non-Catalytic | 66% |  | 1.4343 | 0.23906 | 0.047812 | 3.6576 | 1.4343 | 0.10758 | 16.8297
|  |  | Wood | Fireplace, With Insert - EPA Certified Catalytic | 70% |  | 1.6905 | 0.2254 | 0.045079 | 1.4651 | 1.4651 | 0.10143 | 12.0588
|  |  | Wood | Woodstove - Non-EPA Certified | 54% |  | 7.7428 | 0.21214 | 0.058436 | 1.7738 | 1.7738 | 0.058002 | 17.7019
|  |  | Wood | Woodstove - EPA Certified Non-Catalytic | 68% |  | 1.3922 | 0.18665 | 0.046405 | 0.91942 | 0.91942 | 0.028973 | 14.344
|  |  | Wood | Woodstove - EPA Certified Catalytic | 72% |  | 1.6435 | 0.17628 | 0.043827 | 0.9635 | 0.33948 | 0.0082439 | 1.1391
|  |  | Wood | Pellet Stove (Exempt) | 56% |  | 0.3381 | 0.59042 | 0.047187 | 0.43648 | 0.43648 | 0.010599 | 1.4646
|  |  | Wood | Pellet Stove (EPA Certified) | 78% |  | 0.24274 | 0.42389 | 0.033877 | 0.31337 | 0.31337 | 0.0076097 | 1.0515
|  |  | Wood | OWB (Hydronic Heater) - 80/20 Unqual/Phase 2 Wtd | 43% |  | 8.3292 | 0.29588 | 0.073385 | 1.8108 | 1.8108 | 0.044721 | 11.1125
|  |  | Wood | OWB (Hydronic Heater) - Unqualified | 43% |  | 9.7235 | 0.27077 | 0.073385 | 2.0265 | 2.0265 | 0.050141 | 10.1454
|  |  | Wood | OWB (Hydronic Heater) - Phase 1 | 43% |  | 2.2016 | 0.39629 | 0.073385 | 1.7856 | 1.7856 | 0.023039 | 19.7132
|  |  | Wood | OWB (Hydronic Heater) - Phase 2 | 43% |  | 2.7519 | 0.39629 | 0.073385 | 0.94792 | 0.94792 | 0.023039 | 14.9809
|  |  | Coal | Coal Boiler (bituminous/subbituminous, hand-fed) | 43% |  | 1.53 | 0.72215 | 1.4229 | 1.2225 | 1.2225 | 0.19369 | 19.9778
|  |  | Oil | Central Oil (Weighted # 1 & #2), Residential | 81% |  | 0.0065203 | 0.10216 | 0.26431 | 0.0041756 | 0.0041756 | 0.00022402 | 0.0040955
|  |  | Oil | Central Oil (#1 distillate), Residential | 81% |  | 0.007042 | 0.11033 | 0.12566 | 0.0045096 | 0.0045096 | 0.00024194 | 0.0044232
|  |  | Oil | Central Oil (#2 distillate), Residential | 81% |  | 0.0063556 | 0.09958 | 0.3248 | 0.00407 | 0.00407 | 0.00021836 | 0.003992
|  |  | Oil | Portable: 43% Kerosene & 57% Fuel Oil | 81% |  | 0.0064254 | 0.16221 | 0.26046 | 0.0036047 | 0.0036047 | 0.00022076 | 0.0040359
|  |  | Oil | Direct Vent | 81% |  | 0.007042 | 0.11033 | 0.28546 | 0.0045096 | 0.0045096 | 0.00024194 | 0.0044232
|  |  | Gas | Natural Gas - Residential | 81% |  | 0.0066898 | 0.11433 | 0.00072979 | 0.0092441 | 0.0092441 | 0.024326 | 0.048653
|  |  | Gas | Natural Gas - Commercial, small uncontrolled | 81% |  | 0.0066898 | 0.12163 | 0.00072979 | 0.0092441 | 0.0092441 | 0.024326 | 0.048653
Note on M37: Tom Carlson: NH3 EF from Pechan "Estimating Ammonia Emissions from Anthropogenic Non-Agricultural Sources" Draft Final Report, April 2004.
Note on H39: Tom Carlson: No separate EF data for this pollutant for certified inserts. Assumed equal to certified non-catalytic woodstove EF.
Note on I39: Tom Carlson: No separate EF data for this pollutant for certified inserts. Assumed equal to certified non-catalytic woodstove EF.
Note on J39: Tom Carlson: No separate EF data for this pollutant for certified inserts. Assumed equal to certified non-catalytic woodstove EF.
Note on M39: Tom Carlson: No separate EF data for this pollutant for certified inserts. Assumed equal to certified non-catalytic woodstove EF.
Note on N39: Tom Carlson: No separate EF data for this pollutant for certified inserts. Assumed equal to certified non-catalytic woodstove EF.
Note on H40: Tom Carlson: No separate EF data for this pollutant for certified inserts. Assumed equal to certified catalytic woodstove EF.
Note on I40: Tom Carlson: No separate EF data for this pollutant for certified inserts. Assumed equal to certified catalytic woodstove EF.
Note on J40: Tom Carlson: No separate EF data for this pollutant for certified inserts. Assumed equal to certified catalytic woodstove EF.
Note on M40: Tom Carlson: No separate EF data for this pollutant for certified inserts. Assumed equal to certified catalytic woodstove EF.
Note on N40: Tom Carlson: No separate EF data for this pollutant for certified inserts. Assumed equal to certified catalytic woodstove EF.
Note on K41: Tom Carlson: Reflects weighting of spruce and birch EFs from wood-specific OMNI tests based on spruce vs. birch split from Forest Service timber sales data.
Note on L41: Tom Carlson: Reflects weighting of spruce and birch EFs from wood-specific OMNI tests based on spruce vs. birch split from Forest Service timber sales data.
Note on K42: Tom Carlson: Reflects weighting of spruce and birch EFs from wood-specific OMNI tests based on spruce vs. birch split from Forest Service timber sales data.
Note on L42: Tom Carlson: Reflects weighting of spruce and birch EFs from wood-specific OMNI tests based on spruce vs. birch split from Forest Service timber sales data.
Note on K43: Tom Carlson: Reflects weighting of spruce and birch EFs from wood-specific OMNI tests based on spruce vs. birch split from Forest Service timber sales data.
Note on L43: Tom Carlson: Reflects weighting of spruce and birch EFs from wood-specific OMNI tests based on spruce vs. birch split from Forest Service timber sales data.
Note on H44: Tom Carlson: From http://www.epa.gov/burnwise/pdfs/EPA_stove_emis_reduct.pdf, converted from kg/tonne to lb/ton.
Note on H45: Tom Carlson: From http://www.epa.gov/burnwise/pdfs/EPA_stove_emis_reduct.pdf, converted from kg/tonne to lb/ton.
Note on K47: Tom Carlson: Reflects weighting of spruce and birch EFs from wood-specific OMNI tests based on spruce vs. birch split from Forest Service timber sales data.
Note on L47: Tom Carlson: Reflects weighting of spruce and birch EFs from wood-specific OMNI tests based on spruce vs. birch split from Forest Service timber sales data.
Note on K48: Tom Carlson: Reflects weighting of spruce and birch EFs from wood-specific OMNI tests based on spruce vs. birch split from Forest Service timber sales data.
Note on L48: Tom Carlson: Reflects weighting of spruce and birch EFs from wood-specific OMNI tests based on spruce vs. birch split from Forest Service timber sales data.
Note on K49: Tom Carlson: Reflects weighting of spruce and birch EFs from wood-specific OMNI tests based on spruce vs. birch split from Forest Service timber sales data.
Note on L49: Tom Carlson: Reflects weighting of spruce and birch EFs from wood-specific OMNI tests based on spruce vs. birch split from Forest Service timber sales data.
Note on J54: Tom Carlson: Assumes fuel sulfur content of 2,163 ppm per RGD 8/18/11 email. This also reflects a rough 76% vs. 24% split in exising use of #2 and #1 distillate, respectively per info from Polar Fuel and Soutdough (PetroStar) in 1/31/12 email from Joan Hardesty to Bob Dulla: 76% x 2566 ppm (#2 S) + 24% x 896 ppm (#1 S) = 2,165 ppm S.
Note on J55: Tom Carlson: Assumes fuel sulfur content of 896 ppm per RGD 2/13/12 email giving sulfur content in #1 as measured by OMNI Labs.
Note on J56: Tom Carlson: Assumes fuel sulfur content of 2,566 ppm per RGD 2/13/12 email giving sulfur content in #2 as measured by OMNI Labs.
Note on J57: Tom Carlson: Assumes fuel sulfur content of 2,163 ppm per RGD 8/18/11 email. This also reflects a rough 76% vs. 24% split in exising use of #2 and #1 distillate, respectively per info from Polar Fuel and Soutdough (PetroStar) in 1/31/12 email from Joan Hardesty to Bob Dulla: 76% x 2566 ppm (#2 S) + 24% x 896 ppm (#1 S) = 2,165 ppm S.
Note on A58: Tom Carlson: Portable heater fuel split per 2007 Fairbanks HH survey.
Note on J58: Tom Carlson: Assumes fuel sulfur content of 2,163 ppm per RGD 8/18/11 email. This also reflects a rough 76% vs. 24% split in exising use of #2 and #1 distillate, respectively per info from Polar Fuel and Soutdough (PetroStar) in 1/31/12 email from Joan Hardesty to Bob Dulla: 76% x 2566 ppm (#2 S) + 24% x 896 ppm (#1 S) = 2,165 ppm S.
Note on J59: Tom Carlson: Assumes fuel sulfur content of 2,163 ppm per RGD 8/18/11 email. This also reflects a rough 76% vs. 24% split in exising use of #2 and #1 distillate, respectively per info from Polar Fuel and Soutdough (PetroStar) in 1/31/12 email from Joan Hardesty to Bob Dulla: 76% x 2566 ppm (#2 S) + 24% x 896 ppm (#1 S) = 2,165 ppm S.
Note on J62: Tom Carlson: Assuming coal sulfur content of 0.3% weight per www.usibelli.com/Coal_data.asp

## DevSumOut-2021PB
Summary of Space Heating Emissions and Energy Use by Device Averaged Across Each Modeling Episode
BNP1SR, 2021
|  |  | Grid 3 Domain | [9 empty] | PM Non-Attainment Area
|  | Source | Space Heating Emissions (tons/day) | [6 empty] | Avg Daily |  | Fuel Use | Space Heating Emissions (tons/day) | [6 empty] | Avg Daily |  | Fuel Use
Episode | SCC | Category | VOC | NOX | SO2 | PM10-PRI | PM25-PRI | NH3 | CO | mmBTU | Fuel Use | Units | VOC | NOX | SO2 | PM10-PRI | PM25-PRI | NH3 | CO | mmBTU | Fuel Use | Units
E1 | 2104008100 | FP | 5.5364 | 0.062859 | 0.0096706 | 0.83651 | 0.83651 | 0.043518 | 6.107 | 777.999 | 69.0762 | tons | 5.1015 | 0.057921 | 0.0089109 | 0.77079 | 0.77079 | 0.040099 | 5.6272 | 716.8828 | 63.6498 | tons
E1 | 2104008210 | Ins-Conv | 0.090467 | 0.0047794 | 0.00068277 | 0.052232 | 0.052232 | 0.0029018 | 0.39396 | 54.9289 | 4.877 | tons | 0.07862 | 0.0041535 | 0.00059336 | 0.045392 | 0.045392 | 0.0025218 | 0.34237 | 47.736 | 4.2383 | tons
E1 | 2104008220 | Ins-NonCat | 0.057785 | 0.0096308 | 0.0019262 | 0.057785 | 0.057785 | 0.0043339 | 0.67801 | 154.9604 | 13.7585 | tons | 0.050218 | 0.0083697 | 0.0016739 | 0.050218 | 0.050218 | 0.0037664 | 0.58923 | 134.6684 | 11.9568 | tons
E1 | 2104008230 | Ins-Cat | 0.043489 | 0.0057985 | 0.0011597 | 0.03769 | 0.03769 | 0.0026093 | 0.31022 | 93.2975 | 8.2836 | tons | 0.037794 | 0.0050392 | 0.0010078 | 0.032755 | 0.032755 | 0.0022676 | 0.2696 | 81.0802 | 7.1989 | tons
E1 | 2104008310 | WS-Conv | 1.836 | 0.050303 | 0.013856 | 0.42061 | 0.42061 | 0.013753 | 4.1974 | 1114.7389 | 98.9743 | tons | 1.5955 | 0.043716 | 0.012042 | 0.36553 | 0.36553 | 0.011952 | 3.6478 | 968.764 | 86.0136 | tons
E1 | 2104008320 | WS-NonCat | 1.1727 | 0.15722 | 0.03909 | 0.77448 | 0.77448 | 0.024406 | 12.0828 | 3144.8011 | 279.2173 | tons | 1.0191 | 0.13664 | 0.033971 | 0.67307 | 0.67307 | 0.02121 | 10.5006 | 2732.9897 | 242.6538 | tons
E1 | 2104008330 | WS-Cat | 0.88257 | 0.094661 | 0.023535 | 0.5174 | 0.5174 | 0.014694 | 7.2748 | 1893.4005 | 168.1093 | tons | 0.76699 | 0.082265 | 0.020453 | 0.44964 | 0.44964 | 0.01277 | 6.3221 | 1645.4599 | 146.0954 | tons
E1 | 2104008410 | PS-Exempt | 0.011037 | 0.019273 | 0.0015403 | 0.014248 | 0.014248 | 0.00034599 | 0.047808 | 147.9821 | 13.1389 | tons | 0.0095913 | 0.016749 | 0.0013386 | 0.012382 | 0.012382 | 0.00030069 | 0.041547 | 128.6038 | 11.4183 | tons
E1 | 2104008420 | PS-EPACert | 0.049881 | 0.087108 | 0.0069617 | 0.064396 | 0.064396 | 0.0015638 | 0.21607 | 668.8235 | 59.3828 | tons | 0.043349 | 0.075701 | 0.00605 | 0.055963 | 0.055963 | 0.001359 | 0.18778 | 581.2411 | 51.6066 | tons
E1 | 2104008610 | OWBWtd | 1.1912 | 0.042313 | 0.010495 | 0.25896 | 0.25896 | 0.0063955 | 1.5892 | 844.3077 | 74.9635 | tons | 1.089 | 0.038685 | 0.0095948 | 0.23676 | 0.23676 | 0.005847 | 1.4529 | 771.904 | 68.535 | tons
E1 | 2104004000 | COil-Res | 0.096482 | 1.5117 | 3.911 | 0.061786 | 0.061786 | 0.0033148 | 0.060601 | 36322.1628 | 270.6355 | 1000 gal | 0.08911 | 1.3962 | 3.6122 | 0.057065 | 0.057065 | 0.0030615 | 0.055971 | 33546.9747 | 249.9576 | 1000 gal
E1 | 2103004001 | COil-Com | 0.030521 | 0.77051 | 0.54463 | 0.019545 | 0.019545 | 0.0010486 | 0.01917 | 11857.2183 | 88.3478 | 1000 gal | 0.029996 | 0.75727 | 0.53527 | 0.019209 | 0.019209 | 0.0010306 | 0.018841 | 11653.5414 | 86.8302 | 1000 gal
E1 | 2104004000 | Prtbl | 0.00065566 | 0.016552 | 0.026578 | 0.00036783 | 0.00036783 | 2.2526e-05 | 0.00041183 | 251.9562 | 1.8392 | 1000 gal | 0.00061857 | 0.015616 | 0.025075 | 0.00034703 | 0.00034703 | 2.1252e-05 | 0.00038854 | 237.7042 | 1.7351 | 1000 gal
E1 | 2104007000 | DVOil | 0.0027547 | 0.043161 | 0.11167 | 0.0017641 | 0.0017641 | 9.4642e-05 | 0.0017303 | 965.8754 | 7.727 | 1000 gal | 0.0022787 | 0.035703 | 0.092372 | 0.0014593 | 0.0014593 | 7.829e-05 | 0.0014313 | 798.9906 | 6.3919 | 1000 gal
E1 | 2104006010 | NtGas-Res | 0.0006697 | 0.011446 | 7.3058e-05 | 0.0009254 | 0.0009254 | 0.0024353 | 0.0048705 | 300.623 | 296.1803 | mcf | 0.0006697 | 0.011446 | 7.3058e-05 | 0.0009254 | 0.0009254 | 0.0024353 | 0.0048705 | 300.623 | 296.1803 | mcf
E1 | 2103006000 | NtGas-Com | 0.0052613 | 0.09566 | 0.00057396 | 0.0072701 | 0.0072701 | 0.019132 | 0.038264 | 1941.8947 | 1913.1967 | mcf | 0.0052613 | 0.09566 | 0.00057396 | 0.0072701 | 0.0072701 | 0.019132 | 0.038264 | 1941.8947 | 1913.1967 | mcf
E1 | 2104002000 | CoalHt | 0.14868 | 0.070175 | 0.13827 | 0.11879 | 0.11879 | 0.018822 | 1.9413 | 451.9739 | 29.7351 | tons | 0.13018 | 0.061444 | 0.12107 | 0.10401 | 0.10401 | 0.01648 | 1.6998 | 395.7411 | 26.0356 | tons
E1 | 2103002000 | Coal-Com | 0.00040148 | 0.0001895 | 0.00037338 | 0.00032078 | 0.00032078 | 5.0826e-05 | 0.0052423 | 18.4569 | 1.2205 | tons | 0.0003794 | 0.00017908 | 0.00035285 | 0.00030314 | 0.00030314 | 4.8031e-05 | 0.0049541 | 17.4368 | 1.1534 | tons
E1 | 2103008000 | Wood-Com | 0.0012268 | 4.8776e-05 | 1.0633e-05 | 0.000345 | 0.000345 | 1.2633e-05 | 0.0024539 | 11.1386 | 0.9198 | tons | 0.0010057 | 4.0924e-05 | 8.6858e-06 | 0.00029694 | 0.00029694 | 1.1446e-05 | 0.0021589 | 9.0984 | 0.75132 | tons
E1 | 2102012000 | WasteOil | 0.00052382 | 0.027346 | 0.019363 | 0.0027261 | 0.0027261 | 1.9058e-05 | 0.00651 | 145.099 | 1.0476 | 1000 gal | 0.00052382 | 0.027346 | 0.019363 | 0.0027261 | 0.0027261 | 1.9058e-05 | 0.00651 | 145.099 | 1.0476 | 1000 gal
E1 | Total |  | 11.1586 | 3.0807 | 4.8615 | 3.2482 | 3.2482 | 0.15947 | 34.9779 | 61161.6385 |  |  | 10.0518 | 2.8701 | 4.502 | 2.8861 | 2.8861 | 0.14441 | 30.8144 | 56856.434
E2 | 2104008100 | FP | 3.475 | 0.039454 | 0.0060698 | 0.52504 | 0.52504 | 0.027314 | 3.8331 | 485.5162 | 43.3561 | tons | 3.2145 | 0.036496 | 0.0056148 | 0.48568 | 0.48568 | 0.025267 | 3.5458 | 449.1224 | 40.1061 | tons
E2 | 2104008210 | Ins-Conv | 0.0646 | 0.0034128 | 0.00048755 | 0.037297 | 0.037297 | 0.0020721 | 0.28131 | 38.9982 | 3.4825 | tons | 0.056394 | 0.0029793 | 0.00042562 | 0.03256 | 0.03256 | 0.0018089 | 0.24558 | 34.0446 | 3.0401 | tons
E2 | 2104008220 | Ins-NonCat | 0.041263 | 0.0068771 | 0.0013754 | 0.041263 | 0.041263 | 0.0030947 | 0.48415 | 110.0182 | 9.8245 | tons | 0.036021 | 0.0060036 | 0.0012007 | 0.036021 | 0.036021 | 0.0027016 | 0.42265 | 96.0437 | 8.5766 | tons
E2 | 2104008230 | Ins-Cat | 0.031054 | 0.0041405 | 0.0008281 | 0.026913 | 0.026913 | 0.0018632 | 0.22152 | 66.239 | 5.9151 | tons | 0.027109 | 0.0036146 | 0.00072292 | 0.023495 | 0.023495 | 0.0016266 | 0.19338 | 57.8253 | 5.1637 | tons
E2 | 2104008310 | WS-Conv | 1.311 | 0.03592 | 0.0098944 | 0.30034 | 0.30034 | 0.0098209 | 2.9973 | 791.438 | 70.6745 | tons | 1.1445 | 0.031357 | 0.0086376 | 0.26219 | 0.26219 | 0.0085734 | 2.6166 | 690.9093 | 61.6974 | tons
E2 | 2104008320 | WS-NonCat | 0.83739 | 0.11227 | 0.027913 | 0.55304 | 0.55304 | 0.017428 | 8.628 | 2232.7338 | 199.3807 | tons | 0.73103 | 0.098009 | 0.024368 | 0.48279 | 0.48279 | 0.015214 | 7.5321 | 1949.1312 | 174.0553 | tons
E2 | 2104008330 | WS-Cat | 0.63021 | 0.067594 | 0.016806 | 0.36946 | 0.36946 | 0.010493 | 5.1947 | 1344.2692 | 120.0418 | tons | 0.55016 | 0.059008 | 0.014671 | 0.32253 | 0.32253 | 0.0091599 | 4.5349 | 1173.5197 | 104.794 | tons
E2 | 2104008410 | PS-Exempt | 0.0078809 | 0.013762 | 0.0010999 | 0.010174 | 0.010174 | 0.00024706 | 0.034138 | 105.0637 | 9.3821 | tons | 0.0068798 | 0.012014 | 0.00096019 | 0.0088817 | 0.0088817 | 0.00021568 | 0.029802 | 91.7185 | 8.1904 | tons
E2 | 2104008420 | PS-EPACert | 0.035619 | 0.062201 | 0.0049711 | 0.045983 | 0.045983 | 0.0011166 | 0.15429 | 474.8487 | 42.4035 | tons | 0.031094 | 0.0543 | 0.0043397 | 0.040142 | 0.040142 | 0.0009748 | 0.13469 | 414.5333 | 37.0174 | tons
E2 | 2104008610 | OWBWtd | 1.1077 | 0.03935 | 0.0097598 | 0.24083 | 0.24083 | 0.0059476 | 1.4779 | 780.6772 | 69.7136 | tons | 1.013 | 0.035985 | 0.0089253 | 0.22023 | 0.22023 | 0.005439 | 1.3515 | 713.9213 | 63.7524 | tons
E2 | 2104004000 | COil-Res | 0.072612 | 1.1377 | 2.9434 | 0.0465 | 0.0465 | 0.0024947 | 0.045609 | 27336.013 | 203.6799 | 1000 gal | 0.067189 | 1.0527 | 2.7236 | 0.043027 | 0.043027 | 0.0023084 | 0.042202 | 25294.527 | 188.4688 | 1000 gal
E2 | 2103004001 | COil-Com | 0.021776 | 0.54974 | 0.38858 | 0.013945 | 0.013945 | 0.00074815 | 0.013678 | 8459.9254 | 63.0347 | 1000 gal | 0.021402 | 0.5403 | 0.38191 | 0.013706 | 0.013706 | 0.0007353 | 0.013443 | 8314.6054 | 61.9519 | 1000 gal
E2 | 2104004000 | Prtbl | 0.00048962 | 0.012361 | 0.019847 | 0.00027468 | 0.00027468 | 1.6822e-05 | 0.00030754 | 188.1488 | 1.3734 | 1000 gal | 0.00046297 | 0.011688 | 0.018767 | 0.00025973 | 0.00025973 | 1.5906e-05 | 0.0002908 | 177.9073 | 1.2986 | 1000 gal
E2 | 2104007000 | DVOil | 0.001519 | 0.0238 | 0.061576 | 0.00097276 | 0.00097276 | 5.2189e-05 | 0.00095412 | 532.616 | 4.2609 | 1000 gal | 0.001269 | 0.019884 | 0.051443 | 0.00081268 | 0.00081268 | 4.36e-05 | 0.0007971 | 444.9663 | 3.5597 | 1000 gal
E2 | 2104006010 | NtGas-Res | 0.0006264 | 0.010706 | 6.8335e-05 | 0.00086558 | 0.00086558 | 0.0022778 | 0.0045557 | 281.1888 | 277.0333 | mcf | 0.0006264 | 0.010706 | 6.8335e-05 | 0.00086558 | 0.00086558 | 0.0022778 | 0.0045557 | 281.1888 | 277.0333 | mcf
E2 | 2103006000 | NtGas-Com | 0.0097087 | 0.17652 | 0.0010591 | 0.013416 | 0.013416 | 0.035304 | 0.070609 | 3583.3898 | 3530.4333 | mcf | 0.0097087 | 0.17652 | 0.0010591 | 0.013416 | 0.013416 | 0.035304 | 0.070609 | 3583.3898 | 3530.4333 | mcf
E2 | 2104002000 | CoalHt | 0.10963 | 0.051744 | 0.10195 | 0.087592 | 0.087592 | 0.013878 | 1.4315 | 333.266 | 21.9254 | tons | 0.096329 | 0.045467 | 0.089586 | 0.076967 | 0.076967 | 0.012195 | 1.2578 | 292.8409 | 19.2658 | tons
E2 | 2103002000 | Coal-Com | 0.00028645 | 0.0001352 | 0.0002664 | 0.00022887 | 0.00022887 | 3.6263e-05 | 0.0037403 | 13.1687 | 0.87081 | tons | 0.0002707 | 0.00012777 | 0.00025175 | 0.00021629 | 0.00021629 | 3.4269e-05 | 0.0035347 | 12.4408 | 0.82292 | tons
E2 | 2103008000 | Wood-Com | 0.00087529 | 3.4801e-05 | 7.5868e-06 | 0.00024615 | 0.00024615 | 9.0132e-06 | 0.0017508 | 7.9472 | 0.65626 | tons | 0.00071756 | 2.9198e-05 | 6.1972e-06 | 0.00021186 | 0.00021186 | 8.1663e-06 | 0.0015404 | 6.4916 | 0.53605 | tons
E2 | 2102012000 | WasteOil | 0.00037374 | 0.019511 | 0.013815 | 0.001945 | 0.001945 | 1.3598e-05 | 0.0046448 | 103.5257 | 0.74748 | 1000 gal | 0.00037374 | 0.019511 | 0.013815 | 0.001945 | 0.001945 | 1.3598e-05 | 0.0046448 | 103.5257 | 0.74748 | 1000 gal
E2 | Total |  | 7.7596 | 2.3672 | 3.6098 | 2.3163 | 2.3163 | 0.13423 | 24.8836 | 47268.9917 |  |  | 7.009 | 2.2167 | 3.3504 | 2.066 | 2.066 | 0.12392 | 22.0063 | 44182.6529 |  |  | PM Non-Attainment Area Emission Factors (lb/mmBTU), Baseline MC
[23 empty] | VOC | NOX | SO2 | PM10-PRI | PM25-PRI | NH3 | CO
Wtd Avg | 2104008100 | FP | 4.6989 | 0.05335 | 0.0082078 | 0.70997 | 0.70997 | 0.036935 | 5.1832 | 659.1779 | 58.6274 | tons | 4.3349 | 0.049217 | 0.0075719 | 0.65497 | 0.65497 | 0.034073 | 4.7816 | 608.1051 | 54.0852 | tons | 14.2571 | 0.16187 | 0.024903 | 2.1541 | 2.1541 | 0.11206 | 15.7263
Wtd Avg | 2104008210 | Ins-Conv | 0.079958 | 0.0042242 | 0.00060346 | 0.046165 | 0.046165 | 0.0025647 | 0.3482 | 48.457 | 4.3105 | tons | 0.069591 | 0.0036765 | 0.00052522 | 0.040179 | 0.040179 | 0.0022322 | 0.30305 | 42.1739 | 3.7516 | tons | 3.3002 | 0.17435 | 0.024907 | 1.9054 | 1.9054 | 0.10586 | 14.3714
Wtd Avg | 2104008220 | Ins-NonCat | 0.051073 | 0.0085121 | 0.0017024 | 0.051073 | 0.051073 | 0.0038305 | 0.59925 | 136.7026 | 12.1603 | tons | 0.044451 | 0.0074085 | 0.0014817 | 0.044451 | 0.044451 | 0.0033338 | 0.52155 | 118.9771 | 10.5836 | tons | 0.74721 | 0.12454 | 0.024907 | 0.74721 | 0.74721 | 0.056041 | 8.7673
Wtd Avg | 2104008230 | Ins-Cat | 0.038437 | 0.0051249 | 0.001025 | 0.033312 | 0.033312 | 0.0023062 | 0.27418 | 82.305 | 7.3214 | tons | 0.033453 | 0.0044604 | 0.00089209 | 0.028993 | 0.028993 | 0.0020072 | 0.23863 | 71.6329 | 6.3721 | tons | 0.93402 | 0.12454 | 0.024907 | 0.80948 | 0.80948 | 0.056041 | 6.6627
Wtd Avg | 2104008310 | WS-Conv | 1.6227 | 0.04446 | 0.012247 | 0.37175 | 0.37175 | 0.012156 | 3.7099 | 983.3979 | 87.4775 | tons | 1.4123 | 0.038695 | 0.010659 | 0.32355 | 0.32355 | 0.01058 | 3.2288 | 855.8855 | 76.1352 | tons | 3.3002 | 0.090422 | 0.024907 | 0.75606 | 0.75606 | 0.024722 | 7.545
Wtd Avg | 2104008320 | WS-NonCat | 1.0365 | 0.13896 | 0.034549 | 0.68452 | 0.68452 | 0.021571 | 10.6793 | 2774.2737 | 246.7837 | tons | 0.90209 | 0.12094 | 0.03007 | 0.59577 | 0.59577 | 0.018774 | 9.2946 | 2414.5472 | 214.7857 | tons | 0.74721 | 0.10018 | 0.024907 | 0.49348 | 0.49348 | 0.015551 | 7.6989
Wtd Avg | 2104008330 | WS-Cat | 0.78005 | 0.083665 | 0.020801 | 0.4573 | 0.4573 | 0.012987 | 6.4297 | 1670.3159 | 148.5818 | tons | 0.67891 | 0.072817 | 0.018104 | 0.398 | 0.398 | 0.011303 | 5.596 | 1453.7342 | 129.3167 | tons | 0.93402 | 0.10018 | 0.024907 | 0.54756 | 0.54756 | 0.015551 | 7.6989
Wtd Avg | 2104008410 | PS-Exempt | 0.0097546 | 0.017035 | 0.0013614 | 0.012593 | 0.012593 | 0.0003058 | 0.042254 | 130.5465 | 11.6127 | tons | 0.0084898 | 0.014826 | 0.0011849 | 0.01096 | 0.01096 | 0.00026615 | 0.036776 | 113.6192 | 10.107 | tons | 0.14944 | 0.26097 | 0.020857 | 0.19293 | 0.19293 | 0.004685 | 0.64735
Wtd Avg | 2104008420 | PS-EPACert | 0.044087 | 0.07699 | 0.006153 | 0.056915 | 0.056915 | 0.0013821 | 0.19097 | 590.0212 | 52.4849 | tons | 0.038371 | 0.067007 | 0.0053552 | 0.049536 | 0.049536 | 0.0012029 | 0.16621 | 513.5161 | 45.6797 | tons | 0.14944 | 0.26097 | 0.020857 | 0.19293 | 0.19293 | 0.004685 | 0.64735
Wtd Avg | 2104008610 | OWBWtd | 1.1573 | 0.041109 | 0.010196 | 0.2516 | 0.2516 | 0.0062135 | 1.544 | 818.4578 | 72.8307 | tons | 1.0581 | 0.037588 | 0.0093228 | 0.23004 | 0.23004 | 0.0056813 | 1.4117 | 748.3485 | 66.5921 | tons | 2.8279 | 0.10046 | 0.024916 | 0.6148 | 0.6148 | 0.015184 | 3.7729
Wtd Avg | 2104004000 | COil-Res | 0.087242 | 1.3669 | 3.5365 | 0.055869 | 0.055869 | 0.0029973 | 0.054798 | 32843.6532 | 244.7172 | 1000 gal | 0.080624 | 1.2632 | 3.2682 | 0.051631 | 0.051631 | 0.00277 | 0.050641 | 30352.4788 | 226.1555 | 1000 gal | 0.0053125 | 0.083238 | 0.21535 | 0.0034021 | 0.0034021 | 0.00018252 | 0.0033369
Wtd Avg | 2103004001 | COil-Com | 0.027136 | 0.68505 | 0.48422 | 0.017377 | 0.017377 | 0.00093229 | 0.017044 | 10542.1372 | 78.5492 | 1000 gal | 0.026669 | 0.67328 | 0.47591 | 0.017079 | 0.017079 | 0.00091628 | 0.016751 | 10361.0501 | 77.1999 | 1000 gal | 0.005148 | 0.12996 | 0.091864 | 0.0032967 | 0.0032967 | 0.00017687 | 0.0032335
Wtd Avg | 2104004000 | Prtbl | 0.00059139 | 0.01493 | 0.023973 | 0.00033177 | 0.00033177 | 2.0318e-05 | 0.00037146 | 227.2565 | 1.6589 | 1000 gal | 0.00055834 | 0.014095 | 0.022633 | 0.00031323 | 0.00031323 | 1.9183e-05 | 0.0003507 | 214.557 | 1.5662 | 1000 gal | 0.0052046 | 0.13139 | 0.21098 | 0.0029198 | 0.0029198 | 0.00017881 | 0.0032691
Wtd Avg | 2104007000 | DVOil | 0.0022764 | 0.035666 | 0.092276 | 0.0014578 | 0.0014578 | 7.8209e-05 | 0.0014298 | 798.1621 | 6.3853 | 1000 gal | 0.0018879 | 0.02958 | 0.076528 | 0.001209 | 0.001209 | 6.4862e-05 | 0.0011858 | 661.9489 | 5.2956 | 1000 gal | 0.005704 | 0.089371 | 0.23122 | 0.0036528 | 0.0036528 | 0.00019597 | 0.0035828
Wtd Avg | 2104006010 | NtGas-Res | 0.00065294 | 0.011159 | 7.123e-05 | 0.00090224 | 0.00090224 | 0.0023743 | 0.0047486 | 293.1001 | 288.7686 | mcf | 0.00065294 | 0.011159 | 7.123e-05 | 0.00090224 | 0.00090224 | 0.0023743 | 0.0047486 | 293.1001 | 288.7686 | mcf | 0.0044554 | 0.076147 | 0.00048604 | 0.0061565 | 0.0061565 | 0.016201 | 0.032403
Wtd Avg | 2103006000 | NtGas-Com | 0.0069829 | 0.12696 | 0.00076177 | 0.0096491 | 0.0096491 | 0.025392 | 0.050784 | 2577.3122 | 2539.2238 | mcf | 0.0069829 | 0.12696 | 0.00076177 | 0.0096491 | 0.0096491 | 0.025392 | 0.050784 | 2577.3122 | 2539.2238 | mcf | 0.0054187 | 0.098522 | 0.00059113 | 0.0074877 | 0.0074877 | 0.019704 | 0.039409
Wtd Avg | 2104002000 | CoalHt | 0.13356 | 0.06304 | 0.12421 | 0.10671 | 0.10671 | 0.016908 | 1.744 | 406.0225 | 26.712 | tons | 0.11708 | 0.05526 | 0.10888 | 0.093543 | 0.093543 | 0.014821 | 1.5287 | 355.9088 | 23.4151 | tons | 0.65789 | 0.31053 | 0.61184 | 0.52566 | 0.52566 | 0.083286 | 8.5905
Wtd Avg | 2103002000 | Coal-Com | 0.00035695 | 0.00016848 | 0.00033197 | 0.00028521 | 0.00028521 | 4.5188e-05 | 0.0046609 | 16.4098 | 1.0851 | tons | 0.00033733 | 0.00015922 | 0.00031371 | 0.00026952 | 0.00026952 | 4.2704e-05 | 0.0044046 | 15.5029 | 1.0255 | tons
Wtd Avg | 2103008000 | Wood-Com | 0.0010907 | 4.3367e-05 | 9.4541e-06 | 0.00030674 | 0.00030674 | 1.1232e-05 | 0.0021817 | 9.9033 | 0.81778 | tons | 0.00089417 | 3.6385e-05 | 7.7224e-06 | 0.00026401 | 0.00026401 | 1.0176e-05 | 0.0019195 | 8.0893 | 0.66799 | tons
Wtd Avg | 2102012000 | WasteOil | 0.00046573 | 0.024313 | 0.017216 | 0.0024237 | 0.0024237 | 1.6944e-05 | 0.005788 | 129.0061 | 0.93145 | 1000 gal | 0.00046573 | 0.024313 | 0.017216 | 0.0024237 | 0.0024237 | 1.6944e-05 | 0.005788 | 129.0061 | 0.93145 | 1000 gal | 0.0072202 | 0.37693 | 0.2669 | 0.037575 | 0.037575 | 0.00026269 | 0.089732
Wtd Avg | Totals |  | 9.7791 | 2.8017 | 4.3764 | 2.8705 | 2.8705 | 0.14903 | 30.8867 | 55736.6187 |  |  | 8.8168 | 2.6147 | 4.0557 | 2.5537 | 2.5537 | 0.13588 | 27.2444 | 51909.4939 |  |  | 0.3397 | 0.10074 | 0.15626 | 0.098392 | 0.098392 | 0.0052353 | 1.0497
PM Non-Attainment Area Emission Factors (lb/mmBTU), Baseline MC
[8 empty] | Needed Aggregations for Measure Benefit Calcs | [14 empty] | VOC | NOX | SO2 | PM10-PRI | PM25-PRI | NH3 | CO
[12 empty] | Uncertified Wood Heaters (cordwood insert or stove): | 1.4819 | 0.042372 | 0.011184 | 0.36373 | 0.36373 | 0.012812 | 3.5319 | 898.0594 |  |  | 3.3002 | 0.094363 | 0.024907 | 0.81003 | 0.81003 | 0.028532 | 7.8656
[12 empty] | Phase II Wood Heaters (Cert cordwood insert or stove): | 1.6589 | 0.20563 | 0.050548 | 1.0672 | 1.0672 | 0.035419 | 15.6509 | 4058.8914 |  |  | 0.81742 | 0.10132 | 0.024907 | 0.52586 | 0.52586 | 0.017452 | 7.7119
[12 empty] | Residential Oil Devices (central, DV, portable): | 0.083071 | 1.3069 | 3.3674 | 0.053153 | 0.053153 | 0.002854 | 0.052178 | 31228.9847 | 233.0173 | 1000 gal | 0.0053201 | 0.083699 | 0.21566 | 0.0034041 | 0.0034041 | 0.00018278 | 0.0033416
[12 empty] | Other Residential Fuels: | 0.11773 | 0.066419 | 0.10895 | 0.094445 | 0.094445 | 0.017195 | 1.5335 | 649.0089 |  |  | 0.36279 | 0.20468 | 0.33575 | 0.29104 | 0.29104 | 0.05299 | 4.7255
[12 empty] | Commercial Oil: | 0.026669 | 0.67328 | 0.47591 | 0.017079 | 0.017079 | 0.00091628 | 0.016751 | 10361.0501 | 77.1999 | 1000 gal | 0.005148 | 0.12996 | 0.091864 | 0.0032967 | 0.0032967 | 0.00017687 | 0.0032335
[12 empty] | All Wood Devices: | 8.5816 | 0.41668 | 0.085174 | 2.3767 | 2.3767 | 0.089464 | 25.581 | 6948.629 |  |  | 2.47 | 0.11993 | 0.024515 | 0.68408 | 0.68408 | 0.02575 | 7.3629
[12 empty] | All Other Devices/Fuels: | 0.0077859 | 0.15143 | 0.018291 | 0.012342 | 0.012342 | 0.025452 | 0.060977 | 2721.8212 |  |  | 0.0057211 | 0.11127 | 0.01344 | 0.0090691 | 0.0090691 | 0.018702 | 0.044806
[12 empty] | CheckSum: | 8.8168 | 2.6147 | 4.0557 | 2.5537 | 2.5537 | 0.13588 | 27.2444 | 51909.4939 |  |  | 0.3397 | 0.10074 | 0.15626 | 0.098392 | 0.098392 | 0.0052353 | 1.0497

## AnnEmis2016-GVEA#1
[12 empty] | Jan,Feb,Dec | Jun-Aug | Mar-May | Sep-Nov
[8 empty] | EMISSION UNIT INFO |  |  |  | 2016 PERIOD INFO | [17 empty] | RELEASE POINT INFO | [18 empty] | Fuel/Thruput-Based Emission Factors (lb per thruput units) | [6 empty] | ANNUAL EMISSIONS (tons/year) | [6 empty] | Emission Factors (lb/mmBTU)
FACILITY ID | FACILITY NAME | EMISSION UNIT ID | RELEASE POINT ID | FAC EMISSION UNIT ID | FAC RELEASE PT ID | PROCESS ID | FUEL | UNIT TYPE | MANUFACTURER | DESIGN CAP VALUE | DESIGN CAP UNITS | WINTER THRUPUT PCT | SUMMER THRUPUT PCT | SPRING THRUPUT PCT | FALL THRUPUT PCT | THRUPUT NUMERIC VALUE | THRUPUT UNITS | PERIOD DAYS WEEK | PERIOD WEEKS PERIOD | PERIOD HOURS DAY | PERIOD HOURS PERIOD | ASH CONTENT | SULFUR CONTENT | SULFUR CONTENT H2S | HEAT CONTENT | MAX HEAT INPUT | MAX HEAT OUTPUT | HEAT CONVENTION CODE | Notes | DESCR | RELEASE POINT TYPE | LATITUDE - WGS84 | LONGITUDE - WGS84 | LATITUDE - FLCC/EMEP | LONGITUDE - FLCC/EMEP | HORIZ COLLECTION METHOD CODE | BASE ELEVATION | HORIZ ACCURACY | COORD DESCR | STACK HEIGHT (ft) | STACK DIAMETER (ft) | STACK DATA SOURCE CODE | EXIT GAS TEMP (deg F) | EXIT GAS FLOW RATE (acfm) | EXIT GAS VELOCITY (fps) | HOURLY SO2 (lb/hr) | HOURLY PM2.5 (lb/hr) | SCC CODE | PM25-PRI | PM10-PRI | SO2 | NOx | VOC | CO | NH3 | PM25-PRI | PM10-PRI | SO2 | NOx | VOC | CO | NH3 | PM25-PRI | PM10-PRI | SO2 | NOx | VOC | CO | NH3
[18 empty] | 7 | 52 | 24 | 8760 |  |  | 0 |  | 54 |  |  |  | #N/A | #N/A |  |  | #N/A | #N/A |  | #N/A | #N/A | #N/A | #N/A | #N/A | #N/A | #N/A | #N/A | #N/A | #N/A | #N/A
71 | Flint Hills Refinery | 1 | 1 | 71-1 | 71-1 | S | LPG | #VALUE! | #VALUE! | #VALUE! | #VALUE! | 0 | 0 | 0 | 0 | 0 | Tons | 7 | 52 | 24 | 8760 | 0 | 0 | 0 | 3011 | 21.3 |  |  |  | #VALUE! | #VALUE! |  |  | #VALUE! | #VALUE! |  | #VALUE! | #VALUE! | #VALUE! | #VALUE! | #VALUE! | #VALUE! | #VALUE! | #VALUE! | #VALUE! | #VALUE! | #VALUE! | #VALUE!
[18 empty] | 7 | 52 | 24 | 8760 |  |  | 0 |  | 21 |  |  |  | #N/A | #N/A |  |  | #N/A | #N/A |  | #N/A | #N/A | #N/A | #N/A | #N/A | #N/A | #N/A | #N/A | #N/A | #N/A | #N/A
71 | Flint Hills Refinery | 2 | 2 | 71-2 | 71-2 | S | LPG | #VALUE! | #VALUE! | #VALUE! | #VALUE! | 0 | 0 | 0 | 0 | 0 | Tons | 7 | 52 | 24 | 8760 | 0 | 0 | 0 | 3008 | 17.8 |  |  |  | #VALUE! | #VALUE! |  |  | #VALUE! | #VALUE! |  | #VALUE! | #VALUE! | #VALUE! | #VALUE! | #VALUE! | #VALUE! | #VALUE! | #VALUE! | #VALUE! | #VALUE! | #VALUE! | #VALUE!
[18 empty] | 7 | 52 | 24 | 8760 |  |  | 0 |  | 11 |  |  |  | #N/A | #N/A |  |  | #N/A | #N/A |  | #N/A | #N/A | #N/A | #N/A | #N/A | #N/A | #N/A | #N/A | #N/A | #N/A | #N/A
[18 empty] | 7 | 52 | 24 | 8760 |  |  | 0 |  | 12.8 |  |  |  | #N/A | #N/A |  |  | #N/A | #N/A |  | #N/A | #N/A | #N/A | #N/A | #N/A | #N/A | #N/A | #N/A | #N/A | #N/A | #N/A
[18 empty] | 7 | 40 | 24 | 6720 |  |  | 0 |  | 3.6 |  |  |  | #N/A | #N/A |  |  | #N/A | #N/A |  | #N/A | #N/A | #N/A | #N/A | #N/A | #N/A | #N/A | #N/A | #N/A | #N/A | #N/A
[18 empty] | 7 | 26 | 24 | 4368 |  |  | 0 |  | 1.44 |  |  |  | #N/A | #N/A |  |  | #N/A | #N/A |  | #N/A | #N/A | #N/A | #N/A | #N/A | #N/A | #N/A | #N/A | #N/A | #N/A | #N/A
[18 empty] | 0 | 0 | 0 | 0 |  |  | 0 |  | 0 |  |  |  | #N/A | #N/A |  |  | #N/A | #N/A |  | #N/A | #N/A | #N/A | #N/A | #N/A | #N/A | #N/A | #N/A | #N/A | #N/A | #N/A
[18 empty] | 7 | 52 | 24 | 8760 |  |  | 0 |  | 154.9 |  |  |  | #N/A | #N/A |  |  | #N/A | #N/A |  | #N/A | #N/A | #N/A | #N/A | #N/A | #N/A | #N/A | #N/A | #N/A | #N/A | #N/A
71 | Flint Hills Refinery | 8 | 8 | 71-8 | 71-8 | S | LPG | #VALUE! | #VALUE! | #VALUE! | #VALUE! | 0 | 0 | 0 | 0 | 0 | Tons | 7 | 52 | 24 | 8760 | 0 | 0 | 0 | 2958 | 74.6 |  |  |  | #VALUE! | #VALUE! |  |  | #VALUE! | #VALUE! |  | #VALUE! | #VALUE! | #VALUE! | #VALUE! | #VALUE! | #VALUE! | #VALUE! | #VALUE! | #VALUE! | #VALUE! | #VALUE! | #VALUE!
[18 empty] | 7 | 30 | 24 | 5040 |  |  | 0 |  | 13.4 |  |  |  | #N/A | #N/A |  |  | #N/A | #N/A |  | #N/A | #N/A | #N/A | #N/A | #N/A | #N/A | #N/A | #N/A | #N/A | #N/A | #N/A
71 | Flint Hills Refinery | 9 | 9 | 71-9 | 71-9 | S | LPG | #VALUE! | #VALUE! | #VALUE! | #VALUE! | 0 | 0 | 0 | 0 | 0 | Tons | 7 | 30 | 24 | 5040 | 0 | 0 | 0 | 3000 | 0.3 |  |  |  | #VALUE! | #VALUE! |  |  | #VALUE! | #VALUE! |  | #VALUE! | #VALUE! | #VALUE! | #VALUE! | #VALUE! | #VALUE! | #VALUE! | #VALUE! | #VALUE! | #VALUE! | #VALUE! | #VALUE!
[18 empty] | 7 | 52 | 24 | 0 |  |  | 0 |  | 0 |  |  |  | #N/A | #N/A |  |  | #N/A | #N/A |  | #N/A | #N/A | #N/A | #N/A | #N/A | #N/A | #N/A | #N/A | #N/A | #N/A | #N/A
71 | Flint Hills Refinery | 10 | 10 | 71-10 | 71-10 | S | LPG | #VALUE! | #VALUE! | #VALUE! | #VALUE! | 0 | 0 | 0 | 0 | 0 | Tons | 7 | 52 | 24 | 8760 | 0 | 0 | 0 | 105.5 | 161.5 |  |  |  | #VALUE! | #VALUE! |  |  | #VALUE! | #VALUE! |  | #VALUE! | #VALUE! | #VALUE! | #VALUE! | #VALUE! | #VALUE! | #VALUE! | #VALUE! | #VALUE! | #VALUE! | #VALUE! | #VALUE!
[18 empty] | 7 | 52 | 24 | 0 |  |  | 0 |  | 0 |  |  |  | #N/A | #N/A |  |  | #N/A | #N/A |  | #N/A | #N/A | #N/A | #N/A | #N/A | #N/A | #N/A | #N/A | #N/A | #N/A | #N/A
[18 empty] | 7 | 52 | 24 | 8736 |  |  | 0 |  | 0.91 |  |  |  | #N/A | #N/A |  |  | #N/A | #N/A |  | #N/A | #N/A | #N/A | #N/A | #N/A | #N/A | #N/A | #N/A | #N/A | #N/A | #N/A
109 | GVEA Zehnder Facility | 1 | 1 | 109-1 | 109-1 | P | No. 1 Diesel | Turbine | General Electric | 268 | MMBTU/HR |  |  |  |  | 2341 | gallons | 1 | 30 | 1 | 255 |  | 0.097 |  | 0.13399 |  |  |  | #1 Distillate | #VALUE! | #VALUE! |  |  | #VALUE! | #VALUE! |  | #VALUE! | #VALUE! | #VALUE! | #VALUE! | #VALUE! | #VALUE! | #VALUE! | #VALUE! | #VALUE! | #VALUE! | #VALUE! | 20100109 | 0.0016079 | 0.0016079 | 0.012998 | 0.11791 | 5.4938e-05 | 0.00044218 | 0.0008 | 0.0018821 | 0.0018821 | 0.015214 | 0.13802 | 6.4304e-05 | 0.00051757 | 0.0009364 | 0.012 | 0.012 | 0.097004 | 0.88 | 0.00041 | 0.0033 | 0.0059704
109 | GVEA Zehnder Facility | 1 | 1 | 109-1 | 109-1 | P | No. 2 Diesel | Turbine | General Electric | 268 | MMBTU/HR |  |  |  |  | 104236 | gallons | [5 empty] | 0.379 |  | 0.13758 |  |  |  | #2 Distillate to #1 Distillate | [18 empty] | 20100109 | 0.0016509 | 0.0016509 | 0.012998 | 0.12107 | 5.6406e-05 | 0.000454 | 0.0008 | 0.086042 | 0.086042 | 0.67743 | 6.3097 | 0.0029398 | 0.023661 | 0.041694 | 0.012 | 0.012 | 0.094479 | 0.88 | 0.00041 | 0.0033 | 0.005815
109 | GVEA Zehnder Facility | 2 | 2 | 109-2 | 109-2 | P | No. 1 Diesel | Turbine | General Electric | 268 | MMBTU/HR |  |  |  |  | 15924 | gallons | 2 | 40 | 3 | 937 |  | 0.097 |  | 0.13399 |  |  |  | #1 Distillate | #VALUE! | #VALUE! |  |  | #VALUE! | #VALUE! |  | #VALUE! | #VALUE! | #VALUE! | #VALUE! | #VALUE! | #VALUE! | #VALUE! | #VALUE! | #VALUE! | #VALUE! | #VALUE! | 20100109 | 0.0016079 | 0.0016079 | 0.012998 | 0.11791 | 5.4938e-05 | 0.00044218 | 0.0008 | 0.012802 | 0.012802 | 0.10349 | 0.93884 | 0.00043741 | 0.0035206 | 0.0063696 | 0.012 | 0.012 | 0.097004 | 0.88 | 0.00041 | 0.0033 | 0.0059704
109 | GVEA Zehnder Facility | 2 | 2 | 109-2 | 109-2 | P | No. 2 Diesel | Turbine | General Electric | 268 | MMBTU/HR |  |  |  |  | 1083541 | gallons | [5 empty] | 0.379 |  | 0.13758 |  |  |  | #2 Distillate to #1 Distillate | [18 empty] | 20100109 | 0.0016509 | 0.0016509 | 0.012998 | 0.12107 | 5.6406e-05 | 0.000454 | 0.0008 | 0.89441 | 0.89441 | 7.0419 | 65.59 | 0.030559 | 0.24596 | 0.43342 | 0.012 | 0.012 | 0.094479 | 0.88 | 0.00041 | 0.0033 | 0.005815
109 | GVEA Zehnder Facility | 3 | 3 | 109-3 | 109-3 | P | No. 2 Diesel | Reciprocating IC Engine | General Electric | 28 | MMBTU/HR |  |  |  |  | 306 | gallons | 1 | 3 | 1 | 3 |  | 0.379 |  | 0.13758 |  |  |  | #2 Distillate to #1 Distillate | #VALUE! | #VALUE! |  |  | #VALUE! | #VALUE! |  | #VALUE! | #VALUE! | #VALUE! | #VALUE! | #VALUE! | #VALUE! | #VALUE! | #VALUE! | #VALUE! | #VALUE! | #VALUE! | 20100907 | 0.013758 | 0.013758 | 0.012998 | 0.44024 | 0.011006 | 0.11694 | 0.0008 | 0.0021049 | 0.0021049 | 0.0019887 | 0.067357 | 0.0016839 | 0.017892 | 0.0001224 | 0.1 | 0.1 | 0.094479 | 3.2 | 0.08 | 0.85 | 0.005815
109 | GVEA Zehnder Facility | 4 | 4 | 109-4 | 109-4 | P | No. 2 Diesel | Reciprocating IC Engine | General Electric | 28 | MMBTU/HR | [5 empty] | gallons | 1 | 3 | 0 | 2 | [8 empty] | #VALUE! | #VALUE! |  |  | #VALUE! | #VALUE! |  | #VALUE! | #VALUE! | #VALUE! | #VALUE! | #VALUE! | #VALUE! | #VALUE! | #VALUE! | #VALUE! | #VALUE! | #VALUE! | 20100907
110 | GVEA North Pole Power Plant | 1 | 1a | 110-1 | 110-1a | P | No. 1 Diesel | Turbine | General Electric | 672 | MMBTU/HR |  |  |  |  | 373269 | gallons | 1 | 25 | 2 | 600 |  | 0.097 |  | 0.13399 |  |  |  | #1 Distillate | #VALUE! | #VALUE! |  |  | #VALUE! | #VALUE! |  | #VALUE! | #VALUE! | #VALUE! | #VALUE! | #VALUE! | #VALUE! | #VALUE! | #VALUE! | #VALUE! | #VALUE! | #VALUE! | 20100109 | 0.0016079 | 0.0016079 | 0.013192 | 0.11791 | 5.4938e-05 | 0.00044218 | 0.0008 | 0.30009 | 0.30009 | 2.4621 | 22.007 | 0.010253 | 0.082526 | 0.14931 | 0.012 | 0.012 | 0.098452 | 0.88 | 0.00041 | 0.0033 | 0.0059704
110 | GVEA North Pole Power Plant | 1 | 1a | 110-1 | 110-1a | P | No. 2 Diesel | Turbine | General Electric | 672 | MMBTU/HR |  |  |  |  | 1279961 | gallons | [5 empty] | 0.379 |  | 0.13758 |  |  |  | #2 Distillate to #1 Distillate | [18 empty] | 20100109 | 0.0016509 | 0.0016509 | 0.013192 | 0.12107 | 5.6406e-05 | 0.000454 | 0.0008 | 1.0565 | 1.0565 | 8.4426 | 77.4799 | 0.036099 | 0.29055 | 0.51198 | 0.012 | 0.012 | 0.09589 | 0.88 | 0.00041 | 0.0033 | 0.005815
110 | GVEA North Pole Power Plant | 2 | 2a | 110-2 | 110-2a | P | No. 1 Diesel | Turbine | General Electric | 672 | MMBTU/HR |  |  |  |  | 1010284 | gallons | 1 | 18 | 1 | 506 |  | 0.097 |  | 0.13399 |  |  |  | #1 Distillate | #VALUE! | #VALUE! |  |  | #VALUE! | #VALUE! |  | #VALUE! | #VALUE! | #VALUE! | #VALUE! | #VALUE! | #VALUE! | #VALUE! | #VALUE! | #VALUE! | #VALUE! | #VALUE! | 20100109 | 0.0016079 | 0.0016079 | 0.013192 | 0.11791 | 5.4938e-05 | 0.00044218 | 0.0008 | 0.81223 | 0.81223 | 6.6638 | 59.5637 | 0.027751 | 0.22336 | 0.40411 | 0.012 | 0.012 | 0.098452 | 0.88 | 0.00041 | 0.0033 | 0.0059704
110 | GVEA North Pole Power Plant | 2 | 2a | 110-2 | 110-2a | P | No. 2 Diesel | Turbine | General Electric | 672 | MMBTU/HR |  |  |  |  | 6655802 | gallons | [5 empty] | 0.379 |  | 0.13758 |  |  |  | #2 Distillate to #1 Distillate | [18 empty] | 20100109 | 0.0016509 | 0.0016509 | 0.013192 | 0.12107 | 5.6406e-05 | 0.000454 | 0.0008 | 5.494 | 5.494 | 43.9017 | 402.8957 | 0.18771 | 1.5109 | 2.6623 | 0.012 | 0.012 | 0.09589 | 0.88 | 0.00041 | 0.0033 | 0.005815
110 | GVEA North Pole Power Plant | 5 | 5 | 110-5 | 110-5 | P | No. 1 Diesel | Turbine | General Electric | 455 | MMBTU/HR |  |  |  |  | 1211881 | gallons | 7 | 52 | 24 | 8580 |  | 0.097 |  | 0.13399 |  |  |  | #1 Distillate | #VALUE! | #VALUE! |  |  | #VALUE! | #VALUE! |  | #VALUE! | #VALUE! | #VALUE! | #VALUE! | #VALUE! | #VALUE! | #VALUE! | #VALUE! | #VALUE! | #VALUE! | #VALUE! | 20100909 | 0.0016079 | 0.0016079 | 0.013192 | 0.032159 | 5.4938e-05 | 0.010184 | 0.0008 | 0.97431 | 0.97431 | 7.9936 | 19.4862 | 0.033289 | 6.1706 | 0.48475 | 0.012 | 0.012 | 0.098452 | 0.24 | 0.00041 | 0.076 | 0.0059704
110 | GVEA North Pole Power Plant | 5 | 5 | 110-5 | 110-5 | P | Naphtha | Turbine | General Electric | 455 | MMBTU/HR |  |  |  |  | 21162658 | gallons | [5 empty] | 0.0024 |  | 0.12063 |  |  |  | Naphtha | [18 empty] | 20100909 | 0.0014475 | 0.0014475 | 0.0002928 | 0.02895 | 0 | 0.0091676 | 0.0008 | 15.3166 | 15.3166 | 3.0982 | 306.332 | 0 | 97.0051 | 8.4651 | 0.012 | 0.012 | 0.0024273 | 0.24 |  | 0.076 | 0.0066321
110 | GVEA North Pole Power Plant | 7 | 7 | 110-7 | 110-7 | P | Jet A, Naphtha | Reciprocating IC Engine | Generac Genset | 400 | KILOWATTS |  |  |  |  | 0 | gallons | 7 | 52 | 24 | 8736 |  | 0.097 |  | 0.12063 |  |  |  | Jet A/ Naptha | #VALUE! | #VALUE! |  |  | #VALUE! | #VALUE! |  | #VALUE! | #VALUE! | #VALUE! | #VALUE! | #VALUE! | #VALUE! | #VALUE! | #VALUE! | #VALUE! | #VALUE! | #VALUE! | 20100907
110 | GVEA North Pole Power Plant | 11 | 11 | 110-11 | 110-11 | P | LPG | Process Heater | Bryan Steam | 5 | MMBTU/HR |  |  |  |  | 3.7 | gallons | 7 | 52 | 24 | 8736 |  | 0.12 |  | 91.6 |  |  |  | Liquified Petroleum Gas (LPG) | #VALUE! | #VALUE! |  |  | #VALUE! | #VALUE! |  | #VALUE! | #VALUE! | #VALUE! | #VALUE! | #VALUE! | #VALUE! | #VALUE! | #VALUE! | #VALUE! | #VALUE! | #VALUE! | 10500110
110 | GVEA North Pole Power Plant | 12 | 11 | 110-12 | 110-11 | P | LPG | Process Heater | Bryan Steam | 5 | MMBTU/HR |  |  |  |  | 9772 | gallons | 7 | 52 | 24 | 8736 |  | 0.12 |  | 91.6 |  |  |  | Liquified Petroleum Gas (LPG) | #VALUE! | #VALUE! |  |  | #VALUE! | #VALUE! |  | #VALUE! | #VALUE! | #VALUE! | #VALUE! | #VALUE! | #VALUE! | #VALUE! | #VALUE! | #VALUE! | #VALUE! | #VALUE! | 10500110
315 | [17 empty] | 7 | 52 | 24 | 8736 |  |  |  |  | 7599 |  |  |  | #N/A | #N/A |  |  | #N/A | #N/A |  | #N/A | #N/A | #N/A | #N/A | #N/A | #N/A | #N/A | #N/A | #N/A | #N/A | #N/A
316 | [17 empty] | 7 | 52 | 24 | 8322 |  |  |  |  | 7587 |  |  |  | #N/A | #N/A |  |  | #N/A | #N/A |  | #N/A | #N/A | #N/A | #N/A | #N/A | #N/A | #N/A | #N/A | #N/A | #N/A | #N/A
316 | [17 empty] | 7 | 52 | 24 | 8341 |  |  |  |  | 7587 |  |  |  | #N/A | #N/A |  |  | #N/A | #N/A |  | #N/A | #N/A | #N/A | #N/A | #N/A | #N/A | #N/A | #N/A | #N/A | #N/A | #N/A
316 | [17 empty] | 1 | 9 | 4 | 2837 |  |  |  |  | 135 |  |  |  | #N/A | #N/A |  |  | #N/A | #N/A |  | #N/A | #N/A | #N/A | #N/A | #N/A | #N/A | #N/A | #N/A | #N/A | #N/A | #N/A
316 | [17 empty] | 1 | 7 | 3 | 3299 |  |  |  |  | 135 |  |  |  | #N/A | #N/A |  |  | #N/A | #N/A |  | #N/A | #N/A | #N/A | #N/A | #N/A | #N/A | #N/A | #N/A | #N/A | #N/A | #N/A
316 | UA Fairbanks Campus Power Plant | 4 | 4 | 316-4 | 316-4 | S | Natural Gas | #VALUE! | #VALUE! | #VALUE! | #VALUE! |  |  |  |  | 89.7 | MCF | 0 | 0 | 0 | 0 | 0 | 0 | [6 empty] | #VALUE! | #VALUE! |  |  | #VALUE! | #VALUE! |  | #VALUE! | #VALUE! | #VALUE! | #VALUE! | #VALUE! | #VALUE! | #VALUE! | #VALUE! | #VALUE! | #VALUE! | #VALUE! | 10300601
316 | [17 empty] | 2 | 15 | 7 | 0 |  |  |  |  | 135 |  |  |  | #N/A | #N/A |  |  | #N/A | #N/A |  | #N/A | #N/A | #N/A | #N/A | #N/A | #N/A | #N/A | #N/A | #N/A | #N/A | #N/A
316 | [17 empty] | 7 | 52 | 24 | 8736 | [8 empty] | #N/A | #N/A |  |  | #N/A | #N/A |  | #N/A | #N/A | #N/A | #N/A | #N/A | #N/A | #N/A | #N/A | #N/A | #N/A | #N/A
1121 | [17 empty] | 7 | 52 | 24 | 8736 | [5 empty] | 15.14 |  |  | #N/A | #N/A |  |  | #N/A | #N/A |  | #N/A | #N/A | #N/A | #N/A | #N/A | #N/A | #N/A | #N/A | #N/A | #N/A | #N/A
1121 | [17 empty] | 7 | 52 | 24 | 8736 | [5 empty] | 15.14 |  |  | #N/A | #N/A |  |  | #N/A | #N/A |  | #N/A | #N/A | #N/A | #N/A | #N/A | #N/A | #N/A | #N/A | #N/A | #N/A | #N/A
1121 | [17 empty] | 7 | 52 | 24 | 8736 | [5 empty] | 15.14 |  |  | #N/A | #N/A |  |  | #N/A | #N/A |  | #N/A | #N/A | #N/A | #N/A | #N/A | #N/A | #N/A | #N/A | #N/A | #N/A | #N/A
1121 | [17 empty] | 7 | 52 | 24 | 8736 | [5 empty] | 15.14 |  |  | #N/A | #N/A |  |  | #N/A | #N/A |  | #N/A | #N/A | #N/A | #N/A | #N/A | #N/A | #N/A | #N/A | #N/A | #N/A | #N/A
1121 | [17 empty] | 7 | 52 | 24 | 8736 | [5 empty] | 15.14 |  |  | #N/A | #N/A |  |  | #N/A | #N/A |  | #N/A | #N/A | #N/A | #N/A | #N/A | #N/A | #N/A | #N/A | #N/A | #N/A | #N/A
1121 | [17 empty] | 7 | 52 | 24 | 8736 | [5 empty] | 15.14 |  |  | #N/A | #N/A |  |  | #N/A | #N/A |  | #N/A | #N/A | #N/A | #N/A | #N/A | #N/A | #N/A | #N/A | #N/A | #N/A | #N/A
1121 | [17 empty] | 7 | 52 | 24 | 5627 | [5 empty] | 15.14 |  |  | #N/A | #N/A |  |  | #N/A | #N/A |  | #N/A | #N/A | #N/A | #N/A | #N/A | #N/A | #N/A | #N/A | #N/A | #N/A | #N/A
[56 empty] | Annual Emissions Summed by Facility from Above (tons/year) | [6 empty] | Scaling Factor 2016 Summed / 2008 Summed
[56 empty] | PM25-PRI | PM10-PRI | SO2 | NOx | VOC | CO | NH3 | PM25-PRI | PM10-PRI | SO2 | NOx | VOC | CO | NH3
[16 empty] | 1206348 | [12 empty] | GVEA Zehnder Facility | [18 empty] | 109 | [7 empty] | 0.99724 | 0.99724 | 7.8401 | 73.0439 | 0.035684 | 0.29155 | 0.48254 | 0.062304 | 0.0623 | 0.75006 | 1.3191 | 0.26364 | - | 1.4433
[16 empty] | 31703630.7 | [12 empty] | GVEA North Pole Power Plant | [18 empty] | 110 | [7 empty] | 23.9538 | 23.9538 | 72.562 | 887.7644 | 0.2951 | 105.2831 | 12.6775 | 0.19734 | 0.19734 | 0.83277 | 1.2504 | 0.38982 | - | 1.1047
2016 Annual Fuel Usage (gallons) by Type Across Both GVEA Facilities
[16 empty] | Usage (gal) | Fuel Type | [5 empty] | Sulf (ppm) | [33 empty] | SO2 Reduction % Relative to #2: | 70.43%
[16 empty] | 0 | HAGO | [39 empty] | 2016 Episodic
[16 empty] | 9123846 | Distillate #2 | [5 empty] | 3790 | [33 empty] | Zehnder | 0.23845
[16 empty] | 2613699 | Distillate #1 | [5 empty] | 970 | [33 empty] | North Pole | 1.6892
[16 empty] | 0 | Jet/Naphtha | [5 empty] | 970 | [33 empty] | Total | 1.9277
[16 empty] | 21162658 | Low S Jet/Naphtha | [5 empty] | 24 | [33 empty] | Reduction Shifting to #1: | 1.3576 | tons/day episodic in 2016
[16 empty] | 32900203 | TOTAL | [39 empty] | Popn Scaling Factor 2021 vs. 2016: | 1.0844
[57 empty] | Reduction Shifting to #1: | 1.4722 | tons/day episodic in 2021
[22 empty] | Fuel Throughput-Weighted Sulfur: | 1143.536
Note on AU5: Tom Carlson: Presumed constant hourly rates for sources not included in separate episodic files, but entered by facility in original ReleasePoints sheet.
Note on AV5: Tom Carlson: Presumed constant hourly rates for sources not included in separate episodic files, but entered by facility in original ReleasePoints sheet.
Note on AI46: Tom Carlson: Corrected per 4/4/11 email from Joan Hardesty, based on responses from FHR.
Note on AJ46: Tom Carlson: Corrected per 4/4/11 email from Joan Hardesty, based on responses from FHR.

## AnnEmis2016-GVEA
[12 empty] | Jan,Feb,Dec | Jun-Aug | Mar-May | Sep-Nov
[8 empty] | EMISSION UNIT INFO |  |  |  | 2016 PERIOD INFO | [17 empty] | RELEASE POINT INFO | [18 empty] | Fuel/Thruput-Based Emission Factors (lb per thruput units) | [6 empty] | ANNUAL EMISSIONS (tons/year) | [6 empty] | Emission Factors (lb/mmBTU)
FACILITY ID | FACILITY NAME | EMISSION UNIT ID | RELEASE POINT ID | FAC EMISSION UNIT ID | FAC RELEASE PT ID | PROCESS ID | FUEL | UNIT TYPE | MANUFACTURER | DESIGN CAP VALUE | DESIGN CAP UNITS | WINTER THRUPUT PCT | SUMMER THRUPUT PCT | SPRING THRUPUT PCT | FALL THRUPUT PCT | THRUPUT NUMERIC VALUE | THRUPUT UNITS | PERIOD DAYS WEEK | PERIOD WEEKS PERIOD | PERIOD HOURS DAY | PERIOD HOURS PERIOD | ASH CONTENT | SULFUR CONTENT | SULFUR CONTENT H2S | HEAT CONTENT | MAX HEAT INPUT | MAX HEAT OUTPUT | HEAT CONVENTION CODE | Notes | DESCR | RELEASE POINT TYPE | LATITUDE - WGS84 | LONGITUDE - WGS84 | LATITUDE - FLCC/EMEP | LONGITUDE - FLCC/EMEP | HORIZ COLLECTION METHOD CODE | BASE ELEVATION | HORIZ ACCURACY | COORD DESCR | STACK HEIGHT (ft) | STACK DIAMETER (ft) | STACK DATA SOURCE CODE | EXIT GAS TEMP (deg F) | EXIT GAS FLOW RATE (acfm) | EXIT GAS VELOCITY (fps) | HOURLY SO2 (lb/hr) | HOURLY PM2.5 (lb/hr) | SCC CODE | PM25-PRI | PM10-PRI | SO2 | NOx | VOC | CO | NH3 | PM25-PRI | PM10-PRI | SO2 | NOx | VOC | CO | NH3 | PM25-PRI | PM10-PRI | SO2 | NOx | VOC | CO | NH3
[18 empty] | 7 | 52 | 24 | 8760 |  |  | 0 |  | 54 |  |  |  | #N/A | #N/A |  |  | #N/A | #N/A |  | #N/A | #N/A | #N/A | #N/A | #N/A | #N/A | #N/A | #N/A | #N/A | #N/A | #N/A
71 | Flint Hills Refinery | 1 | 1 | 71-1 | 71-1 | S | LPG | #VALUE! | #VALUE! | #VALUE! | #VALUE! | 0 | 0 | 0 | 0 | 0 | Tons | 7 | 52 | 24 | 8760 | 0 | 0 | 0 | 3011 | 21.3 |  |  |  | #VALUE! | #VALUE! |  |  | #VALUE! | #VALUE! |  | #VALUE! | #VALUE! | #VALUE! | #VALUE! | #VALUE! | #VALUE! | #VALUE! | #VALUE! | #VALUE! | #VALUE! | #VALUE! | #VALUE!
[18 empty] | 7 | 52 | 24 | 8760 |  |  | 0 |  | 21 |  |  |  | #N/A | #N/A |  |  | #N/A | #N/A |  | #N/A | #N/A | #N/A | #N/A | #N/A | #N/A | #N/A | #N/A | #N/A | #N/A | #N/A
71 | Flint Hills Refinery | 2 | 2 | 71-2 | 71-2 | S | LPG | #VALUE! | #VALUE! | #VALUE! | #VALUE! | 0 | 0 | 0 | 0 | 0 | Tons | 7 | 52 | 24 | 8760 | 0 | 0 | 0 | 3008 | 17.8 |  |  |  | #VALUE! | #VALUE! |  |  | #VALUE! | #VALUE! |  | #VALUE! | #VALUE! | #VALUE! | #VALUE! | #VALUE! | #VALUE! | #VALUE! | #VALUE! | #VALUE! | #VALUE! | #VALUE! | #VALUE!
[18 empty] | 7 | 52 | 24 | 8760 |  |  | 0 |  | 11 |  |  |  | #N/A | #N/A |  |  | #N/A | #N/A |  | #N/A | #N/A | #N/A | #N/A | #N/A | #N/A | #N/A | #N/A | #N/A | #N/A | #N/A
[18 empty] | 7 | 52 | 24 | 8760 |  |  | 0 |  | 12.8 |  |  |  | #N/A | #N/A |  |  | #N/A | #N/A |  | #N/A | #N/A | #N/A | #N/A | #N/A | #N/A | #N/A | #N/A | #N/A | #N/A | #N/A
[18 empty] | 7 | 40 | 24 | 6720 |  |  | 0 |  | 3.6 |  |  |  | #N/A | #N/A |  |  | #N/A | #N/A |  | #N/A | #N/A | #N/A | #N/A | #N/A | #N/A | #N/A | #N/A | #N/A | #N/A | #N/A
[18 empty] | 7 | 26 | 24 | 4368 |  |  | 0 |  | 1.44 |  |  |  | #N/A | #N/A |  |  | #N/A | #N/A |  | #N/A | #N/A | #N/A | #N/A | #N/A | #N/A | #N/A | #N/A | #N/A | #N/A | #N/A
[18 empty] | 0 | 0 | 0 | 0 |  |  | 0 |  | 0 |  |  |  | #N/A | #N/A |  |  | #N/A | #N/A |  | #N/A | #N/A | #N/A | #N/A | #N/A | #N/A | #N/A | #N/A | #N/A | #N/A | #N/A
[18 empty] | 7 | 52 | 24 | 8760 |  |  | 0 |  | 154.9 |  |  |  | #N/A | #N/A |  |  | #N/A | #N/A |  | #N/A | #N/A | #N/A | #N/A | #N/A | #N/A | #N/A | #N/A | #N/A | #N/A | #N/A
71 | Flint Hills Refinery | 8 | 8 | 71-8 | 71-8 | S | LPG | #VALUE! | #VALUE! | #VALUE! | #VALUE! | 0 | 0 | 0 | 0 | 0 | Tons | 7 | 52 | 24 | 8760 | 0 | 0 | 0 | 2958 | 74.6 |  |  |  | #VALUE! | #VALUE! |  |  | #VALUE! | #VALUE! |  | #VALUE! | #VALUE! | #VALUE! | #VALUE! | #VALUE! | #VALUE! | #VALUE! | #VALUE! | #VALUE! | #VALUE! | #VALUE! | #VALUE!
[18 empty] | 7 | 30 | 24 | 5040 |  |  | 0 |  | 13.4 |  |  |  | #N/A | #N/A |  |  | #N/A | #N/A |  | #N/A | #N/A | #N/A | #N/A | #N/A | #N/A | #N/A | #N/A | #N/A | #N/A | #N/A
71 | Flint Hills Refinery | 9 | 9 | 71-9 | 71-9 | S | LPG | #VALUE! | #VALUE! | #VALUE! | #VALUE! | 0 | 0 | 0 | 0 | 0 | Tons | 7 | 30 | 24 | 5040 | 0 | 0 | 0 | 3000 | 0.3 |  |  |  | #VALUE! | #VALUE! |  |  | #VALUE! | #VALUE! |  | #VALUE! | #VALUE! | #VALUE! | #VALUE! | #VALUE! | #VALUE! | #VALUE! | #VALUE! | #VALUE! | #VALUE! | #VALUE! | #VALUE!
[18 empty] | 7 | 52 | 24 | 0 |  |  | 0 |  | 0 |  |  |  | #N/A | #N/A |  |  | #N/A | #N/A |  | #N/A | #N/A | #N/A | #N/A | #N/A | #N/A | #N/A | #N/A | #N/A | #N/A | #N/A
71 | Flint Hills Refinery | 10 | 10 | 71-10 | 71-10 | S | LPG | #VALUE! | #VALUE! | #VALUE! | #VALUE! | 0 | 0 | 0 | 0 | 0 | Tons | 7 | 52 | 24 | 8760 | 0 | 0 | 0 | 105.5 | 161.5 |  |  |  | #VALUE! | #VALUE! |  |  | #VALUE! | #VALUE! |  | #VALUE! | #VALUE! | #VALUE! | #VALUE! | #VALUE! | #VALUE! | #VALUE! | #VALUE! | #VALUE! | #VALUE! | #VALUE! | #VALUE!
[18 empty] | 7 | 52 | 24 | 0 |  |  | 0 |  | 0 |  |  |  | #N/A | #N/A |  |  | #N/A | #N/A |  | #N/A | #N/A | #N/A | #N/A | #N/A | #N/A | #N/A | #N/A | #N/A | #N/A | #N/A
[18 empty] | 7 | 52 | 24 | 8736 |  |  | 0 |  | 0.91 |  |  |  | #N/A | #N/A |  |  | #N/A | #N/A |  | #N/A | #N/A | #N/A | #N/A | #N/A | #N/A | #N/A | #N/A | #N/A | #N/A | #N/A
109 | GVEA Zehnder Facility | 1 | 1 | 109-1 | 109-1 | P | No. 1 Diesel | Turbine | General Electric | 268 | MMBTU/HR |  |  |  |  | 2341 | gallons | 1 | 30 | 1 | 255 |  | 0.097 |  | 0.13399 |  |  |  | #1 Distillate | #VALUE! | #VALUE! |  |  | #VALUE! | #VALUE! |  | #VALUE! | #VALUE! | #VALUE! | #VALUE! | #VALUE! | #VALUE! | #VALUE! | #VALUE! | #VALUE! | #VALUE! | #VALUE! | 20100109 | 0.0016079 | 0.0016079 | 0.012998 | 0.11791 | 5.4938e-05 | 0.00044218 | 0.0008 | 0.0018821 | 0.0018821 | 0.015214 | 0.13802 | 6.4304e-05 | 0.00051757 | 0.0009364 | 0.012 | 0.012 | 0.097004 | 0.88 | 0.00041 | 0.0033 | 0.0059704
109 | GVEA Zehnder Facility | 1 | 1 | 109-1 | 109-1 | P | No. 2 Diesel | Turbine | General Electric | 268 | MMBTU/HR |  |  |  |  | 104236 | gallons | [5 empty] | 0.379 |  | 0.13758 |  |  |  | #2 Distillate | [18 empty] | 20100109 | 0.0016509 | 0.0016509 | 0.053818 | 0.12107 | 5.6406e-05 | 0.000454 | 0.0008 | 0.086042 | 0.086042 | 2.8049 | 6.3097 | 0.0029398 | 0.023661 | 0.041694 | 0.012 | 0.012 | 0.39119 | 0.88 | 0.00041 | 0.0033 | 0.005815
109 | GVEA Zehnder Facility | 2 | 2 | 109-2 | 109-2 | P | No. 1 Diesel | Turbine | General Electric | 268 | MMBTU/HR |  |  |  |  | 15924 | gallons | 2 | 40 | 3 | 937 |  | 0.097 |  | 0.13399 |  |  |  | #1 Distillate | #VALUE! | #VALUE! |  |  | #VALUE! | #VALUE! |  | #VALUE! | #VALUE! | #VALUE! | #VALUE! | #VALUE! | #VALUE! | #VALUE! | #VALUE! | #VALUE! | #VALUE! | #VALUE! | 20100109 | 0.0016079 | 0.0016079 | 0.012998 | 0.11791 | 5.4938e-05 | 0.00044218 | 0.0008 | 0.012802 | 0.012802 | 0.10349 | 0.93884 | 0.00043741 | 0.0035206 | 0.0063696 | 0.012 | 0.012 | 0.097004 | 0.88 | 0.00041 | 0.0033 | 0.0059704
109 | GVEA Zehnder Facility | 2 | 2 | 109-2 | 109-2 | P | No. 2 Diesel | Turbine | General Electric | 268 | MMBTU/HR |  |  |  |  | 1083541 | gallons | [5 empty] | 0.379 |  | 0.13758 |  |  |  | #2 Distillate | [18 empty] | 20100109 | 0.0016509 | 0.0016509 | 0.053818 | 0.12107 | 5.6406e-05 | 0.000454 | 0.0008 | 0.89441 | 0.89441 | 29.157 | 65.59 | 0.030559 | 0.24596 | 0.43342 | 0.012 | 0.012 | 0.39119 | 0.88 | 0.00041 | 0.0033 | 0.005815
109 | GVEA Zehnder Facility | 3 | 3 | 109-3 | 109-3 | P | No. 2 Diesel | Reciprocating IC Engine | General Electric | 28 | MMBTU/HR |  |  |  |  | 306 | gallons | 1 | 3 | 1 | 3 |  | 0.379 |  | 0.13758 |  |  |  | #2 Distillate | #VALUE! | #VALUE! |  |  | #VALUE! | #VALUE! |  | #VALUE! | #VALUE! | #VALUE! | #VALUE! | #VALUE! | #VALUE! | #VALUE! | #VALUE! | #VALUE! | #VALUE! | #VALUE! | 20100907 | 0.013758 | 0.013758 | 0.053818 | 0.44024 | 0.011006 | 0.11694 | 0.0008 | 0.0021049 | 0.0021049 | 0.0082342 | 0.067357 | 0.0016839 | 0.017892 | 0.0001224 | 0.1 | 0.1 | 0.39119 | 3.2 | 0.08 | 0.85 | 0.005815
109 | GVEA Zehnder Facility | 4 | 4 | 109-4 | 109-4 | P | No. 2 Diesel | Reciprocating IC Engine | General Electric | 28 | MMBTU/HR | [5 empty] | gallons | 1 | 3 | 0 | 2 | [8 empty] | #VALUE! | #VALUE! |  |  | #VALUE! | #VALUE! |  | #VALUE! | #VALUE! | #VALUE! | #VALUE! | #VALUE! | #VALUE! | #VALUE! | #VALUE! | #VALUE! | #VALUE! | #VALUE! | 20100907
110 | GVEA North Pole Power Plant | 1 | 1a | 110-1 | 110-1a | P | No. 1 Diesel | Turbine | General Electric | 672 | MMBTU/HR |  |  |  |  | 373269 | gallons | 1 | 25 | 2 | 600 |  | 0.097 |  | 0.13399 |  |  |  | #1 Distillate | #VALUE! | #VALUE! |  |  | #VALUE! | #VALUE! |  | #VALUE! | #VALUE! | #VALUE! | #VALUE! | #VALUE! | #VALUE! | #VALUE! | #VALUE! | #VALUE! | #VALUE! | #VALUE! | 20100109 | 0.0016079 | 0.0016079 | 0.013192 | 0.11791 | 5.4938e-05 | 0.00044218 | 0.0008 | 0.30009 | 0.30009 | 2.4621 | 22.007 | 0.010253 | 0.082526 | 0.14931 | 0.012 | 0.012 | 0.098452 | 0.88 | 0.00041 | 0.0033 | 0.0059704
110 | GVEA North Pole Power Plant | 1 | 1a | 110-1 | 110-1a | P | No. 2 Diesel | Turbine | General Electric | 672 | MMBTU/HR |  |  |  |  | 1279961 | gallons | [5 empty] | 0.379 |  | 0.13758 |  |  |  | #2 Distillate | [18 empty] | 20100109 | 0.0016509 | 0.0016509 | 0.055334 | 0.12107 | 5.6406e-05 | 0.000454 | 0.0008 | 1.0565 | 1.0565 | 35.4127 | 77.4799 | 0.036099 | 0.29055 | 0.51198 | 0.012 | 0.012 | 0.40221 | 0.88 | 0.00041 | 0.0033 | 0.005815
110 | GVEA North Pole Power Plant | 2 | 2a | 110-2 | 110-2a | P | No. 1 Diesel | Turbine | General Electric | 672 | MMBTU/HR |  |  |  |  | 1010284 | gallons | 1 | 18 | 1 | 506 |  | 0.097 |  | 0.13399 |  |  |  | #1 Distillate | #VALUE! | #VALUE! |  |  | #VALUE! | #VALUE! |  | #VALUE! | #VALUE! | #VALUE! | #VALUE! | #VALUE! | #VALUE! | #VALUE! | #VALUE! | #VALUE! | #VALUE! | #VALUE! | 20100109 | 0.0016079 | 0.0016079 | 0.013192 | 0.11791 | 5.4938e-05 | 0.00044218 | 0.0008 | 0.81223 | 0.81223 | 6.6638 | 59.5637 | 0.027751 | 0.22336 | 0.40411 | 0.012 | 0.012 | 0.098452 | 0.88 | 0.00041 | 0.0033 | 0.0059704
110 | GVEA North Pole Power Plant | 2 | 2a | 110-2 | 110-2a | P | No. 2 Diesel | Turbine | General Electric | 672 | MMBTU/HR |  |  |  |  | 6655802 | gallons | [5 empty] | 0.379 |  | 0.13758 |  |  |  | #2 Distillate | [18 empty] | 20100109 | 0.0016509 | 0.0016509 | 0.055334 | 0.12107 | 5.6406e-05 | 0.000454 | 0.0008 | 5.494 | 5.494 | 184.1461 | 402.8957 | 0.18771 | 1.5109 | 2.6623 | 0.012 | 0.012 | 0.40221 | 0.88 | 0.00041 | 0.0033 | 0.005815
110 | GVEA North Pole Power Plant | 5 | 5 | 110-5 | 110-5 | P | No. 1 Diesel | Turbine | General Electric | 455 | MMBTU/HR |  |  |  |  | 1211881 | gallons | 7 | 52 | 24 | 8580 |  | 0.097 |  | 0.13399 |  |  |  | #1 Distillate | #VALUE! | #VALUE! |  |  | #VALUE! | #VALUE! |  | #VALUE! | #VALUE! | #VALUE! | #VALUE! | #VALUE! | #VALUE! | #VALUE! | #VALUE! | #VALUE! | #VALUE! | #VALUE! | 20100909 | 0.0016079 | 0.0016079 | 0.013192 | 0.032159 | 5.4938e-05 | 0.010184 | 0.0008 | 0.97431 | 0.97431 | 7.9936 | 19.4862 | 0.033289 | 6.1706 | 0.48475 | 0.012 | 0.012 | 0.098452 | 0.24 | 0.00041 | 0.076 | 0.0059704
110 | GVEA North Pole Power Plant | 5 | 5 | 110-5 | 110-5 | P | Naphtha | Turbine | General Electric | 455 | MMBTU/HR |  |  |  |  | 21162658 | gallons | [5 empty] | 0.0024 |  | 0.12063 |  |  |  | Naphtha | [18 empty] | 20100909 | 0.0014475 | 0.0014475 | 0.0002928 | 0.02895 | 0 | 0.0091676 | 0.0008 | 15.3166 | 15.3166 | 3.0982 | 306.332 | 0 | 97.0051 | 8.4651 | 0.012 | 0.012 | 0.0024273 | 0.24 |  | 0.076 | 0.0066321
110 | GVEA North Pole Power Plant | 7 | 7 | 110-7 | 110-7 | P | Jet A, Naphtha | Reciprocating IC Engine | Generac Genset | 400 | KILOWATTS |  |  |  |  | 0 | gallons | 7 | 52 | 24 | 8736 |  | 0.097 |  | 0.12063 |  |  |  | Jet A/ Naptha | #VALUE! | #VALUE! |  |  | #VALUE! | #VALUE! |  | #VALUE! | #VALUE! | #VALUE! | #VALUE! | #VALUE! | #VALUE! | #VALUE! | #VALUE! | #VALUE! | #VALUE! | #VALUE! | 20100907
110 | GVEA North Pole Power Plant | 11 | 11 | 110-11 | 110-11 | P | LPG | Process Heater | Bryan Steam | 5 | MMBTU/HR |  |  |  |  | 3.7 | gallons | 7 | 52 | 24 | 8736 |  | 0.12 |  | 91.6 |  |  |  | Liquified Petroleum Gas (LPG) | #VALUE! | #VALUE! |  |  | #VALUE! | #VALUE! |  | #VALUE! | #VALUE! | #VALUE! | #VALUE! | #VALUE! | #VALUE! | #VALUE! | #VALUE! | #VALUE! | #VALUE! | #VALUE! | 10500110
110 | GVEA North Pole Power Plant | 12 | 11 | 110-12 | 110-11 | P | LPG | Process Heater | Bryan Steam | 5 | MMBTU/HR |  |  |  |  | 9772 | gallons | 7 | 52 | 24 | 8736 |  | 0.12 |  | 91.6 |  |  |  | Liquified Petroleum Gas (LPG) | #VALUE! | #VALUE! |  |  | #VALUE! | #VALUE! |  | #VALUE! | #VALUE! | #VALUE! | #VALUE! | #VALUE! | #VALUE! | #VALUE! | #VALUE! | #VALUE! | #VALUE! | #VALUE! | 10500110
315 | [17 empty] | 7 | 52 | 24 | 8736 |  |  |  |  | 7599 |  |  |  | #N/A | #N/A |  |  | #N/A | #N/A |  | #N/A | #N/A | #N/A | #N/A | #N/A | #N/A | #N/A | #N/A | #N/A | #N/A | #N/A
316 | [17 empty] | 7 | 52 | 24 | 8322 |  |  |  |  | 7587 |  |  |  | #N/A | #N/A |  |  | #N/A | #N/A |  | #N/A | #N/A | #N/A | #N/A | #N/A | #N/A | #N/A | #N/A | #N/A | #N/A | #N/A
316 | [17 empty] | 7 | 52 | 24 | 8341 |  |  |  |  | 7587 |  |  |  | #N/A | #N/A |  |  | #N/A | #N/A |  | #N/A | #N/A | #N/A | #N/A | #N/A | #N/A | #N/A | #N/A | #N/A | #N/A | #N/A
316 | [17 empty] | 1 | 9 | 4 | 2837 |  |  |  |  | 135 |  |  |  | #N/A | #N/A |  |  | #N/A | #N/A |  | #N/A | #N/A | #N/A | #N/A | #N/A | #N/A | #N/A | #N/A | #N/A | #N/A | #N/A
316 | [17 empty] | 1 | 7 | 3 | 3299 |  |  |  |  | 135 |  |  |  | #N/A | #N/A |  |  | #N/A | #N/A |  | #N/A | #N/A | #N/A | #N/A | #N/A | #N/A | #N/A | #N/A | #N/A | #N/A | #N/A
316 | UA Fairbanks Campus Power Plant | 4 | 4 | 316-4 | 316-4 | S | Natural Gas | #VALUE! | #VALUE! | #VALUE! | #VALUE! |  |  |  |  | 89.7 | MCF | 0 | 0 | 0 | 0 | 0 | 0 | [6 empty] | #VALUE! | #VALUE! |  |  | #VALUE! | #VALUE! |  | #VALUE! | #VALUE! | #VALUE! | #VALUE! | #VALUE! | #VALUE! | #VALUE! | #VALUE! | #VALUE! | #VALUE! | #VALUE! | 10300601
316 | [17 empty] | 2 | 15 | 7 | 0 |  |  |  |  | 135 |  |  |  | #N/A | #N/A |  |  | #N/A | #N/A |  | #N/A | #N/A | #N/A | #N/A | #N/A | #N/A | #N/A | #N/A | #N/A | #N/A | #N/A
316 | [17 empty] | 7 | 52 | 24 | 8736 | [8 empty] | #N/A | #N/A |  |  | #N/A | #N/A |  | #N/A | #N/A | #N/A | #N/A | #N/A | #N/A | #N/A | #N/A | #N/A | #N/A | #N/A
1121 | [17 empty] | 7 | 52 | 24 | 8736 | [5 empty] | 15.14 |  |  | #N/A | #N/A |  |  | #N/A | #N/A |  | #N/A | #N/A | #N/A | #N/A | #N/A | #N/A | #N/A | #N/A | #N/A | #N/A | #N/A
1121 | [17 empty] | 7 | 52 | 24 | 8736 | [5 empty] | 15.14 |  |  | #N/A | #N/A |  |  | #N/A | #N/A |  | #N/A | #N/A | #N/A | #N/A | #N/A | #N/A | #N/A | #N/A | #N/A | #N/A | #N/A
1121 | [17 empty] | 7 | 52 | 24 | 8736 | [5 empty] | 15.14 |  |  | #N/A | #N/A |  |  | #N/A | #N/A |  | #N/A | #N/A | #N/A | #N/A | #N/A | #N/A | #N/A | #N/A | #N/A | #N/A | #N/A
1121 | [17 empty] | 7 | 52 | 24 | 8736 | [5 empty] | 15.14 |  |  | #N/A | #N/A |  |  | #N/A | #N/A |  | #N/A | #N/A | #N/A | #N/A | #N/A | #N/A | #N/A | #N/A | #N/A | #N/A | #N/A
1121 | [17 empty] | 7 | 52 | 24 | 8736 | [5 empty] | 15.14 |  |  | #N/A | #N/A |  |  | #N/A | #N/A |  | #N/A | #N/A | #N/A | #N/A | #N/A | #N/A | #N/A | #N/A | #N/A | #N/A | #N/A
1121 | [17 empty] | 7 | 52 | 24 | 8736 | [5 empty] | 15.14 |  |  | #N/A | #N/A |  |  | #N/A | #N/A |  | #N/A | #N/A | #N/A | #N/A | #N/A | #N/A | #N/A | #N/A | #N/A | #N/A | #N/A
1121 | [17 empty] | 7 | 52 | 24 | 5627 | [5 empty] | 15.14 |  |  | #N/A | #N/A |  |  | #N/A | #N/A |  | #N/A | #N/A | #N/A | #N/A | #N/A | #N/A | #N/A | #N/A | #N/A | #N/A | #N/A
[56 empty] | Annual Emissions Summed by Facility from Above (tons/year) | [6 empty] | Scaling Factor 2016 Summed / 2008 Summed
[56 empty] | PM25-PRI | PM10-PRI | SO2 | NOx | VOC | CO | NH3 | PM25-PRI | PM10-PRI | SO2 | NOx | VOC | CO | NH3
[16 empty] | 1206348 | [12 empty] | GVEA Zehnder Facility | [18 empty] | 109 | [7 empty] | 0.99724 | 0.99724 | 32.0888 | 73.0439 | 0.035684 | 0.29155 | 0.48254 | 0.062304 | 0.0623 | 0.75006 | 1.3191 | 0.26364 | - | 1.4433
[16 empty] | 31703630.7 | [12 empty] | GVEA North Pole Power Plant | [18 empty] | 110 | [7 empty] | 23.9538 | 23.9538 | 239.7765 | 887.7644 | 0.2951 | 105.2831 | 12.6775 | 0.19734 | 0.19734 | 0.83277 | 1.2504 | 0.38982 | - | 1.1047
2016 Annual Fuel Usage (gallons) by Type Across Both GVEA Facilities
[16 empty] | Usage (gal) | Fuel Type | [5 empty] | Sulf (ppm)
[16 empty] | 0 | HAGO
[16 empty] | 9123846 | Distillate #2 | [5 empty] | 3790
[16 empty] | 2613699 | Distillate #1 | [5 empty] | 970
[16 empty] | 0 | Jet/Naphtha | [5 empty] | 970
[16 empty] | 21162658 | Low S Jet/Naphtha | [5 empty] | 24
[16 empty] | 32900203 | TOTAL
[22 empty] | Fuel Throughput-Weighted Sulfur: | 1143.536
Note on AU5: Tom Carlson: Presumed constant hourly rates for sources not included in separate episodic files, but entered by facility in original ReleasePoints sheet.
Note on AV5: Tom Carlson: Presumed constant hourly rates for sources not included in separate episodic files, but entered by facility in original ReleasePoints sheet.
Note on AI46: Tom Carlson: Corrected per 4/4/11 email from Joan Hardesty, based on responses from FHR.
Note on AJ46: Tom Carlson: Corrected per 4/4/11 email from Joan Hardesty, based on responses from FHR.

## EmissionUnit_Tabulations
FAIRBANKS POINT SOURCE EPISODIC EMISSIONS BY FACILITY TYPE AND EMISSION UNIT
[12 empty] | Jan,Feb,Dec | Jun-Aug | Mar-May | Sep-Nov | [29 empty] | MODELING EPISODE AVERAGE DAY EMISSIONS (TONS/DAY) - 2013 | [6 empty] | MODELING EPISODE AVERAGE DAY EMISSIONS (TONS/DAY) - 2017 | [6 empty] | MODELING EPISODE AVERAGE DAY EMISSIONS (TONS/DAY) - 2019 | [6 empty] | MODELING EPISODE AVERAGE DAY EMISSIONS (TONS/DAY) - 2021
[12 empty] | 2013 PERIOD INFO | [32 empty] | 2013 | 2013 | 2013 | 2013 | 2013 | 2013 | 2013 | 2017 | 2017 | 2017 | 2017 | 2017 | 2017 | 2017 | 2019 | 2019 | 2019 | 2019 | 2019 | 2019 | 2019 | 2021 | 2021 | 2021 | 2021 | 2021 | 2021 | 2021
FACILITY ID | FACILITY NAME | EMISSION UNIT ID | RELEASE POINT ID | FAC EMISSION UNIT ID | FAC RELEASE PT ID | PROCESS ID | FUEL | UNIT TYPE | MANUFACTURER | DESIGN CAP VALUE | DESIGN CAP UNITS | WINTER THRUPUT PCT | SUMMER THRUPUT PCT | SPRING THRUPUT PCT | FALL THRUPUT PCT | THRUPUT NUMERIC VALUE | THRUPUT UNITS | PERIOD DAYS WEEK | PERIOD WEEKS PERIOD | PERIOD HOURS DAY | PERIOD HOURS PERIOD | <2016 SULFUR CONTENT (ppm) | >=2016 SULFUR CONTENT (ppm) | HEAT CONTENT | Notes | DESCR | RELEASE POINT TYPE | LATITUDE - WGS84 | LONGITUDE - WGS84 | LATITUDE - FLCC/EMEP | LONGITUDE - FLCC/EMEP | HORIZ COLLECTION METHOD CODE | BASE ELEVATION | HORIZ ACCURACY | COORD DESCR | STACK HEIGHT (ft) | STACK DIAMETER (ft) | STACK DATA SOURCE CODE | EXIT GAS TEMP (deg F) | EXIT GAS FLOW RATE (acfm) | EXIT GAS VELOCITY (fps) | HOURLY SO2 (lb/hr) | HOURLY PM2.5 (lb/hr) | SCC CODE | PM25-PRI | PM10-PRI | SO2 | NOx | VOC | CO | NH3 | PM25-PRI | PM10-PRI | SO2 | NOx | VOC | CO | NH3 | PM25-PRI | PM10-PRI | SO2 | NOx | VOC | CO | NH3 | PM25-PRI | PM10-PRI | SO2 | NOx | VOC | CO | NH3
71 | Flint Hills Refinery | 1 | 1 | 71-1 | 71-1 | P | LPG | Process Heater | Radco Inc. | 120 | MILLION BTU PER HOUR | 0 | 100 | 0 | 0 | 0.05 | Tons | 7 | 52 | 24 | 8760 | 0 | 0 | 108.9 |  | Crude Heater H-241 | Vertical |  |  | 64.7361 | -147.3509 |  | 150 | 400 | 0 | 199 | 7 | 0 | 438 | 32188 | 13.9 | 0.13 | 0.61 | 30600106 | 0.00058057 | 0.00058057 | 0.00076681 | 0.012743 | 0.0076557 | 0 | 0 | 0 | 0 | 0 | 0 | 0 | 0 | 0 | 0 | 0 | 0 | 0 | 0 | 0 | 0 | 0 | 0 | 0 | 0 | 0 | 0 | 0
71 | Flint Hills Refinery | 2 | 2 | 71-2 | 71-2 | P | LPG | Process Heater | Tulsa Heaters Inc. | 62.5 | MILLION BTU PER HOUR | 0 | 100 | 0 | 0 | 0.04 | Tons | 7 | 52 | 24 | 8760 | 10 | 10 | 108.9 |  | Crude Heater H-1001 | Vertical |  |  | 64.7358 | -147.3511 |  | 150 | 400 | 0 | 120 | 5.4 | 0 | 679 | 16194 | 11.8 | 0.05 | 0.09 | 30600106 | 0.00042218 | 0.00042218 | 0.001633 | 0.020078 | 0.015507 | 0 | 0 | 0 | 0 | 0 | 0 | 0 | 0 | 0 | 0 | 0 | 0 | 0 | 0 | 0 | 0 | 0 | 0 | 0 | 0 | 0 | 0 | 0
71 | Flint Hills Refinery | 3 | 6 | 71-3 | 71-6 | P | LPG | Reciprocating IC Engine | HTH HeaTech | 25 | MILLION BTU PER HOUR | 49.0601 | 12.3824 | 36.0762 | 16.1394 | 7.4315 | Tons | 7 | 52 | 24 | 8760 | 10 | 10 | 109.1 |  | Steam Generation B-401 | Vertical |  |  | 64.7361 | -147.3509 |  | 150 | 400 | 0 | 199 | 7 | 0 | 438 | 32188 | 13.9 | 0 | 0 | 30600106 | 0.00058057 | 0.00058057 | 0.00076681 | 0.012743 | 0.0076557 | 0 | 0 | 0 | 0 | 0 | 0 | 0 | 0 | 0 | 0 | 0 | 0 | 0 | 0 | 0 | 0 | 0 | 0 | 0 | 0 | 0 | 0 | 0
71 | Flint Hills Refinery | 4 | 7 | 71-4 | 71-7 | P | LPG | Reciprocating IC Engine | HTH HeaTech Inc. | 25 | MILLION BTU PER HOUR | 17.4908 | 14.7949 | 26.2443 | 30.2859 | 9.2363 | Tons | 7 | 52 | 24 | 8760 | 0 | 0 | 108.8 |  | Steam Generation B-402 | Vertical |  |  | 64.7361 | -147.3509 |  | 150 | 400 | 0 | 199 | 7 | 0 | 438 | 32188 | 13.9 | 0 | 0 | 30600106 | 0.00058057 | 0.00058057 | 0.00076681 | 0.012743 | 0.0076557 | 0 | 0 | 0 | 0 | 0 | 0 | 0 | 0 | 0 | 0 | 0 | 0 | 0 | 0 | 0 | 0 | 0 | 0 | 0 | 0 | 0 | 0 | 0
71 | Flint Hills Refinery | 5 | 4 | 71-5 | 71-4 | P | LPG | Process Heater | HTH HeaTech Inc. | 14.5 | MILLION BTU PER HOUR | 42.7867 | 1.2912 | 36.9175 | 20.1784 | 1.7038 | Tons | 7 | 40 | 24 | 6720 | 10 | 10 | 109 |  | Glycol Heater H-5005 | Vertical |  |  | 64.7361 | -147.3509 |  | 150 | 400 | 0 | 199 | 7 | 0 | 438 | 32188 | 13.9 | 0 | 0 | 30600106 | 0.00058057 | 0.00058057 | 0.00076681 | 0.012743 | 0.0076557 | 0 | 0 | 0 | 0 | 0 | 0 | 0 | 0 | 0 | 0 | 0 | 0 | 0 | 0 | 0 | 0 | 0 | 0 | 0 | 0 | 0 | 0 | 0
71 | Flint Hills Refinery | 6 | 5 | 71-6 | 71-5 | P | LPG | Process Heater | HTH HeaTech Inc. | 14.5 | MILLION BTU PER HOUR | 48.3172 | 0.20491 | 39.5984 | 12.3406 | 1.9521 | Tons | 7 | 26 | 24 | 4368 | 10 | 10 | 108.3 |  | Glycol Heater H-5006 | Vertical |  |  | 64.7361 | -147.3509 |  | 150 | 400 | 0 | 199 | 7 | 0 | 438 | 32188 | 13.9 | 0 | 0 | 30600106 | 0.00058057 | 0.00058057 | 0.00076681 | 0.012743 | 0.0076557 | 0 | 0 | 0 | 0 | 0 | 0 | 0 | 0 | 0 | 0 | 0 | 0 | 0 | 0 | 0 | 0 | 0 | 0 | 0 | 0 | 0 | 0 | 0
71 | Flint Hills Refinery | 7 | 12 | 71-7 | 71-12 | P | LPG | Process Heater | HTH HeaTech Inc. | 10 | MILLION BTU PER HOUR | 0 | 0 | 0 | 0 | 0 | Tons | 0 | 0 | 0 | 0 | 0 | 0 | 0 |  | Glycol Heater H-5010 | Vertical |  |  | 64.7366 | -147.3447 |  | 150 | 400 | 0 | 199 | 8.6 | 0 | 591 | 48881 | 14 | 0 | 0 | 30600199 | 0.0012915 | 0.0012915 | 0.0016726 | 0.0058462 | 0.016858 | 0 | 0 | 0 | 0 | 0 | 0 | 0 | 0 | 0 | 0 | 0 | 0 | 0 | 0 | 0 | 0 | 0 | 0 | 0 | 0 | 0 | 0 | 0
71 | Flint Hills Refinery | 8 | 8 | 71-8 | 71-8 | P | LPG | Process Heater | Radco Process Heaters Inc. | 260 | MILLION BTU PER HOUR | 29.3388 | 19.8282 | 29.6435 | 20.5205 | 77.43 | Tons | 7 | 52 | 24 | 8760 | 10 | 10 | 108.8 |  | Crude Heater H-2001 | Vertical |  |  | 64.7359 | -147.349 |  | 150 | 400 | 0 | 199 | 10 | 0 | 418 | 60914 | 12.9 | 0.71 | 1.06 | 30600199 | 0.0024129 | 0.0024129 | 0.014015 | 0.046324 | 0.00014079 | 0 | 0 | 0 | 0 | 0 | 0 | 0 | 0 | 0 | 0 | 0 | 0 | 0 | 0 | 0 | 0 | 0 | 0 | 0 | 0 | 0 | 0 | 0
71 | Flint Hills Refinery | 9 | 9 | 71-9 | 71-9 | P | LPG | Process Heater | Radco Process Heaters Inc | 25 | MILLION BTU PER HOUR | 0 | 100 | 0 | 0 | 1.1687 | Tons | 7 | 30 | 24 | 5040 | 0 | 0 | 108.3 |  | Asphalt Heater H-3700 | Vertical |  |  | 64.7359 | -147.349 |  | 150 | 400 | 0 | 199 | 10 | 0 | 418 | 60914 | 12.9 | 0 | 0 | 30600199 | 0.0024129 | 0.0024129 | 0.014015 | 0.046324 | 0.00014079 | 0 | 0 | 0 | 0 | 0 | 0 | 0 | 0 | 0 | 0 | 0 | 0 | 0 | 0 | 0 | 0 | 0 | 0 | 0 | 0 | 0 | 0 | 0
71 | Flint Hills Refinery | 10 | 10 | 71-10 | 71-10 | P | LPG | Process Heater | Optimized Process Furnaces Inc. | 220 | MILLION BTU PER HOUR | 0 | 0 | 0 | 0 | 0 | Tons | 7 | 52 | 24 | 0 | 0 | 0 | 0 |  | Crude Heater H-8001 | Vertical |  |  | 64.7366 | -147.3447 |  | 150 | 400 | 0 | 199 | 8.6 | 0 | 591 | 48881 | 14 | 0.08 | 0.84 | 30600199 | 0.0012915 | 0.0012915 | 0.0016726 | 0.0058462 | 0.016858 | 0 | 0 | 0 | 0 | 0 | 0 | 0 | 0 | 0 | 0 | 0 | 0 | 0 | 0 | 0 | 0 | 0 | 0 | 0 | 0 | 0 | 0 | 0
71 | Flint Hills Refinery | 11 | 11 | 71-11 | 71-11 | P | LPG | Unclassified | Optimized Process Furnaces Inc. |  |  | 0 | 0 | 0 | 0 | 0 | Tons | 7 | 52 | 24 | 0 | 12 | 12 | 108.6 |  | LSR Vaporizer Heater H-8002 | Vertical |  |  | 64.7366 | -147.3447 |  | 150 | 400 | 0 | 199 | 8.6 | 0 | 591 | 48881 | 14 | 0 | 0 | 30600199 | 0.0012915 | 0.0012915 | 0.0016726 | 0.0058462 | 0.016858 | 0 | 0 | 0 | 0 | 0 | 0 | 0 | 0 | 0 | 0 | 0 | 0 | 0 | 0 | 0 | 0 | 0 | 0 | 0 | 0 | 0 | 0 | 0
71 | Flint Hills Refinery | 15 | 13 | 71-15 | 71-13 | P |  | Flare | Flaregas Corp. |  |  | 24.6603 | 26.1391 | 22.2622 | 26.1391 | 2.502 | Tons | 7 | 52 | 24 | 8736 | 0 | 0 | 2516 |  | Flare | Flare |  |  | 64.7369 | -147.3548 |  | 150 | 400 | 0 | 178 | 2 | 0 | 250 | 3769.9112 | 20 | 0 | 0.006 | 30600901 | 3.2067e-05 | 3.2067e-05 | 0 | 0.00021368 | 0.0004715 | 0 | 0 | 0 | 0 | 0 | 0 | 0 | 0 | 0 | 0 | 0 | 0 | 0 | 0 | 0 | 0 | 0 | 0 | 0 | 0 | 0 | 0 | 0
109 | GVEA Zehnder Facility | 1 | 1 | 109-1 | 109-1 | P | HAGO (<2016), Distillate Oil (>=2016) | Turbine | General Electric | 268 | MMBTU/HR | 46 | 39 | 4 | 11 | 276237 | GALLONS | 1 | 30 | 1 | 255 | 7600 | 3,790 (#2), 970 (#1) | 0.142 | diesel (NO.4)- same EF for all turbines diesel and No. 4 | Simple-Cycle Combustion Gas Turbine #1 Stack | Vertical |  |  | 64.854 | -147.719 |  | 0 | 0 | 0 | 60 | 8 | 0 | 896 | 460875 | 152.8 | 0 | 0 | 20100109 | 0.16934 | 0.16933 | 0.44689 | 0.5582 | 6.9637e-05 | 0 | 0.0034826 | 0.0073574 | 0.007357 | 0.23728 | 0.52543 | 4.8926e-05 | 0 | 0.0073181 | 0.0074933 | 0.0074929 | 0.24166 | 0.53513 | 4.9829e-05 | 0 | 0.0074532 | 0.007906 | 0.0079055 | 0.25497 | 0.5646 | 5.2574e-05 | 0 | 0.0078637
109 | GVEA Zehnder Facility | 2 | 2 | 109-2 | 109-2 | P | HAGO (<2016), Distillate Oil (>=2016) | Turbine | General Electric | 268 | MMBTU/HR | 35 | 4 | 48 | 13 | 923293 | GALLONS | 2 | 40 | 3 | 937 | 7600 | 3,790 (#2), 970 (#1) | 0.142 | diesel | Simple-Cycle Combustion Gas Turbine #2 Stack | Vertical |  |  | 64.8543 | -147.7193 |  | 0 | 0 | 0 | 60 | 8 | 0 | 896 | 460875 | 152.8 | 0 | 0 | 20100109 | 0.0023708 | 0.0023707 | 0.0061186 | 0.0078153 | 9.7497e-07 | 0 | 4.8759e-05 | 0.00010301 | 0.000103 | 0.0032487 | 0.0073564 | 6.85e-07 | 0 | 0.00010246 | 0.00010491 | 0.00010491 | 0.0033087 | 0.0074922 | 6.9765e-07 | 0 | 0.00010435 | 0.00011069 | 0.00011068 | 0.0034909 | 0.0079049 | 7.3608e-07 | 0 | 0.0001101
109 | GVEA Zehnder Facility | 3 | 3 | 109-3 | 109-3 | P | Jet A, Distillate | Reciprocating IC Engine | General Electric | 28 | MMBTU/HR | 33 | 0 | 66 | 0 | 696 | GALLONS | 1 | 3 | 1 | 3 | 970 | 3,790 (#2) | 0.134 | Jet A | Diesel Generator #1 Stack | Horizontal |  |  | 64.854 | -147.7184 |  | 1 | 0 | 0 | 36 | 2 | 0 | 750 | 18547.963 | 98.4 | 0 | 0 | 20100907 | 0.00012271 | 0.0001227 | 0.00019301 | 0.0058236 | 0.00011551 | 0 | 1.3277e-05 | 5.3315e-06 | 5.3312e-06 | 0.00010248 | 0.0054817 | 8.1153e-05 | 0 | 2.79e-05 | 5.4299e-06 | 5.4296e-06 | 0.00010437 | 0.0055829 | 8.2652e-05 | 0 | 2.8415e-05 | 5.729e-06 | 5.7287e-06 | 0.00011012 | 0.0058904 | 8.7204e-05 | 0 | 2.998e-05
109 | GVEA Zehnder Facility | 4 | 4 | 109-4 | 109-4 | P | Jet A | Reciprocating IC Engine | General Electric | 28 | MMBTU/HR | 52 | 0 | 47 | 0 | 430 | GALLONS | 1 | 3 | 0 | 2 | 970 | 970 | 0.142 | Jet A | Diesel Generator #2 Stack | Horizontal |  |  | 64.8539 | -147.7182 |  | 1 | 0 | 0 | 36 | 2 | 0 | 750 | 18547.963 | 98.4 | 0 | 0 | 20100907 | 1.2118e-05 | 1.2118e-05 | 2.0695e-05 | 0.00057514 | 1.1407e-05 | 0 | 1.3113e-06 | 5.2653e-07 | 5.265e-07 | 1.0988e-05 | 0.00054137 | 8.0146e-06 | 0 | 2.7554e-06 | 5.3626e-07 | 5.3623e-07 | 1.1191e-05 | 0.00055136 | 8.1626e-06 | 0 | 2.8063e-06 | 5.6579e-07 | 5.6576e-07 | 1.1808e-05 | 0.00058173 | 8.6122e-06 | 0 | 2.9608e-06
110 | GVEA North Pole Power Plant | 1 | 1a | 110-1 | 110-1a | P | HAGO (<2016), Distillate Oil (>=2016) | Turbine | General Electric | 672 | MMBTU/HR | 48 | 21 | 31 | 0 | 1586530 | gallons | 1 | 25 | 2 | 600 | 7600 | 3,790 (#2), 970 (#1) | 0.142 | Diesel | GT #1 Stack (N) | Vertical |  |  | 64.7355 | -147.3502 |  | 1 | 0 | 0 | 62 | 8.46 | 0 | 729 | 620700 | 182 | 0 | 0 | 20100109 | 0.081588 | 0.081588 | 0.20996 | 0.3754 | 0.00023918 | 0 | 0.0028719 | 0.028997 | 0.028997 | 0.33611 | 0.64676 | 9.394e-05 | 0 | 0.00027685 | 0.029532 | 0.029532 | 0.34232 | 0.6587 | 9.5675e-05 | 0 | 0.00028196 | 0.031159 | 0.031159 | 0.36117 | 0.69498 | 0.00010094 | 0 | 0.00029749
110 | GVEA North Pole Power Plant | 2 | 2a | 110-2 | 110-2a | P | HAGO (<2016), Distillate Oil (>=2016) | Turbine | General Electric | 672 | MMBTU/HR | 41 | 6 | 2 | 52 | 1177691 | gallons | 1 | 18 | 1 | 506 | 7600 | 3,790 (#2), 970 (#1) | 0.142 | Diesel | GT #2 Stack (N) | Vertical |  |  | 64.7355 | -147.3513 |  | 1 | 0 | 0 | 62 | 8.46 | 0 | 729 | 620700 | 182 | 0 | 0 | 20100109 | 0.32973 | 0.32973 | 0.88682 | 1.5087 | 0.0010533 | 0 | 0.011694 | 0.11785 | 0.11785 | 1.3607 | 2.6286 | 0.0003818 | 0 | 0.0011252 | 0.12003 | 0.12003 | 1.3858 | 2.6772 | 0.00038885 | 0 | 0.001146 | 0.12664 | 0.12664 | 1.4622 | 2.8246 | 0.00041027 | 0 | 0.0012091
110 | GVEA North Pole Power Plant | 5 | 5 | 110-5 | 110-5 | P | Jet A, Naphtha, Distillate Oil | Turbine | General Electric | 455 | MMBTU/HR | 29 | 20 | 25 | 26 | 23345055 | gallons | 7 | 52 | 24 | 8580 | 16 (Naphtha) | 970 (#1) | 0.122 | Jet A | GT#3 Stack | Vertical |  |  | 64.7343 | -147.3499 |  | 1 | 0 | 0 | 110 | 11.11 | 0 | 270 | 347949 | 73.8 | 0 | 0 | 20100909 | 0.034802 | 0.034802 | 0.0049736 | 0.90979 | 0.0021272 | 0 | 0.030464 | 0.01237 | 0.01237 | 0.0079489 | 1.5676 | 0.00083486 | 0 | 0.0029366 | 0.012598 | 0.012598 | 0.0080957 | 1.5965 | 0.00085028 | 0 | 0.0029908 | 0.013292 | 0.013292 | 0.0085416 | 1.6845 | 0.00089711 | 0 | 0.0031555
110 | GVEA North Pole Power Plant | 7 | 7 | 110-7 | 110-7 | P | Jet A, Naphtha | Reciprocating IC Engine | Generac Genset | 400 | KILOWATTS | 25 | 25 | 25 | 25 | 0 | 0 | 7 | 52 | 24 | 8736 | 970 (Jet A) | 970 (Jet A) | 134 | Jet A/ Naptha | Energency Generator Stack | Vertical |  |  | 64.7341 | -147.3507 |  | 1 | 0 | 0 | 27 | 0.83 | 0 | 1299 | 2878 | 88.7 | 0 | 0 | 20100907 | 0 | 0 | 0 | 0 | 0 | 0 | 0 | 0 | 0 | 0 | 0 | 0 | 0 | 0 | 0 | 0 | 0 | 0 | 0 | 0 | 0 | 0 | 0 | 0 | 0 | 0 | 0 | 0
110 | GVEA North Pole Power Plant | 11 | 11 | 110-11 | 110-11 | P | LPG | Process Heater | Bryan Steam | 5 | MMBTU/HR | 25 | 25 | 25 | 25 | 0 | 0 | 7 | 52 | 24 | 8736 | 12 | 12 | 91.6 | Liquified Petroleum Gas (LPG) | Building Heater | Vertical |  |  | 64.7342 | -147.3507 |  | 1 | 0 | 0 | 63 | 0.98 | 0 | 450 | 5477 | 121 | 0 | 0 | 10500110 | 0 | 0 | 0 | 0 | 0 | 0 | 0 | 0 | 0 | 0 | 0 | 0 | 0 | 0 | 0 | 0 | 0 | 0 | 0 | 0 | 0 | 0 | 0 | 0 | 0 | 0 | 0 | 0
110 | GVEA North Pole Power Plant | 12 | 11 | 110-12 | 110-11 | P | LPG | Process Heater | Bryan Steam | 5 | MMBTU/HR | 25 | 25 | 25 | 25 | 0 | 0 | 7 | 52 | 24 | 8736 | 12 | 12 | 91.6 | Liquified Petroleum Gas (LPG) | Building Heater | Vertical |  |  | 64.7342 | -147.3507 |  | 1 | 0 | 0 | 63 | 0.98 | 0 | 450 | 5477 | 121 | 0 | 0 | 10500110 | 0 | 0 | 0 | 0 | 0 | 0 | 0 | 0 | 0 | 0 | 0 | 0 | 0 | 0 | 0 | 0 | 0 | 0 | 0 | 0 | 0 | 0 | 0 | 0 | 0 | 0 | 0 | 0
264 | Eielson Air Force Base | 1 | 1 | 264-1 | 264-1 | P | Coal | Boiler | Springfield | 120000 | LBS STEAM PER HOUR | [10 empty] | 1,600 (est.) | 1,600 (est.) |  |  | CH&PP Main Boiler #1 Stack | Vertical | 64.672 | -147.0765 | 64.672 | -147.0765 | 27 | 570 | 7 |  | 114 | 6 | 1 | 435 | 48000 | 48 |  |  | 10100224 | 0.00087763 | 0.00087763 | 0.025135 | 0.014304 | 0.00012685 | 0 | 1.1004e-06 | 0.00088241 | 0.0025801 | 0.025289 | 0.014588 | 9.0294e-05 | 0 | 1.1208e-06 | 0.0008987 | 0.0026278 | 0.025756 | 0.014857 | 9.1961e-05 | 0 | 1.1415e-06 | 0.0009482 | 0.0027725 | 0.027175 | 0.015675 | 9.7026e-05 | 0 | 1.2044e-06
264 | Eielson Air Force Base | 2 | 2 | 264-2 | 264-2 | P | Coal | Boiler | Springfield | 120000 | LBS STEAM PER HOUR | [10 empty] | 1,600 (est.) | 1,600 (est.) |  |  | CH&PP Main Boiler #2 Stack | Vertical | 64.672 | -147.0771 | 64.672 | -147.0771 | 27 | 570 | 7 |  | 114 | 6 | 1 | 462 | 47000 | 48 |  |  | 10100224 | 0.0016862 | 0.0016862 | 0.046918 | 0.027594 | 0.00022612 | 0 | 2.0955e-06 | 0.0016805 | 0.0049136 | 0.048161 | 0.027781 | 0.00017196 | 0 | 2.1344e-06 | 0.0017115 | 0.0050043 | 0.049051 | 0.028294 | 0.00017513 | 0 | 2.1739e-06 | 0.0018058 | 0.0052799 | 0.051752 | 0.029852 | 0.00018478 | 0 | 2.2936e-06
264 | Eielson Air Force Base | 3 | 3 | 264-3 | 264-3 | P | Coal | Boiler | Springfield | 120000 | LBS STEAM PER HOUR | [10 empty] | 1,600 (est.) | 1,600 (est.) |  |  | CH&PP Main Boiler #3 Stack | Vertical | 64.6719 | -147.077 | 64.6719 | -147.077 | 27 | 570 | 7 |  | 114 | 6 | 1 | 430.33 | 78600 | 48 |  |  | 10100224 | 0.00081557 | 0.00081557 | 0.022004 | 0.013401 | 0.00010054 | 0 | 1.0042e-06 | 0.00080529 | 0.0023546 | 0.023079 | 0.013313 | 8.2403e-05 | 0 | 1.0228e-06 | 0.00082016 | 0.0023981 | 0.023506 | 0.013559 | 8.3924e-05 | 0 | 1.0417e-06 | 0.00086533 | 0.0025302 | 0.0248 | 0.014305 | 8.8546e-05 | 0 | 1.0991e-06
264 | Eielson Air Force Base | 4 | 4 | 264-4 | 264-4 | P | Coal | Boiler | Springfield | 120000 | LBS STEAM PER HOUR | [10 empty] | 1,600 (est.) | 1,600 (est.) |  |  | CH&PP Main Boiler #4 Stack | Vertical | 64.6717 | -147.0769 | 64.6717 | -147.0769 | 27 | 570 | 7 |  | 114 | 6 | 1 | 440.33 | 46000 | 48 |  |  | 10100224 | 0.00086919 | 0.00086919 | 0 | 0.01416 | 0.00012669 | 0 | 1.0909e-06 | 0.00087482 | 0.0025579 | 0 | 0.014462 | 8.9517e-05 | 0 | 1.1112e-06 | 0.00089098 | 0.0026052 | 0 | 0.014729 | 9.117e-05 | 0 | 1.1317e-06 | 0.00094005 | 0.0027487 | 0 | 0.015541 | 9.6192e-05 | 0 | 1.194e-06
264 | Eielson Air Force Base | 5 | 5 | 264-5 | 264-5 | P | Coal | Boiler | Garret Shafer | 120000 | LBS STEAM PER HOUR | [10 empty] | 1,600 (est.) | 1,600 (est.) |  |  | CH&PP Main Boiler #5 Stack | Vertical | 64.6719 | -147.0764 | 64.6719 | -147.0764 | 27 | 570 | 7 |  | 114 | 6 |  | 413.33 | 78600 | 48 |  |  | 10100224 | 0.0015516 | 0.0015516 | 0.043285 | 0.025383 | 0.00020949 | 0 | 1.9298e-06 | 0.0015475 | 0.004525 | 0.044352 | 0.025584 | 0.00015835 | 0 | 1.9656e-06 | 0.0015761 | 0.0046085 | 0.045171 | 0.026056 | 0.00016128 | 0 | 2.0019e-06 | 0.0016629 | 0.0048623 | 0.047659 | 0.027491 | 0.00017016 | 0 | 2.1122e-06
264 | Eielson Air Force Base | 6 | 6 | 264-6 | 264-6 | P | Coal | Boiler | Garret Shafer | 120000 | LBS STEAM PER HOUR | [10 empty] | 1,600 (est.) | 1,600 (est.) |  |  | CH&PP Main Boiler #6 Stack | Vertical | 64.6718 | -147.0763 | 64.6718 | -147.0763 | 27 | 570 |  |  | 114 | 6 |  | 462 | 81430.1 | 48 |  |  | 10100224 | 0.0015418 | 0.0015418 | 0.043004 | 0.025222 | 0.00020809 | 0 | 1.9175e-06 | 0.0015377 | 0.004496 | 0.044069 | 0.02542 | 0.00015734 | 0 | 1.9531e-06 | 0.0015661 | 0.0045791 | 0.044883 | 0.02589 | 0.00016025 | 0 | 1.9891e-06 | 0.0016523 | 0.0048313 | 0.047355 | 0.027315 | 0.00016907 | 0 | 2.0987e-06
264 | Eielson Air Force Base | 9 | 9 | 264-9 | 264-9 | P | Distillate Oil (Diesel) | Boiler |  | 5.4 | MILLION BTU PER HOUR | [10 empty] | 3,800 (est.) | 3,800 (est.) |  |  | Alert Hangar Boiler #1 | Vertical with Rain Cap | 64.6466 | -147.0763 | 64.6466 | -147.0763 | 27 | 570 | 7 |  | 50 | 2.5 | O | 400 | 1500 | 14 | 0.0083956 | 0.009854 | 10500105 | 8.5105e-05 | 8.5105e-05 | 8.8094e-05 | 0 | 0 | 0 | 0 | 8.4872e-05 | 0.00024816 | 9.0299e-05 | 0 | 0 | 0 | 0 | 8.6439e-05 | 0.00025274 | 9.1967e-05 | 0 | 0 | 0 | 0 | 9.12e-05 | 0.00026666 | 9.7032e-05 | 0 | 0 | 0 | 0
264 | Eielson Air Force Base | 10 | 10 | 264-10 | 264-10 | P | Distillate Oil (Diesel) | Boiler |  | 3.3 | MILLION BTU PER HOUR | [10 empty] | 3,800 (est.) | 3,800 (est.) |  |  | Missile Storage Boiler #1 | Vertical | 64.6446 | -147.0729 | 64.6446 | -147.0729 | 27 | 570 | 800 |  | 20 | 1 | O | 398 | 900 | 20 | 0.0051307 | 0.0060219 | 10500105 | 5.2009e-05 | 5.2009e-05 | 5.3835e-05 | 0 | 0 | 0 | 0 | 5.1866e-05 | 0.00015165 | 5.5183e-05 | 0 | 0 | 0 | 0 | 5.2824e-05 | 0.00015445 | 5.6202e-05 | 0 | 0 | 0 | 0 | 5.5733e-05 | 0.00016296 | 5.9297e-05 | 0 | 0 | 0 | 0
264 | Eielson Air Force Base | 11 | 11 | 264-11 | 264-11 | P | Distillate Oil (Diesel) | Boiler |  | 2.9 | MILLION BTU PER HOUR | [10 empty] | 3,800 (est.) | 3,800 (est.) |  |  | Missile Storage Boiler #2 | Vertical | 64.6446 | -147.0729 | 64.6446 | -147.0729 | 27 | 570 | 800 |  | 20 | 1 | O | 398 | 840 | 18 | 0.0045088 | 0.005292 | 10500105 | 4.5705e-05 | 4.5705e-05 | 4.731e-05 | 0 | 0 | 0 | 0 | 4.5579e-05 | 0.00013327 | 4.8494e-05 | 0 | 0 | 0 | 0 | 4.6421e-05 | 0.00013573 | 4.939e-05 | 0 | 0 | 0 | 0 | 4.8978e-05 | 0.00014321 | 5.211e-05 | 0 | 0 | 0 | 0
264 | Eielson Air Force Base | 91 | 91 | 264-91 | 264-91 | P | Distillate Oil (Diesel) | Boiler |  | 6 | MILLION BTU PER HOUR | [10 empty] | 3,800 (est.) | 3,800 (est.) |  |  | Alert Hangar Boiler #2 | Vertical with Rain Cap | 64.6465 | -147.0761 | 64.6465 | -147.0761 | 27 | 570 |  |  | 35 | 2 |  | 400 | 780 | 14 | 0.0093285 | 0.010949 | 10500105 | 9.4561e-05 | 9.4561e-05 | 9.7883e-05 | 0 | 0 | 0 | 0 | 9.4302e-05 | 0.00027573 | 0.00010033 | 0 | 0 | 0 | 0 | 9.6043e-05 | 0.00028083 | 0.00010219 | 0 | 0 | 0 | 0 | 0.00010133 | 0.00029629 | 0.00010781 | 0 | 0 | 0 | 0
264 | Eielson Air Force Base | 92 | 92 | 264-92 | 264-92 | P | Distillate Oil (Diesel) | Boiler |  | 5 | MILLION BTU PER HOUR | [10 empty] | 3,800 (est.) | 3,800 (est.) |  |  | Wastewater Treatment Boiler #1 | Vertical | 64.6958 | -147.1165 | 64.6958 | -147.1165 | 27 | 570 | 7 |  | 7 | 1 |  | 400 |  |  | 0.0077737 | 0.0091241 | 10500105 | 7.8801e-05 | 7.8801e-05 | 8.1569e-05 | 0 | 0 | 0 | 0 | 7.8585e-05 | 0.00022978 | 8.361e-05 | 0 | 0 | 0 | 0 | 8.0036e-05 | 0.00023402 | 8.5154e-05 | 0 | 0 | 0 | 0 | 8.4444e-05 | 0.00024691 | 8.9844e-05 | 0 | 0 | 0 | 0
264 | Eielson Air Force Base | 93 | 93 | 264-93 | 264-93 | P | Distillate Oil (Diesel) | Boiler |  | 5 | MILLION BTU PER HOUR | [10 empty] | 3,800 (est.) | 3,800 (est.) |  |  | Wastewater Treatment Boiler #2 | Vertical | 64.6958 | -147.1165 | 64.6958 | -147.1165 | 27 | 570 | 7 |  | 7 | 1 |  | 400 |  |  | 0.0077737 | 0.0091241 | 10500105 | 7.8801e-05 | 7.8801e-05 | 8.1569e-05 | 0 | 0 | 0 | 0 | 7.8585e-05 | 0.00022978 | 8.361e-05 | 0 | 0 | 0 | 0 | 8.0036e-05 | 0.00023402 | 8.5154e-05 | 0 | 0 | 0 | 0 | 8.4444e-05 | 0.00024691 | 8.9844e-05 | 0 | 0 | 0 | 0
264 | Eielson Air Force Base | 94 | 94 | 264-94 | 264-94 | P | LPG (Propane) | Process Heater |  | 17 | MILLION BTU PER HOUR | [10 empty] | 12 (est.) | 12 (est.) |  |  | Corrosion Control Heater #1 | Vertical | 64.6452 | -147.0652 | 64.6452 | -147.0652 | 27 | 540 | 7 |  | 7 | 1 |  | 400 |  |  | 0.026431 | 0.031022 | 30190001 | 0.00026792 | 0.00026792 | 0.00027733 | 0 | 0 | 0 | 0 | 0.00026719 | 0.00078125 | 0.00028428 | 0 | 0 | 0 | 0 | 0.00027212 | 0.00079567 | 0.00028952 | 0 | 0 | 0 | 0 | 0.00028711 | 0.0008395 | 0.00030547 | 0 | 0 | 0 | 0
264 | Eielson Air Force Base | 95 | 95 | 264-95 | 264-95 | P | LPG (Propane) | Process Heater |  | 17 | MILLION BTU PER HOUR | [10 empty] | 12 (est.) | 12 (est.) |  |  | Corrosion Control Heater #2 | Vertical | 64.6452 | -147.0652 | 64.6452 | -147.0652 | 27 | 570 | 7 |  | 7 | 1 |  | 400 |  |  | 0.026431 | 0.031022 | 30190001 | 0.00026792 | 0.00026792 | 0.00027733 | 0 | 0 | 0 | 0 | 0.00026719 | 0.00078125 | 0.00028428 | 0 | 0 | 0 | 0 | 0.00027212 | 0.00079567 | 0.00028952 | 0 | 0 | 0 | 0 | 0.00028711 | 0.0008395 | 0.00030547 | 0 | 0 | 0 | 0
315 | Aurora Energy Chena Power Plant | 7 | 7 | 315-7 | 315-7 | P | Coal | Boiler - Chena 5 | Riley | 220000 | lb/hr | 25 | 25 | 25 | 25 | 429922 | 1000 POUNDS | 7 | 52 | 24 | 8736 | 1700 | 1700 | 7.6 |  | Chena 1-3 and 5 Stack | Vertical |  |  | 64.8476 | -147.7352 |  | 145.938 | 0 | See Note 1 | 158.2316 | 6.0007 | 0 | 312 | 276790 | 92 | 0 | 0 | 10100224 | 0.17028 | 0.17028 | 1.8601 | 1.4492 | 0.014977 | 0 | 0.00015472 | 0.17996 | 0.17996 | 1.8969 | 1.5892 | 0.0051864 | 0 | 0 | 0.18328 | 0.18328 | 1.9319 | 1.6186 | 0.0052822 | 0 | 0 | 0.19338 | 0.19338 | 2.0383 | 1.7077 | 0.0055731 | 0 | 0
316 | UA Fairbanks Campus Power Plant | 1 | 1 | 316-1 | 316-1 | P | Coal | Boiler | Erie City | 140.4 | MILLION BTU PER HOUR | 27 | 27 | 19 | 27 | 66876 | 1000 POUNDS | 7 | 52 | 24 | 8322 | 1600 | 1600 | 7.6065 |  | Coal fired boiler #1& #2 | Vertical |  |  | 64.8543 | -147.8223 |  | 0 | 400 | 0 | 72 | 5 | 0 | 435 | 38372 | 63 | 0 | 0 | 10100225 | 0.062473 | 0.062473 | 0.55634 | 0.85248 | 0.0054357 | 0 | 4.9384e-05 | 0.069559 | 0.069559 | 0.51818 | 0.86105 | 0.0050789 | 0 | 0.00015512 | 0.070843 | 0.070843 | 0.52775 | 0.87695 | 0.0051727 | 0 | 0.00015798 | 0.074745 | 0.074745 | 0.55682 | 0.92525 | 0.0054576 | 0 | 0.00016668
316 | UA Fairbanks Campus Power Plant | 2 | 1 | 316-2 | 316-1 | P | Coal | Boiler | Erie City | 140.4 | MILLION BTU PER HOUR | 26 | 25 | 24 | 24 | 70321 | 1000 POUNDS | 7 | 52 | 24 | 8341 | 1600 | 1600 | 7.6065 |  | Coal fired boiler #1& #2 | Vertical |  |  | 64.8543 | -147.8223 |  | 0 | 400 | 0 | 72 | 5 | 0 | 435 | 38372 | 63 | 0 | 0 | 10100225 | 0 | 0 | 0 | 0 | 0 | 0 | 0 | 0 | 0 | 0 | 0 | 0 | 0 | 0 | 0 | 0 | 0 | 0 | 0 | 0 | 0 | 0 | 0 | 0 | 0 | 0 | 0 | 0
316 | UA Fairbanks Campus Power Plant | 3 | 3 | 316-3 | 316-3 | P | Fuel Oil | Boiler | Zurn | 180.9 | MILLION BTU PER HOUR | 46 | 2 | 25 | 27 | 511.4 | 1000 GALLONS | 1 | 9 | 4 | 2837 | 4400 | 4400 | 135 |  | Oil fired boiler #3 | Vertical |  |  | 64.8542 | -147.8223 |  | 0 | 400 | 0 | 68 | 6 | 0 | 300 | 33500 | 20 | 0 | 0 | 10300501 | 0.0035227 | 0.0035227 | 0.088877 | 0.039609 | 0.00065234 | 0 | 0.0011989 | 0.0039384 | 0.0039384 | 0.082643 | 0.0402 | 0.00059123 | 0 | 0.0037599 | 0.0040111 | 0.0040111 | 0.084169 | 0.040943 | 0.00060215 | 0 | 0.0038293 | 0.004232 | 0.004232 | 0.088805 | 0.043198 | 0.00063531 | 0 | 0.0040402
316 | UA Fairbanks Campus Power Plant | 4 | 4 | 316-4 | 316-4 | P | Fuel Oil | Boiler | Zurn | 180.9 | MILLION BTU PER HOUR | 29 | 0 | 0 | 71 | 246.7 | 1000 GALLONS | 1 | 7 | 3 | 3299 | 4400 | 4400 | 135 | EU IDs 5A, 6 and 7 were removed from service in 2012 | Oil fired boiler #4 | Vertical |  |  | 64.8542 | -147.822 |  | 0 | 400 | 0 | 68 | 3.98 | 0 | 255 | 9390 | 12.58 | 0 | 0 | 10300501 | 0.0031958 | 0.0031958 | 0.080709 | 0.035955 | 0.00057508 | 0 | 0.0010825 | 0.0035607 | 0.0035607 | 0.075514 | 0.036346 | 0.00053454 | 0 | 0.0033994 | 0.0036265 | 0.0036265 | 0.076908 | 0.037017 | 0.00054441 | 0 | 0.0034621 | 0.0038262 | 0.0038262 | 0.081144 | 0.039055 | 0.00057439 | 0 | 0.0036528
316 | UA Fairbanks Campus Power Plant | 09A | 09A | 316-09A | 316-09A | P | Diesel | Incinerator | Therm-Tec |  |  | 20 | 23 | 25 | 34 | 18272 | POUNDS | 7 | 52 | 24 | 8736 | 0 | 0 |  |  | BIRD Incinerator | Vertical |  |  | 64.8595 | -147.8459 |  | 0 | 0 | Bird Building | 61 | 2.3 | 0 | 1800 | 0 | 1 | 0 | 0 | 50200102 | 0 | 0 | 0 | 0 | 0 | 0 | 0 | 0 | 0 | 0 | 0 | 0 | 0 | 0 | 0 | 0 | 0 | 0 | 0 | 0 | 0 | 0 | 0 | 0 | 0 | 0 | 0 | 0
1121 | Doyon Utilities Privatized Fort Wainwright Units | 1 | 1A | 1121-1 | 1121-1A | P | Coal | Boiler | Wickes Boiler Company | 230 | MILLION BTU PER HOUR | 34 | 18 | 14 | 34 | 39132 | TONS | 7 | 52 | 24 | 8736 | 1600 | 1600 | 15.14 |  | Boiler #3 | Vertical |  |  | 64.8256 | -147.6497 |  | 0 | 0 | 0 | 80 | 7 | 0 | 367 | 92362.8 | 40 | 0 | 0 | 10200229 | 0.079728 | 0.08945 | 0.66565 | 1.0047 | 0.0063135 | 0 | 6.4271e-05 | 0.087292 | 0.13066 | 0.5429 | 0.56368 | 0.0098458 | 0 | 5.6382e-05 | 0.088904 | 0.13307 | 0.55292 | 0.57409 | 0.010028 | 0 | 5.7423e-05 | 0.0938 | 0.1404 | 0.58337 | 0.6057 | 0.01058 | 0 | 6.0586e-05
1121 | Doyon Utilities Privatized Fort Wainwright Units | 2 | 2 | 1121-2 | 1121-2 | P | Coal | Boiler | Wickes Boiler Company | 230 | MILLION BTU PER HOUR | 23 | 8 | 19 | 51 | 35509 | TONS | 7 | 52 | 24 | 8736 | 1600 | 1600 | 15.14 |  | Boiler #4 | Vertical |  |  | 64.8256 | -147.6497 |  | Per Conversation with Joan Hardesty this data is not included | 0 | 0 | 80 | 7 | Per Conversation with Joan Hardesty this data is not included | 367 | 92362.8 | 40 | 0 | 0 | 10200229 | 0.024774 | 0.027796 | 0.21971 | 0.31223 | 0.001953 | 0 | 2.0323e-05 | 0.027106 | 0.040573 | 0.17942 | 0.17503 | 0.003056 | 0 | 1.7827e-05 | 0.027607 | 0.041322 | 0.18273 | 0.17827 | 0.0031124 | 0 | 1.8156e-05 | 0.029127 | 0.043598 | 0.1928 | 0.18808 | 0.0032839 | 0 | 1.9156e-05
1121 | Doyon Utilities Privatized Fort Wainwright Units | 3 | 3 | 1121-3 | 1121-3 | P | Coal | Boiler | Wickes Boiler Company | 230 | MILLION BTU PER HOUR | 37 | 15 | 28 | 19 | 48871 | TONS | 7 | 52 | 24 | 8736 | 1600 | 1600 | 15.14 |  | Boiler #5 | Vertical |  |  | 64.8255 | -147.6497 |  | 0 | 0 | 0 | 80 | 7 | 0 | 367 | 92362.8 | 40 | 0 | 0 | 10200229 | 0.045397 | 0.050933 | 0.4309 | 0.57131 | 0.0038461 | 0 | 3.6448e-05 | 0.050295 | 0.075283 | 0.34815 | 0.32478 | 0.0056705 | 0 | 3.2058e-05 | 0.051224 | 0.076674 | 0.35458 | 0.33077 | 0.0057752 | 0 | 3.265e-05 | 0.054045 | 0.080896 | 0.37411 | 0.34899 | 0.0060932 | 0 | 3.4448e-05
1121 | Doyon Utilities Privatized Fort Wainwright Units | 4 | 4A | 1121-4 | 1121-4A | P | Coal | Boiler | Wickes Boiler Company | 230 | MILLION BTU PER HOUR | 32 | 14 | 22 | 32 | 52577 | TONS | 7 | 52 | 24 | 8736 | 1600 | 1600 | 15.14 |  | Boiler #6 | Vertical |  |  | 64.8255 | -147.6497 |  | 0 | 0 | 0 | 80 | 7 | 0 | 367 | 92362.8 | 40 | 0 | 0 | 10200229 | 0.072733 | 0.081603 | 0.59157 | 0.9168 | 0.0055071 | 0 | 5.8449e-05 | 0.079483 | 0.11897 | 0.48332 | 0.51325 | 0.008647 | 0 | 5.1253e-05 | 0.080951 | 0.12117 | 0.49225 | 0.52273 | 0.0088067 | 0 | 5.2199e-05 | 0.085409 | 0.12784 | 0.51936 | 0.55152 | 0.0092917 | 0 | 5.5074e-05
1121 | Doyon Utilities Privatized Fort Wainwright Units | 5 | 5A | 1121-5 | 1121-5A | P | Coal | Boiler | Wickes Boiler Company | 230 | MILLION BTU PER HOUR | 29 | 22 | 32 | 17 | 59066 | TONS | 7 | 52 | 24 | 8736 | 1600 | 1600 | 15.14 |  | Boiler #7 | Vertical |  |  | 64.8254 | -147.6497 |  | 0 | 0 | 0 | 80 | 7 | 0 | 367 | 92362.8 | 40 | 0 | 0 | 10200229 | 0.059943 | 0.067253 | 0.48783 | 0.7565 | 0.0045879 | 0 | 4.8985e-05 | 0.065263 | 0.097688 | 0.39997 | 0.42175 | 0.007358 | 0 | 4.2922e-05 | 0.066468 | 0.099492 | 0.40736 | 0.42954 | 0.0074938 | 0 | 4.3714e-05 | 0.070129 | 0.10497 | 0.42979 | 0.4532 | 0.0079066 | 0 | 4.6122e-05
1121 | Doyon Utilities Privatized Fort Wainwright Units | 6 | 6A | 1121-6 | 1121-6A | P | Coal | Boiler | Wickes Boiler Company | 230 | MILLION BTU PER HOUR | 27 | 31 | 36 | 6 | 53547 | TONS | 7 | 52 | 24 | 8736 | 1600 | 1600 | 15.14 |  | Boiler #8 | Vertical |  |  | 64.8254 | -147.6497 |  | 0 | 0 | 0 | 80 | 7 | 0 | 367 | 92362.8 | 40 | 0 | 0 | 10200229 | 0.078331 | 0.087884 | 0.64704 | 0.95395 | 0.0061343 | 0 | 6.3203e-05 | 0.085667 | 0.12823 | 0.52836 | 0.53426 | 0.0096215 | 0 | 5.5431e-05 | 0.087249 | 0.1306 | 0.53811 | 0.54412 | 0.0097991 | 0 | 5.6455e-05 | 0.092054 | 0.13779 | 0.56775 | 0.57409 | 0.010339 | 0 | 5.9564e-05
1121 | Doyon Utilities Privatized Fort Wainwright Units | 7 | 7A | 1121-7 | 1121-7A | P | Coal | Reciprocating IC Engine |  |  |  | 25 | 25 | 25 | 25 | 2161 | HOUR | 7 | 52 | 24 | 5627 | 1600 | 1600 | 15.14 |  | Coal Processing | Downward-facing Vent |  |  | 64.8251 | -147.6489 |  | 0 | 0 | 0 | 1 | 1 | 0 | 30 | 47.1 | 1 | 0 | 0 | 20200102 | 0 | 0 | 0 | 0 | 0 | 0 | 0 | 0 | 0 | 0 | 0 | 0 | 0 | 0 | 0 | 0 | 0 | 0 | 0 | 0 | 0 | 0 | 0 | 0 | 0 | 0 | 0 | 0
[44 empty] | Pt Source Totals: | 1.2387 | 1.2827 | 7.4036 | 10.5734 | 0.15971 | 0 | 0.051362 | 0.8271 | 1.0394 | 7.1867 | 10.5625 | 0.057789 | 0 | 0.019369 | 0.84238 | 1.0586 | 7.3195 | 10.7575 | 0.058856 | 0 | 0.019727 | 0.88877 | 1.1169 | 7.7226 | 11.35 | 0.062098 | 0 | 0.020814
UAF Fuel Oil 2021 SO2 Emissions
[65 empty] | Current #2 (4400 ppm) |  |  | 0.16995
[65 empty] | Switch to #1 (896 ppm) |  |  | 0.034608
[65 empty] | Reduction from #1 Switch |  |  | 0.13534 | tons/episode day
Note on AQ5: Tom Carlson: Presumed constant hourly rates for sources not included in separate episodic files, but entered by facility in original ReleasePoints sheet.
Note on AR5: Tom Carlson: Presumed constant hourly rates for sources not included in separate episodic files, but entered by facility in original ReleasePoints sheet.
Note on AS5: Tom Carlson: Entered manually by best guess matching release/process/stack params to SCCs in WRAP 2002 point source inventory sheet (G3Point2002).
Note on AC28: Tom Carlson: Corrected based on 4/4/11 email from Joan Hardesty. However, I disregarded the revised coordinates given by Matt Narus of Jacobs in his response to Eielson because his "GeoBase" data, if given in WGS84 lat/long coordinates, still does not properly locate stacks on top of appropriate buildings. Instead, I picked coordinates from zoomed in Google Earth views of buildings and likely stack locations.
Note on AD28: Tom Carlson: Corrected based on 4/4/11 email from Joan Hardesty. However, I disregarded the revised coordinates given by Matt Narus of Jacobs in his response to Eielson because his "GeoBase" data, if given in WGS84 lat/long coordinates, still does not properly locate stacks on top of appropriate buildings. Instead, I picked coordinates from zoomed in Google Earth views of buildings and likely stack locations.
Note on AC29: Tom Carlson: Corrected based on 4/4/11 email from Joan Hardesty. However, I disregarded the revised coordinates given by Matt Narus of Jacobs in his response to Eielson because his "GeoBase" data, if given in WGS84 lat/long coordinates, still does not properly locate stacks on top of appropriate buildings. Instead, I picked coordinates from zoomed in Google Earth views of buildings and likely stack locations.
Note on AD29: Tom Carlson: Corrected based on 4/4/11 email from Joan Hardesty. However, I disregarded the revised coordinates given by Matt Narus of Jacobs in his response to Eielson because his "GeoBase" data, if given in WGS84 lat/long coordinates, still does not properly locate stacks on top of appropriate buildings. Instead, I picked coordinates from zoomed in Google Earth views of buildings and likely stack locations.
Note on AC30: Tom Carlson: Corrected based on 4/4/11 email from Joan Hardesty. However, I disregarded the revised coordinates given by Matt Narus of Jacobs in his response to Eielson because his "GeoBase" data, if given in WGS84 lat/long coordinates, still does not properly locate stacks on top of appropriate buildings. Instead, I picked coordinates from zoomed in Google Earth views of buildings and likely stack locations.
Note on AD30: Tom Carlson: Corrected based on 4/4/11 email from Joan Hardesty. However, I disregarded the revised coordinates given by Matt Narus of Jacobs in his response to Eielson because his "GeoBase" data, if given in WGS84 lat/long coordinates, still does not properly locate stacks on top of appropriate buildings. Instead, I picked coordinates from zoomed in Google Earth views of buildings and likely stack locations.
Note on AC31: Tom Carlson: Corrected based on 4/4/11 email from Joan Hardesty. However, I disregarded the revised coordinates given by Matt Narus of Jacobs in his response to Eielson because his "GeoBase" data, if given in WGS84 lat/long coordinates, still does not properly locate stacks on top of appropriate buildings. Instead, I picked coordinates from zoomed in Google Earth views of buildings and likely stack locations.
Note on AD31: Tom Carlson: Corrected based on 4/4/11 email from Joan Hardesty. However, I disregarded the revised coordinates given by Matt Narus of Jacobs in his response to Eielson because his "GeoBase" data, if given in WGS84 lat/long coordinates, still does not properly locate stacks on top of appropriate buildings. Instead, I picked coordinates from zoomed in Google Earth views of buildings and likely stack locations.
Note on AC32: Tom Carlson: Corrected based on 4/4/11 email from Joan Hardesty. However, I disregarded the revised coordinates given by Matt Narus of Jacobs in his response to Eielson because his "GeoBase" data, if given in WGS84 lat/long coordinates, still does not properly locate stacks on top of appropriate buildings. Instead, I picked coordinates from zoomed in Google Earth views of buildings and likely stack locations.
Note on AD32: Tom Carlson: Corrected based on 4/4/11 email from Joan Hardesty. However, I disregarded the revised coordinates given by Matt Narus of Jacobs in his response to Eielson because his "GeoBase" data, if given in WGS84 lat/long coordinates, still does not properly locate stacks on top of appropriate buildings. Instead, I picked coordinates from zoomed in Google Earth views of buildings and likely stack locations.
Note on AC33: Tom Carlson: Corrected based on 4/4/11 email from Joan Hardesty. However, I disregarded the revised coordinates given by Matt Narus of Jacobs in his response to Eielson because his "GeoBase" data, if given in WGS84 lat/long coordinates, still does not properly locate stacks on top of appropriate buildings. Instead, I picked coordinates from zoomed in Google Earth views of buildings and likely stack locations.
Note on AD33: Tom Carlson: Corrected based on 4/4/11 email from Joan Hardesty. However, I disregarded the revised coordinates given by Matt Narus of Jacobs in his response to Eielson because his "GeoBase" data, if given in WGS84 lat/long coordinates, still does not properly locate stacks on top of appropriate buildings. Instead, I picked coordinates from zoomed in Google Earth views of buildings and likely stack locations.
Note on AC34: Tom Carlson: Corrected based on 4/4/11 email from Joan Hardesty. However, I disregarded the revised coordinates given by Matt Narus of Jacobs in his response to Eielson because his "GeoBase" data, if given in WGS84 lat/long coordinates, still does not properly locate stacks on top of appropriate buildings. Instead, I picked coordinates from zoomed in Google Earth views of buildings and likely stack locations.
Note on AD34: Tom Carlson: Corrected based on 4/4/11 email from Joan Hardesty. However, I disregarded the revised coordinates given by Matt Narus of Jacobs in his response to Eielson because his "GeoBase" data, if given in WGS84 lat/long coordinates, still does not properly locate stacks on top of appropriate buildings. Instead, I picked coordinates from zoomed in Google Earth views of buildings and likely stack locations.
Note on AC35: Tom Carlson: Corrected based on 4/4/11 email from Joan Hardesty. However, I disregarded the revised coordinates given by Matt Narus of Jacobs in his response to Eielson because his "GeoBase" data, if given in WGS84 lat/long coordinates, still does not properly locate stacks on top of appropriate buildings. Instead, I picked coordinates from zoomed in Google Earth views of buildings and likely stack locations.
Note on AD35: Tom Carlson: Corrected based on 4/4/11 email from Joan Hardesty. However, I disregarded the revised coordinates given by Matt Narus of Jacobs in his response to Eielson because his "GeoBase" data, if given in WGS84 lat/long coordinates, still does not properly locate stacks on top of appropriate buildings. Instead, I picked coordinates from zoomed in Google Earth views of buildings and likely stack locations.
Note on AC36: Tom Carlson: Corrected based on 4/4/11 email from Joan Hardesty. However, I disregarded the revised coordinates given by Matt Narus of Jacobs in his response to Eielson because his "GeoBase" data, if given in WGS84 lat/long coordinates, still does not properly locate stacks on top of appropriate buildings. Instead, I picked coordinates from zoomed in Google Earth views of buildings and likely stack locations.
Note on AD36: Tom Carlson: Corrected based on 4/4/11 email from Joan Hardesty. However, I disregarded the revised coordinates given by Matt Narus of Jacobs in his response to Eielson because his "GeoBase" data, if given in WGS84 lat/long coordinates, still does not properly locate stacks on top of appropriate buildings. Instead, I picked coordinates from zoomed in Google Earth views of buildings and likely stack locations.
Note on AC37: Tom Carlson: Corrected based on 4/4/11 email from Joan Hardesty. However, I disregarded the revised coordinates given by Matt Narus of Jacobs in his response to Eielson because his "GeoBase" data, if given in WGS84 lat/long coordinates, still does not properly locate stacks on top of appropriate buildings. Instead, I picked coordinates from zoomed in Google Earth views of buildings and likely stack locations.
Note on AD37: Tom Carlson: Corrected based on 4/4/11 email from Joan Hardesty. However, I disregarded the revised coordinates given by Matt Narus of Jacobs in his response to Eielson because his "GeoBase" data, if given in WGS84 lat/long coordinates, still does not properly locate stacks on top of appropriate buildings. Instead, I picked coordinates from zoomed in Google Earth views of buildings and likely stack locations.
Note on AC38: Tom Carlson: Corrected based on 4/4/11 email from Joan Hardesty. However, I disregarded the revised coordinates given by Matt Narus of Jacobs in his response to Eielson because his "GeoBase" data, if given in WGS84 lat/long coordinates, still does not properly locate stacks on top of appropriate buildings. Instead, I picked coordinates from zoomed in Google Earth views of buildings and likely stack locations.
Note on AD38: Tom Carlson: Corrected based on 4/4/11 email from Joan Hardesty. However, I disregarded the revised coordinates given by Matt Narus of Jacobs in his response to Eielson because his "GeoBase" data, if given in WGS84 lat/long coordinates, still does not properly locate stacks on top of appropriate buildings. Instead, I picked coordinates from zoomed in Google Earth views of buildings and likely stack locations.
Note on AC39: Tom Carlson: Corrected based on 4/4/11 email from Joan Hardesty. However, I disregarded the revised coordinates given by Matt Narus of Jacobs in his response to Eielson because his "GeoBase" data, if given in WGS84 lat/long coordinates, still does not properly locate stacks on top of appropriate buildings. Instead, I picked coordinates from zoomed in Google Earth views of buildings and likely stack locations.
Note on AD39: Tom Carlson: Corrected based on 4/4/11 email from Joan Hardesty. However, I disregarded the revised coordinates given by Matt Narus of Jacobs in his response to Eielson because his "GeoBase" data, if given in WGS84 lat/long coordinates, still does not properly locate stacks on top of appropriate buildings. Instead, I picked coordinates from zoomed in Google Earth views of buildings and likely stack locations.
Note on AC40: Tom Carlson: Corrected based on 4/4/11 email from Joan Hardesty. However, I disregarded the revised coordinates given by Matt Narus of Jacobs in his response to Eielson because his "GeoBase" data, if given in WGS84 lat/long coordinates, still does not properly locate stacks on top of appropriate buildings. Instead, I picked coordinates from zoomed in Google Earth views of buildings and likely stack locations.
Note on AD40: Tom Carlson: Corrected based on 4/4/11 email from Joan Hardesty. However, I disregarded the revised coordinates given by Matt Narus of Jacobs in his response to Eielson because his "GeoBase" data, if given in WGS84 lat/long coordinates, still does not properly locate stacks on top of appropriate buildings. Instead, I picked coordinates from zoomed in Google Earth views of buildings and likely stack locations.
Note on AC41: Tom Carlson: Corrected based on 4/4/11 email from Joan Hardesty. However, I disregarded the revised coordinates given by Matt Narus of Jacobs in his response to Eielson because his "GeoBase" data, if given in WGS84 lat/long coordinates, still does not properly locate stacks on top of appropriate buildings. Instead, I picked coordinates from zoomed in Google Earth views of buildings and likely stack locations.
Note on AD41: Tom Carlson: Corrected based on 4/4/11 email from Joan Hardesty. However, I disregarded the revised coordinates given by Matt Narus of Jacobs in his response to Eielson because his "GeoBase" data, if given in WGS84 lat/long coordinates, still does not properly locate stacks on top of appropriate buildings. Instead, I picked coordinates from zoomed in Google Earth views of buildings and likely stack locations.
Note on AE48: Tom Carlson: Corrected per 4/4/11 email from Joan Hardesty, based on responses from FHR.
Note on AF48: Tom Carlson: Corrected per 4/4/11 email from Joan Hardesty, based on responses from FHR.

## PopnFactors
Calendar | Population Growth Factors
Year | 2013=1.0 | 2015=1.0 | 2016=1.0
2013 | 1 | n/a | n/a
2015 | 1.0189 | 1 | n/a
2016 | 1.0284 | 1.0093 | 1
2017 | 1.0378 | 1.0186 | 1.0092
2019 | 1.057 | 1.0374 | 1.0278
2020 | 1.0835 | 1.0634 | 1.0537
2021 | 1.1152 | 1.0945 | 1.0844
2022 | 1.1291 | 1.1081 | 1.098
2023 | 1.1367 | 1.1156 | 1.1054
2024 | 1.1446 | 1.1234 | 1.1131
2025 | 1.1527 | 1.1313 | 1.1209
2026 | 1.1605 | 1.139 | 1.1285
2027 | 1.1683 | 1.1466 | 1.136
2028 | 1.176 | 1.1542 | 1.1436
2029 | 1.1838 | 1.1618 | 1.1512
2030 | 1.1916 | 1.1695 | 1.1587
2031 | 1.1976 | 1.1754 | 1.1645
2032 | 1.2036 | 1.1812 | 1.1704